## Table
Manufacturer | Brand | Model Number | Separate Fan & Light Controls | Ceiling Fan Type | Adjustable Speed Controls | Reversible? | Low CFM | Low Watts | Low Efficacy (CFM/Watts) | Medium CFM | Medium Watts | Medium Efficacy (CFM/Watts) | High CFM | High Watts | High Efficacy (CFM/Watts) | (D) Ceiling Fan Blade Span (Inches) (As Required By Table D-4) | Efficiency (CFM/Watt) (Not Large Diameter Fans) | Efficiency (CFM/Watt) Standard | CFEI At High Speed (Large Diameter Fans) | CFEI At 40 Percent Speed (Large Diameter Fans) | Light Source Type | Standby Power (Watts) | Regulatory Status | Add Date | Reference Number | Modified Date
Air Cool Industrial Co., Ltd. | Hampton Bay | AC324A | True |  | 3 | Yes | 1140 | 8 | 143 | 2224 | 21 | 106 | 3495 | 47 | 74 | [5 empty] | Incandescent |  | Federally-Regulated Consumer Product | 11/01/2012 |  | 11/24/2015
Air Cool Industrial Co., Ltd. | Hampton Bay | AG578 | True |  | 3 | Yes | 1584 | 13 | 122 | 3568 | 30 | 119 | 4611 | 62 | 74 | [5 empty] | Incandescent |  | Federally-Regulated Consumer Product | 11/01/2012 |  | 11/24/2015
Air Cool Industrial Co., Ltd. | Hampton Bay | AL837 | True |  | 3 | Yes | 1557 | 10 | 156 | 3181 | 30 | 106 | 4805 | 62 | 78 | [5 empty] | Incandescent |  | Federally-Regulated Consumer Product | 10/25/2012 |  | 11/24/2015
Air Cool Industrial Co., Ltd. | Hampton Bay | AL968 | True |  | 3 | Yes | 1978 | 15 | 132 | 3433 | 33 | 104 | 4927 | 62 | 79 | [5 empty] | Incandescent |  | Federally-Regulated Consumer Product | 10/29/2012 |  | 11/24/2015
Air Cool Industrial Co., Ltd. | Hampton Bay | AL974 | True |  | 3 | Yes | 1791 | 11 | 163 | 3417 | 32 | 107 | 4792 | 61 | 79 | [5 empty] | Incandescent |  | Federally-Regulated Consumer Product | 10/25/2012 |  | 11/24/2015
Air Cool Industrial Co., Ltd. | Hampton Bay | AL975 | True |  | 3 | Yes | 1794 | 12 | 150 | 3255 | 30 | 109 | 5576 | 70 | 80 | [5 empty] | Incandescent |  | Federally-Regulated Consumer Product | 11/01/2012 |  | 11/24/2015
Air Cool Industrial Co., Ltd. | Hampton Bay | AL979 | True |  | 3 | Yes | 1621 | 14 | 116 | 3071 | 35 | 88 | 4277 | 61 | 70 | [5 empty] | Incandescent |  | Federally-Regulated Consumer Product | 10/29/2012 |  | 11/24/2015
Air Cool Industrial Co., Ltd. | Hampton Bay | AL995 | True |  | 3 | Yes | 2414 | 18 | 134 | 3955 | 38 | 104 | 5723 | 65 | 88 | [5 empty] | Incandescent |  | Federally-Regulated Consumer Product | 10/29/2012 |  | 11/24/2015
Air Cool Industrial Co., Ltd. | Home Decorators Collection | AM175 | True |  | 6 | Yes | 2769 | 5 | 554 | 4757 | 14 | 340 | 6264 | 31 | 202 | [5 empty] | Other |  | Federally-Regulated Consumer Product | 12/19/2014 |  | 11/24/2015
Air Cool Industrial Co., Ltd. | Home Decorators Collection | AM319 | True |  | 3 | Yes | 1527 | 14 | 109 | 3642 | 38 | 96 | 6197 | 83 | 75 | [5 empty] | LED |  | Federally-Regulated Consumer Product | 12/04/2014 |  | 11/24/2015
Air Cool Industrial Co., Ltd. | Hampton Bay | YG115 | True |  | 3 | Yes | 1481 | 11 | 135 | 2598 | 31 | 84 | 3549 | 56 | 63 | [5 empty] | Incandescent |  | Federally-Regulated Consumer Product | 10/25/2012 |  | 11/24/2015
Air Cool Industrial Co., Ltd. | Hampton Bay | YG327B | True |  | 3 | Yes | 1674 | 11 | 152 | 2970 | 28 | 106 | 5318 | 67 | 79 | [5 empty] | LED |  | Federally-Regulated Consumer Product | 10/25/2012 |  | 11/24/2015
Air Cool Industrial Co., Ltd. | Hampton Bay | YG338 | True |  | 3 | Yes | 1735 | 10 | 174 | 3791 | 33 | 115 | 6041 | 74 | 82 | [5 empty] | LED |  | Federally-Regulated Consumer Product | 10/29/2012 |  | 11/24/2015
Air Cool Industrial Co., Ltd. | Hampton Bay | YG395 | True |  | 3 | Yes | 1685 | 11 | 153 | 3259 | 30 | 109 | 4718 | 57 | 83 | [5 empty] | Incandescent |  | Federally-Regulated Consumer Product | 10/25/2012 |  | 11/24/2015
Air Cool Industrial Co., Ltd. | Home Decorators Collection | YG446 | True |  | 3 | Yes | 2550 | 13 | 196 | 4559 | 31 | 147 | 6871 | 60 | 115 | [5 empty] | LED |  | Federally-Regulated Consumer Product | 12/08/2014 |  | 11/24/2015
Air Cool Industrial Co., Ltd. | Home Decorators Collection | YG449A | True |  | 3 | Yes | 1777 | 12 | 148 | 3591 | 31 | 116 | 5481 | 66 | 83 | [5 empty] | LED |  | Federally-Regulated Consumer Product | 12/08/2014 |  | 11/24/2015
Air Cool Industrial Co., Ltd. | Home Decorators Collection | YG493 | True |  | 6 | Yes | 2626 | 3 | 875 | 5029 | 7 | 718 | 8882 | 30 | 296 | [5 empty] | LED |  | Federally-Regulated Consumer Product | 12/04/2014 |  | 11/24/2015
Air Cool Industrial Co., Ltd. | Home Decorators Collection | YG493OD | True |  | 6 | Yes | 2626 | 3 | 875 | 5029 | 7 | 718 | 8882 | 30 | 296 | [5 empty] | LED |  | Federally-Regulated Consumer Product | 12/04/2014 |  | 11/24/2015
Air Cool Industrial Co., Ltd. | Atlas | ElizaH-* | True |  | 6 | Yes | 1443 | 3 | 481 | 3820 | 13 | 289 | 5396 | 32 | 167 | [5 empty] | None |  | Federally-Regulated Consumer Product | 10/06/2015 |  | 02/18/2016
Air Cool Industrial Co., Ltd. | Atlas | Acqua-Metal-* | True |  | 3 | Yes | 2642 | 43 | 61 | 3251 | 57 | 57 | 3949 | 89 | 44 | [5 empty] | Incandescent |  | Federally-Regulated Consumer Product | 01/07/2016 |  | 02/22/2016
Air Cool Industrial Co., Ltd. | Atlas | Dagny-Metal-* | True |  | 3 | Yes | 2642 | 43 | 61 | 3251 | 57 | 57 | 3949 | 89 | 44 | [5 empty] | None |  | Federally-Regulated Consumer Product | 01/07/2016 |  | 02/22/2016
Air Cool Industrial Co., Ltd. | Atlas | Dagny Light Kit-Metal-* | True |  | 3 | Yes | 2642 | 43 | 61 | 3251 | 57 | 57 | 3949 | 89 | 44 | [5 empty] | Incandescent |  | Federally-Regulated Consumer Product | 01/07/2016 |  | 02/22/2016
Air Cool Industrial Co., Ltd. | Atlas | Dagny Light Kit-LED-Metal-* | True |  | 3 | Yes | 2642 | 43 | 61 | 3251 | 57 | 57 | 3949 | 89 | 44 | [5 empty] | LED |  | Federally-Regulated Consumer Product | 01/07/2016 |  | 02/22/2016
Air Cool Industrial Co., Ltd. | Atlas | Donaire-* | True |  | 3 | Yes | 2693 | 17 | 150 | 4735 | 40 | 118 | 6021 | 68 | 89 | [5 empty] | None |  | Federally-Regulated Consumer Product | 10/06/2015 |  | 02/22/2016
Westinghouse Lighting | Westinghouse Lighting Corp. | 7200700 | True |  | 3 | Yes | 1940 | 12 | 162 | 3593 | 30 | 120 | 5199 | 61 | 85 | [5 empty] | Incandescent |  | Federally-Regulated Consumer Product | 03/24/2015 |  | 03/30/2016
Westinghouse Lighting | Westinghouse Lighting Corp. | 7200800 | True |  | 3 | Yes | 1940 | 12 | 162 | 3593 | 30 | 120 | 5199 | 61 | 85 | [5 empty] | Incandescent |  | Federally-Regulated Consumer Product | 03/24/2015 |  | 03/30/2016
Summer Wind International, Ltd. | Home Decorators Collection | CL11012 | True |  | 9 | Yes | 2127 | 3 | 709 | 4598 | 10 | 459 | 7800 | 34 | 226 | [5 empty] | LED |  | Federally-Regulated Consumer Product | 11/19/2015 |  | 07/11/2016
Fanimation | Fanimation | BP220BL1 | True |  | 3 | Yes | 1744 | 10 | 174 | 3701 | 29 | 127 | 5897 | 64 | 92 | [5 empty] | Incandescent |  | Federally-Regulated Consumer Product | 03/18/2015 |  | 07/19/2016
Fanimation | Fanimation | FP320BL1 | True |  | 3 | Yes | 957 | 10 | 95 | 2944 | 38 | 77 | 4788 | 82 | 58 | [5 empty] | None |  | Federally-Regulated Consumer Product | 03/18/2015 |  | 07/19/2016
Fanimation | Fanimation | FP320MW1 | True |  | 3 | Yes | 957 | 10 | 95 | 2944 | 38 | 77 | 4788 | 82 | 58 | [5 empty] | None |  | Federally-Regulated Consumer Product | 03/18/2015 |  | 07/19/2016
Fanimation | Fanimation | FP4320AZ | True |  | 3 | Yes | 2030 | 14 | 145 | 3589 | 38 | 94 | 5413 | 72 | 75 | [5 empty] | None |  | Federally-Regulated Consumer Product | 03/18/2015 |  | 07/19/2016
Fanimation | Fanimation | FP4520OB | True |  | 4 | Yes | 1165 | 9 | 129 | 3291 | 34 | 96 | 4207 | 49 | 85 | [5 empty] | None |  | Federally-Regulated Consumer Product | 03/18/2015 |  | 07/19/2016
Fanimation | Fanimation | FP4520SN | True |  | 4 | Yes | 1165 | 9 | 129 | 3291 | 34 | 96 | 4207 | 49 | 85 | [5 empty] | None |  | Federally-Regulated Consumer Product | 03/18/2015 |  | 07/19/2016
Fanimation | Fanimation | FP4650SN | True |  | 3 | Yes | 2123 | 17 | 125 | 3012 | 29 | 104 | 4436 | 57 | 78 | [5 empty] | LED |  | Federally-Regulated Consumer Product | 03/07/2014 |  | 07/19/2016
Fanimation | Fanimation | FP4820PW | True |  | 3 | Yes | 599 | 15 | 40 | 949 | 19 | 50 | 1131 | 29 | 39 | [5 empty] | Other |  | Federally-Regulated Consumer Product | 03/07/2014 |  | 07/19/2016
Fanimation | Fanimation | FP5220OB | True |  | 3 | Yes | 2983 | 23 | 130 | 4366 | 42 | 104 | 5732 | 66 | 87 | [5 empty] | Other |  | Federally-Regulated Consumer Product | 03/07/2014 |  | 07/19/2016
Fanimation | Fanimation | FP5220PW | True |  | 3 | Yes | 2983 | 23 | 130 | 4366 | 42 | 104 | 5732 | 66 | 87 | [5 empty] | Other |  | Federally-Regulated Consumer Product | 03/07/2014 |  | 07/19/2016
Fanimation | Fanimation | FP5420MW | True |  | 3 | Yes | 1351 | 32 | 42 | 3108 | 28 | 111 | 5882 | 79 | 74 | [5 empty] | Other |  | Federally-Regulated Consumer Product | 03/18/2015 |  | 07/19/2016
Fanimation | Fanimation | FP5420OB | True |  | 3 | Yes | 1351 | 32 | 42 | 3108 | 28 | 111 | 5882 | 79 | 74 | [5 empty] | Other |  | Federally-Regulated Consumer Product | 03/18/2015 |  | 07/19/2016
Fanimation | Fanimation | FP5420PN | True |  | 3 | Yes | 1351 | 32 | 42 | 3108 | 28 | 111 | 5882 | 79 | 74 | [5 empty] | Other |  | Federally-Regulated Consumer Product | 03/18/2015 |  | 07/19/2016
Fanimation | Fanimation | FP5420PW | True |  | 3 | Yes | 1351 | 32 | 42 | 3108 | 28 | 111 | 5882 | 79 | 74 | [5 empty] | Other |  | Federally-Regulated Consumer Product | 03/18/2015 |  | 07/19/2016
Fanimation | Fanimation | FP5620OB | True |  | 3 | Yes | 2293 | 14 | 164 | 3967 | 35 | 113 | 5529 | 62 | 89 | [5 empty] | None |  | Federally-Regulated Consumer Product | 03/07/2014 |  | 07/19/2016
Fanimation | Fanimation | FP5620PW | True |  | 3 | Yes | 2293 | 14 | 164 | 3967 | 35 | 113 | 5529 | 62 | 89 | [5 empty] | None |  | Federally-Regulated Consumer Product | 03/07/2014 |  | 07/19/2016
Fanimation | Fanimation | FP7000PW | True |  | 2 | Yes | 7583 | 44 | 172 |  |  |  | 10393 | 75 | 139 | [5 empty] | None |  | Federally-Regulated Consumer Product | 03/24/2014 |  | 07/19/2016
Fanimation | Fanimation | FP7410AB | True |  | 3 | Yes | 2257 | 14 | 161 | 3101 | 31 | 100 | 4240 | 50 | 84 | [5 empty] | None |  | Federally-Regulated Consumer Product | 03/18/2015 |  | 07/19/2016
Fanimation | Fanimation | FP7410OB | True |  | 3 | Yes | 2257 | 14 | 161 | 3867 | 31 | 124 | 5129 | 49 | 104 | [5 empty] | None |  | Federally-Regulated Consumer Product | 03/18/2015 |  | 07/19/2016
Fanimation | Fanimation | FP7500OBP4LK | True |  | 3 | Yes | 1600 | 17 | 94 | 2501 | 24 | 104 | 2812 | 56 | 50 | [5 empty] | Other |  | Federally-Regulated Consumer Product | 03/18/2015 |  | 07/19/2016
Fanimation | Fanimation | FP7500RSP4LK | True |  | 3 | Yes | 1175 | 17 | 69 | 2501 | 24 | 104 | 2812 | 56 | 50 | [5 empty] | Other |  | Federally-Regulated Consumer Product | 03/18/2015 |  | 07/19/2016
Fanimation | Fanimation | FP7510MW | True |  | 3 | Yes | 2217 | 14 | 158 | 3847 | 38 | 101 | 5483 | 71 | 77 | [5 empty] | None |  | Federally-Regulated Consumer Product | 03/18/2015 |  | 07/19/2016
Fanimation | Fanimation | FP7930PWW | True |  | 3 | Yes | 1912 | 10 | 191 | 3897 | 27 | 144 | 5831 | 60 | 97 | [5 empty] | Compact Flourescent |  | Federally-Regulated Consumer Product | 03/07/2014 |  | 07/19/2016
Fanimation | Fanimation | FP7951OB | True |  | 3 | Yes | 1618 | 9 | 180 | 3725 | 29 | 128 | 6006 | 66 | 91 | [5 empty] | Other |  | Federally-Regulated Consumer Product | 03/07/2014 |  | 07/19/2016
Fanimation | Fanimation | FP7951SN | True |  | 3 | Yes | 1618 | 9 | 180 | 3725 | 29 | 128 | 6006 | 66 | 91 | [5 empty] | Other |  | Federally-Regulated Consumer Product | 03/07/2014 |  | 07/19/2016
Fanimation | Fanimation | FP7953CH | True |  | 3 | Yes | 2768 | 18 | 154 | 3977 | 31 | 128 | 5314 | 58 | 92 | [5 empty] | Incandescent |  | Federally-Regulated Consumer Product | 03/07/2014 |  | 07/19/2016
Fanimation | Fanimation | FP7963WM | True |  | 3 | Yes | 1844 | 11 | 167 | 3193 | 30 | 106 | 4995 | 65 | 76 | [5 empty] | Compact Flourescent |  | Federally-Regulated Consumer Product | 03/18/2015 |  | 07/19/2016
Fanimation | Fanimation | FP8000OB | True |  | 3 | Yes | 1939 | 12 | 161 | 3408 | 29 | 117 | 5147 | 62 | 83 | [5 empty] | Other |  | Federally-Regulated Consumer Product | 03/18/2015 |  | 07/19/2016
Fanimation | Fanimation | FP8000PN | True |  | 3 | Yes | 1939 | 12 | 161 | 3408 | 29 | 117 | 5147 | 62 | 83 | [5 empty] | Other |  | Federally-Regulated Consumer Product | 03/18/2015 |  | 07/19/2016
Fanimation | Fanimation | FP8000PW | True |  | 3 | Yes | 1939 | 12 | 161 | 3408 | 29 | 117 | 5147 | 62 | 83 | [5 empty] | Other |  | Federally-Regulated Consumer Product | 03/18/2015 |  | 07/19/2016
Fanimation | Fanimation | FP8008BN | True |  | 3 | Yes | 2087 | 10 | 208 | 4068 | 32 | 127 | 5671 | 58 | 97 | [5 empty] | Compact Flourescent |  | Federally-Regulated Consumer Product | 03/18/2015 |  | 07/19/2016
Fanimation | Fanimation | FP8008CH | True |  | 3 | Yes | 2087 | 10 | 208 | 4068 | 32 | 127 | 5671 | 58 | 97 | [5 empty] | Compact Flourescent |  | Federally-Regulated Consumer Product | 03/18/2015 |  | 07/19/2016
Fanimation | Fanimation | FP8009OB | True |  | 3 | Yes | 2216 | 10 | 222 | 3710 | 27 | 137 | 5718 | 69 | 83 | [5 empty] | None |  | Federally-Regulated Consumer Product | 03/07/2014 |  | 07/19/2016
Fanimation | Fanimation | FP8011OB | True |  | 3 | Yes | 2111 | 10 | 211 | 3691 | 27 | 137 | 5848 | 69 | 85 | [5 empty] | Other |  | Federally-Regulated Consumer Product | 03/07/2014 |  | 07/19/2016
Fanimation | Fanimation | FP8032SB | True |  | 3 | Yes | 1496 | 11 | 136 | 3529 | 37 | 95 | 5634 | 74 | 76 | [5 empty] | Other |  | Federally-Regulated Consumer Product | 03/18/2015 |  | 07/19/2016
Fanimation | Fanimation | FP8042SN | True |  | 3 | Yes | 1951 | 12 | 163 | 2898 | 25 | 116 | 3943 | 47 | 84 | [5 empty] | None |  | Federally-Regulated Consumer Product | 03/07/2014 |  | 07/19/2016
Fanimation | Fanimation | FP8050SN | True |  | 3 | Yes | 1652 | 10 | 165 | 3024 | 25 | 120 | 4295 | 46 | 93 | [5 empty] | Other |  | Federally-Regulated Consumer Product | 03/18/2015 |  | 07/19/2016
Fanimation | Fanimation | FPD6220MW | True |  | 6 | Yes | 3596 | 5 | 719 | 6425 | 14 | 459 | 8087 | 30 | 270 | [5 empty] | Other |  | Federally-Regulated Consumer Product | 03/07/2014 |  | 07/19/2016
Fanimation | Fanimation | FPD6220SN | True |  | 6 | Yes | 3596 | 5 | 719 | 6425 | 14 | 459 | 8087 | 30 | 270 | [5 empty] | Other |  | Federally-Regulated Consumer Product | 03/07/2014 |  | 07/19/2016
Fanimation | Fanimation | FPD8087BA | True |  | 6 | Yes | 2635 | 4 | 658 | 4769 | 14 | 340 | 6134 | 30 | 204 | [5 empty] | LED |  | Federally-Regulated Consumer Product | 03/18/2015 |  | 07/19/2016
Fanimation | Fanimation | FPD8087SN | True |  | 6 | Yes | 2635 | 4 | 658 | 4769 | 14 | 340 | 6134 | 30 | 204 | [5 empty] | LED |  | Federally-Regulated Consumer Product | 03/18/2015 |  | 07/19/2016
Fanimation | Fanimation | FPD8088BA-NL | True |  | 6 | Yes | 3108 | 5 | 621 | 4459 | 13 | 343 | 6466 | 30 | 215 | [5 empty] | None |  | Federally-Regulated Consumer Product | 03/18/2015 |  | 07/19/2016
Fanimation | Fanimation | FPD8088PW-NL | True |  | 6 | Yes | 3108 | 5 | 621 | 4459 | 13 | 343 | 6466 | 30 | 215 | [5 empty] | None |  | Federally-Regulated Consumer Product | 03/18/2015 |  | 07/19/2016
Fanimation | Fanimation | FPD8089BA-NL | True |  | 6 | Yes | 5382 | 8 | 672 | 7213 | 16 | 450 | 8895 | 30 | 296 | [5 empty] | None |  | Federally-Regulated Consumer Product | 03/18/2015 |  | 07/19/2016
Fanimation | Fanimation | FPD8089PW-NL | True |  | 6 | Yes | 5382 | 8 | 672 | 7213 | 16 | 450 | 8895 | 30 | 296 | [5 empty] | None |  | Federally-Regulated Consumer Product | 03/18/2015 |  | 07/19/2016
Fanimation | Fanimation | FPD8148BN | True |  | 6 | Yes | 4453 | 4 | 1113 | 6682 | 10 | 668 | 10104 | 32 | 315 | [5 empty] | Compact Flourescent |  | Federally-Regulated Consumer Product | 03/18/2015 |  | 07/19/2016
Fanimation | Fanimation | FPD8148OB | True |  | 6 | Yes | 4453 | 4 | 1113 | 6682 | 10 | 668 | 10104 | 32 | 315 | [5 empty] | Compact Flourescent |  | Federally-Regulated Consumer Product | 03/18/2015 |  | 07/19/2016
Fanimation | Fanimation | FPD8149BN | True |  | 6 | Yes | 4453 | 4 | 1113 | 7923 | 22 | 360 | 10104 | 32 | 315 | [5 empty] | Compact Flourescent |  | Federally-Regulated Consumer Product | 03/18/2015 |  | 07/19/2016
Fanimation | Fanimation | FPS6225BL | True |  | 3 | Yes | 2812 | 16 | 175 | 4028 | 30 | 134 | 5983 | 61 | 98 | [5 empty] | Other |  | Federally-Regulated Consumer Product | 03/18/2015 |  | 07/19/2016
Fanimation | Fanimation | FPS7967BN | True |  | 3 | Yes | 2096 | 9 | 232 | 3844 | 32 | 120 | 5509 | 48 | 114 | [5 empty] | Other |  | Federally-Regulated Consumer Product | 03/18/2015 |  | 07/19/2016
Fanimation | Fanimation | FPS7967MW | True |  | 3 | Yes | 2096 | 9 | 232 | 3844 | 32 | 120 | 5509 | 48 | 114 | [5 empty] | Other |  | Federally-Regulated Consumer Product | 03/18/2015 |  | 07/19/2016
Fanimation | Fanimation | FPS7967OB | True |  | 3 | Yes | 2096 | 9 | 232 | 3844 | 32 | 120 | 5509 | 48 | 114 | [5 empty] | Other |  | Federally-Regulated Consumer Product | 03/18/2015 |  | 07/19/2016
Fanimation | Fanimation | HF6050BZ | True |  | 3 | Yes | 2052 | 15 | 136 | 3470 | 32 | 108 | 5784 | 72 | 80 | [5 empty] | None |  | Federally-Regulated Consumer Product | 03/18/2015 |  | 07/19/2016
Fanimation | Fanimation | HF6200BZ | True |  | 3 | Yes | 2052 | 15 | 136 | 3470 | 32 | 108 | 5784 | 72 | 80 | [5 empty] | Incandescent |  | Federally-Regulated Consumer Product | 03/18/2015 |  | 07/19/2016
Fanimation | Fanimation | HF6200DS | True |  | 3 | Yes | 2052 | 15 | 137 | 3470 | 32 | 108 | 5784 | 72 | 80 | [5 empty] | Incandescent |  | Federally-Regulated Consumer Product | 03/07/2014 |  | 07/19/2016
Fanimation | Fanimation | HF6200MH | True |  | 3 | Yes | 2052 | 15 | 137 | 3470 | 32 | 108 | 5784 | 72 | 80 | [5 empty] | Incandescent |  | Federally-Regulated Consumer Product | 03/07/2014 |  | 07/19/2016
Fanimation | Fanimation | HF6600BZ | True |  | 3 | Yes | 2052 | 15 | 136 | 3470 | 32 | 108 | 5784 | 72 | 80 | [5 empty] | Incandescent |  | Federally-Regulated Consumer Product | 03/18/2015 |  | 07/19/2016
Fanimation | Fanimation | HF6600DS | True |  | 3 | Yes | 2052 | 15 | 136 | 3470 | 32 | 108 | 5784 | 72 | 80 | [5 empty] | Incandescent |  | Federally-Regulated Consumer Product | 03/18/2015 |  | 07/19/2016
Fanimation | Fanimation | HF6600MH | True |  | 3 | Yes | 2052 | 15 | 137 | 3470 | 32 | 108 | 5784 | 72 | 80 | [5 empty] | Incandescent |  | Federally-Regulated Consumer Product | 03/07/2014 |  | 07/19/2016
Fanimation | Fanimation | HF7200BZ | True |  | 3 | Yes | 2052 | 15 | 136 | 3470 | 32 | 108 | 5784 | 72 | 80 | [5 empty] | Incandescent |  | Federally-Regulated Consumer Product | 03/18/2015 |  | 07/19/2016
Fanimation | Fanimation | HF7240BZ | True |  | 3 | Yes | 2052 | 15 | 136 | 3470 | 32 | 108 | 5784 | 72 | 80 | [5 empty] | Incandescent |  | Federally-Regulated Consumer Product | 03/18/2015 |  | 07/19/2016
Fanimation | Fanimation | HF7600DS | True |  | 3 | Yes | 2052 | 15 | 136 | 3470 | 32 | 108 | 5784 | 72 | 80 | [5 empty] | Incandescent |  | Federally-Regulated Consumer Product | 03/18/2015 |  | 07/19/2016
Fanimation | Fanimation | LB270VZ | True |  | 4 | Yes | 1224 | 7 | 174 | 4218 | 36 | 117 | 6471 | 73 | 88 | [5 empty] | Incandescent |  | Federally-Regulated Consumer Product | 03/18/2015 |  | 07/19/2016
Fanimation | Fanimation | MAD3260AB | True |  | 6 | Yes | 2477 | 5 | 495 | 4262 | 15 | 284 | 5412 | 30 | 180 | [5 empty] | Other |  | Federally-Regulated Consumer Product | 03/18/2015 |  | 07/19/2016
Fanimation | Fanimation | MAD3260OB | True |  | 6 | Yes | 2477 | 5 | 495 | 4262 | 15 | 284 | 5412 | 30 | 180 | [5 empty] | Other |  | Federally-Regulated Consumer Product | 03/18/2015 |  | 07/19/2016
Fanimation | Fanimation | PL8018BN | True |  | 3 | No | 974 | 43 | 22 | 1371 | 50 | 27 | 1848 | 65 | 28 | [5 empty] | None |  | Federally-Regulated Consumer Product | 03/18/2015 |  | 07/19/2016
Fanimation | Fanimation | PL8018OB | True |  | 3 | No | 974 | 43 | 22 | 1371 | 50 | 27 | 1848 | 65 | 28 | [5 empty] | None |  | Federally-Regulated Consumer Product | 03/18/2015 |  | 07/19/2016
Fanimation | Fanimation | TF610TS | True |  | 3 | Yes | 2713 | 14 | 193 | 4926 | 40 | 123 | 7057 | 80 | 88 | [5 empty] | None |  | Federally-Regulated Consumer Product | 03/18/2015 |  | 07/19/2016
Fanimation | Fanimation | TF710TS | True |  | 3 | Yes | 4001 | 22 | 181 | 6596 | 50 | 131 | 8963 | 84 | 106 | [5 empty] | None |  | Federally-Regulated Consumer Product | 03/18/2015 |  | 07/19/2016
Fanimation | Fanimation | TF721TS | True |  | 3 | Yes | 4055 | 19 | 213 | 6791 | 44 | 154 | 9689 | 90 | 107 | [5 empty] | None |  | Federally-Regulated Consumer Product | 03/18/2015 |  | 07/19/2016
Fanimation | Fanimation | FP1820AB | True |  | 3 | Yes | 1673 | 19 | 88 | 2976 | 40 | 74 | 4792 | 83 | 57 | [5 empty] | Incandescent |  | Federally-Regulated Consumer Product | 09/04/2015 |  | 07/19/2016
Fanimation | Fanimation | FP1820AC | True |  | 3 | Yes | 1673 | 19 | 88 | 2976 | 40 | 74 | 4792 | 83 | 57 | [5 empty] | Incandescent |  | Federally-Regulated Consumer Product | 09/04/2015 |  | 07/19/2016
Fanimation | Fanimation | FP1820BL | True |  | 3 | Yes | 1673 | 19 | 88 | 2976 | 40 | 74 | 4792 | 83 | 57 | [5 empty] | Incandescent |  | Federally-Regulated Consumer Product | 09/04/2015 |  | 07/19/2016
Fanimation | Fanimation | FP1820MC | True |  | 3 | Yes | 1673 | 19 | 88 | 2976 | 40 | 74 | 4792 | 83 | 57 | [5 empty] | Incandescent |  | Federally-Regulated Consumer Product | 09/04/2015 |  | 07/19/2016
Fanimation | Fanimation | FP1820MW | True |  | 3 | Yes | 1673 | 19 | 88 | 2976 | 40 | 74 | 4792 | 83 | 57 | [5 empty] | Incandescent |  | Federally-Regulated Consumer Product | 09/04/2015 |  | 07/19/2016
Fanimation | Fanimation | FP1820OB | True |  | 3 | Yes | 1673 | 19 | 88 | 2976 | 40 | 74 | 4792 | 83 | 57 | [5 empty] | Incandescent |  | Federally-Regulated Consumer Product | 09/04/2015 |  | 07/19/2016
Fanimation | Fanimation | FP1820PW | True |  | 3 | Yes | 1673 | 19 | 88 | 2976 | 40 | 74 | 4792 | 83 | 57 | [5 empty] | Incandescent |  | Federally-Regulated Consumer Product | 09/04/2015 |  | 07/19/2016
Fanimation | Fanimation | FP1820SN | True |  | 3 | Yes | 1673 | 19 | 88 | 2976 | 40 | 74 | 4792 | 83 | 57 | [5 empty] | Incandescent |  | Federally-Regulated Consumer Product | 09/04/2015 |  | 07/19/2016
Fanimation | Fanimation | FP3320** | True |  | 3 | Yes | 2490 | 17 | 146 | 4807 | 43 | 111 | 6836 | 73 | 93 | [5 empty] | None |  | Federally-Regulated Consumer Product | 04/19/2016 |  | 07/19/2016
Fanimation | Fanimation | FP4420OB | True |  | 3 | Yes | 1647 | 13 | 126 | 2807 | 25 | 112 | 4565 | 55 | 83 | [5 empty] | Incandescent |  | Federally-Regulated Consumer Product | 09/04/2015 |  | 07/19/2016
Fanimation | Fanimation | FP4420SN | True |  | 3 | Yes | 1647 | 13 | 126 | 2807 | 25 | 112 | 4565 | 55 | 83 | [5 empty] | Incandescent |  | Federally-Regulated Consumer Product | 09/04/2015 |  | 07/19/2016
Fanimation | Fanimation | FP6728** | True |  | 3 | Yes | 2774 | 13 | 213 | 4835 | 33 | 146 | 7236 | 66 | 109 | [5 empty] | LED |  | Federally-Regulated Consumer Product | 01/06/2016 |  | 07/19/2016
Fanimation | Fanimation | FPD8149** | True |  | 6 | Yes | 5550 | 6 | 925 | 9073 | 18 | 504 | 11190 | 33 | 339 | [5 empty] | LED |  | Federally-Regulated Consumer Product | 10/19/2015 |  | 07/19/2016
Fanimation | Fanimation | FPS7981BNCW2 | True |  | 3 | Yes | 1718 | 10 | 171 | 2842 | 23 | 123 | 3855 | 45 | 85 | [5 empty] | Incandescent |  | Federally-Regulated Consumer Product | 09/04/2015 |  | 07/19/2016
Fanimation | Fanimation | FPS7981BN-HWNL | True |  | 3 | Yes | 1718 | 10 | 171 | 2842 | 23 | 123 | 3855 | 45 | 85 | [5 empty] | None |  | Federally-Regulated Consumer Product | 09/04/2015 |  | 07/19/2016
Fanimation | Fanimation | FPS7981OB | True |  | 3 | Yes | 1718 | 10 | 171 | 2842 | 23 | 123 | 3855 | 45 | 85 | [5 empty] | Incandescent |  | Federally-Regulated Consumer Product | 09/04/2015 |  | 07/19/2016
Fanimation | Fanimation | MA25AC | True |  | 3 | Yes | 1944 | 17 | 114 | 3352 | 37 | 90 | 5619 | 85 | 66 | [5 empty] | Incandescent |  | Federally-Regulated Consumer Product | 09/04/2015 |  | 07/19/2016
Fanimation | Fanimation | MA25BL | True |  | 3 | Yes | 1944 | 17 | 114 | 3352 | 37 | 90 | 5619 | 85 | 66 | [5 empty] | Incandescent |  | Federally-Regulated Consumer Product | 09/04/2015 |  | 07/19/2016
Fanimation | Fanimation | MA25GZ | True |  | 3 | Yes | 1944 | 17 | 114 | 3352 | 37 | 90 | 5619 | 85 | 66 | [5 empty] | Incandescent |  | Federally-Regulated Consumer Product | 09/04/2015 |  | 07/19/2016
Fanimation | Fanimation | MA25MC | True |  | 3 | Yes | 1944 | 17 | 114 | 3352 | 37 | 90 | 5619 | 85 | 66 | [5 empty] | Incandescent |  | Federally-Regulated Consumer Product | 09/04/2015 |  | 07/19/2016
Fanimation | Fanimation | MA25MW | True |  | 3 | Yes | 1944 | 17 | 114 | 3352 | 37 | 90 | 5619 | 85 | 66 | [5 empty] | Incandescent |  | Federally-Regulated Consumer Product | 09/04/2015 |  | 07/19/2016
Fanimation | Fanimation | MA25PW | True |  | 3 | Yes | 1944 | 17 | 114 | 3352 | 37 | 90 | 5619 | 85 | 66 | [5 empty] | Incandescent |  | Federally-Regulated Consumer Product | 09/04/2015 |  | 07/19/2016
Fanimation | Fanimation | MA25RS | True |  | 3 | Yes | 1944 | 17 | 114 | 3352 | 37 | 90 | 5619 | 85 | 66 | [5 empty] | Incandescent |  | Federally-Regulated Consumer Product | 09/04/2015 |  | 07/19/2016
Fanimation | Fanimation | MA25SN | True |  | 3 | Yes | 1944 | 17 | 114 | 3352 | 37 | 90 | 5619 | 85 | 66 | [5 empty] | Incandescent |  | Federally-Regulated Consumer Product | 09/04/2015 |  | 07/19/2016
Fanimation | Fanimation | MA6721** | True |  | 3 | Yes | 2433 | 14 | 173 | 4614 | 36 | 128 | 6641 | 61 | 108 | [5 empty] | None |  | Federally-Regulated Consumer Product | 01/06/2016 |  | 07/19/2016
Fanimation | Fanimation | MA7300MW | True |  | 3 | Yes | 1939 | 17 | 114 | 3307 | 38 | 87 | 4087 | 54 | 75 | [5 empty] | None |  | Federally-Regulated Consumer Product | 09/04/2015 |  | 07/19/2016
Fanimation | Fanimation | MA7300OB | True |  | 3 | Yes | 1939 | 17 | 114 | 3307 | 38 | 87 | 4087 | 54 | 75 | [5 empty] | None |  | Federally-Regulated Consumer Product | 09/04/2015 |  | 07/19/2016
Fanimation | Fanimation | MA7300PW | True |  | 3 | Yes | 1939 | 17 | 114 | 3307 | 38 | 87 | 4087 | 54 | 75 | [5 empty] | None |  | Federally-Regulated Consumer Product | 09/04/2015 |  | 07/19/2016
Fanimation | Fanimation | MA7300RS | True |  | 3 | Yes | 1939 | 17 | 114 | 3307 | 38 | 87 | 4087 | 54 | 75 | [5 empty] | None |  | Federally-Regulated Consumer Product | 09/04/2015 |  | 07/19/2016
Fanimation | Fanimation | MA7400MW | True |  | 3 | Yes | 2257 | 14 | 161 | 3867 | 31 | 124 | 5129 | 49 | 104 | [5 empty] | None |  | Federally-Regulated Consumer Product | 09/04/2015 |  | 07/19/2016
Fanimation | Fanimation | MA7400OB | True |  | 3 | Yes | 2257 | 14 | 161 | 3867 | 31 | 124 | 5129 | 49 | 104 | [5 empty] | None |  | Federally-Regulated Consumer Product | 09/04/2015 |  | 07/19/2016
Fanimation | Fanimation | MA7400PW | True |  | 3 | Yes | 2257 | 14 | 161 | 3867 | 31 | 124 | 5129 | 49 | 104 | [5 empty] | None |  | Federally-Regulated Consumer Product | 09/04/2015 |  | 07/19/2016
Fanimation | Fanimation | MA7400RS | True |  | 3 | Yes | 2257 | 14 | 161 | 3867 | 31 | 124 | 5129 | 49 | 104 | [5 empty] | None |  | Federally-Regulated Consumer Product | 09/04/2015 |  | 07/19/2016
Fanimation | Fanimation | MAD3250SN | True |  | 6 | Yes | 2477 | 5 | 495 | 4262 | 15 | 284 | 5412 | 30 | 180 | [5 empty] | None |  | Federally-Regulated Consumer Product | 09/04/2015 |  | 07/19/2016
Fanimation | Fanimation | MAD3260BA | True |  | 6 | Yes | 2477 | 5 | 495 | 4262 | 15 | 284 | 5412 | 30 | 180 | [5 empty] | Other |  | Federally-Regulated Consumer Product | 09/04/2015 |  | 07/19/2016
Fanimation | Fanimation | MAD3260RS | True |  | 6 | Yes | 2477 | 5 | 495 | 4262 | 15 | 284 | 5412 | 30 | 180 | [5 empty] | Other |  | Federally-Regulated Consumer Product | 09/04/2015 |  | 07/19/2016
Fanimation | Fanimation | TF600SN | True |  | 3 | Yes | 2020 | 12 | 168 | 4309 | 36 | 119 | 6876 | 87 | 79 | [5 empty] | None |  | Federally-Regulated Consumer Product | 09/04/2015 |  | 07/19/2016
Fanimation | Fanimation | TF600TS | True |  | 3 | Yes | 2020 | 12 | 168 | 4309 | 36 | 119 | 6876 | 87 | 79 | [5 empty] | None |  | Federally-Regulated Consumer Product | 09/04/2015 |  | 07/19/2016
Fanimation | Fanimation | TF700SN | True |  | 3 | Yes | 2566 | 15 | 171 | 4751 | 38 | 125 | 7893 | 82 | 96 | [5 empty] | None |  | Federally-Regulated Consumer Product | 09/04/2015 |  | 07/19/2016
Fanimation | Fanimation | TF700TS | True |  | 3 | Yes | 2566 | 15 | 171 | 4751 | 38 | 125 | 7893 | 82 | 96 | [5 empty] | None |  | Federally-Regulated Consumer Product | 09/04/2015 |  | 07/19/2016
Fanimation | Fanimation | TF721SN | True |  | 3 | Yes | 4005 | 19 | 210 | 6791 | 44 | 154 | 9689 | 90 | 107 | [5 empty] | None |  | Federally-Regulated Consumer Product | 09/04/2015 |  | 07/19/2016
Fanimation | Fanimation | TF900AW | True |  | 3 | Yes | 1955 | 11 | 177 | 3698 | 30 | 123 | 5570 | 616 | 9 | [5 empty] | None |  | Federally-Regulated Consumer Product | 09/04/2015 |  | 07/19/2016
Fanimation | Fanimation | TF900AZ | True |  | 3 | Yes | 1955 | 11 | 177 | 3698 | 30 | 123 | 5570 | 616 | 9 | [5 empty] | None |  | Federally-Regulated Consumer Product | 09/04/2015 |  | 07/19/2016
Fanimation | Fanimation | TF900SN | True |  | 3 | Yes | 1955 | 11 | 177 | 3698 | 30 | 123 | 5570 | 616 | 9 | [5 empty] | None |  | Federally-Regulated Consumer Product | 09/04/2015 |  | 07/19/2016
Fanimation | Fanimation | TF900WH | True |  | 3 | Yes | 1955 | 11 | 177 | 3698 | 30 | 123 | 5570 | 616 | 9 | [5 empty] | None |  | Federally-Regulated Consumer Product | 09/04/2015 |  | 07/19/2016
Fanimation | Fanimation | TF910SN | True |  | 3 | Yes | 1824 | 8 | 228 | 3483 | 23 | 151 | 5461 | 54 | 101 | [5 empty] | None |  | Federally-Regulated Consumer Product | 09/04/2015 |  | 07/19/2016
Fanimation | Fanimation | TF970TS | True |  | 3 | Yes | 3311 | 19 | 174 | 5985 | 46 | 130 | 9173 | 97 | 94 | [5 empty] | None |  | Federally-Regulated Consumer Product | 09/04/2015 |  | 07/19/2016
Fanimation | Fanimation | TF971SN | True |  | 3 | Yes | 4001 | 22 | 181 | 6596 | 50 | 131 | 8963 | 84 | 106 | [5 empty] | None |  | Federally-Regulated Consumer Product | 09/04/2015 |  | 07/19/2016
Air Cool Industrial Co., Ltd. | Hampton Bay | AC-552OD(YG188-WH-D) | True |  | 3 | Yes | 1582 | 10 | 158 | 3459 | 31 | 112 | 5379 | 62 | 87 | [5 empty] | Compact Flourescent |  | Federally-Regulated Consumer Product | 08/14/2015 |  | 08/08/2016
King of Fans | Hampton Bay | 42-AND | True |  | 3 | Yes | 1606 | 10 | 161 | 2431 | 21 | 116 | 3482 | 49 | 71 | [5 empty] | Compact Flourescent |  | Federally-Regulated Consumer Product | 06/10/2015 |  | 08/09/2016
Air Cool Industrial Co., Ltd. | No branded | AC-552(YG268-BN) | True |  | 3 | Yes | 1803 | 14 | 129 | 2860 | 27 | 106 | 4469 | 58 | 77 | [5 empty] | Compact Flourescent |  | Federally-Regulated Consumer Product | 08/14/2015 |  | 08/22/2016
Air Cool Industrial Co., Ltd. | No branded | AC-552(YG268-ORB) | True |  | 3 | Yes | 1803 | 14 | 129 | 2860 | 27 | 106 | 4469 | 58 | 77 | [5 empty] | Compact Flourescent |  | Federally-Regulated Consumer Product | 08/14/2015 |  | 08/22/2016
Air Cool Industrial Co., Ltd. | No branded | AC-552(YG268-WH) | True |  | 3 | Yes | 1803 | 14 | 129 | 2860 | 27 | 106 | 4469 | 58 | 77 | [5 empty] | Compact Flourescent |  | Federally-Regulated Consumer Product | 08/14/2015 |  | 08/22/2016
Air Cool Industrial Co., Ltd. | No branded | AC-552(YG269-BN) | True |  | 3 | Yes | 2176 | 10 | 218 | 3824 | 29 | 132 | 5376 | 61 | 88 | [5 empty] | Compact Flourescent |  | Federally-Regulated Consumer Product | 08/14/2015 |  | 08/22/2016
Air Cool Industrial Co., Ltd. | No branded | AC-552(YG269-ORB) | True |  | 3 | Yes | 2176 | 10 | 218 | 3824 | 29 | 132 | 5376 | 61 | 88 | [5 empty] | Compact Flourescent |  | Federally-Regulated Consumer Product | 08/14/2015 |  | 08/22/2016
Air Cool Industrial Co., Ltd. | No branded | AC-552(YG269-WH) | True |  | 3 | Yes | 2176 | 10 | 218 | 3824 | 29 | 132 | 5376 | 61 | 88 | [5 empty] | Compact Flourescent |  | Federally-Regulated Consumer Product | 08/14/2015 |  | 08/22/2016
Air Cool Industrial Co., Ltd. | No branded | AC-552(B552QI-BN) | True |  | 3 | Yes | 1944 | 9 | 216 | 3757 | 30 | 125 | 5302 | 61 | 87 | [5 empty] | None |  | Federally-Regulated Consumer Product | 08/14/2015 |  | 08/22/2016
Air Cool Industrial Co., Ltd. | No branded | AC-552(B552QI-NI) | True |  | 3 | Yes | 1944 | 9 | 216 | 3757 | 30 | 125 | 5302 | 61 | 87 | [5 empty] | None |  | Federally-Regulated Consumer Product | 08/14/2015 |  | 08/22/2016
Air Cool Industrial Co., Ltd. | No branded | AC-552(B552QI-ORB) | True |  | 3 | Yes | 1944 | 9 | 216 | 3757 | 30 | 125 | 5302 | 61 | 87 | [5 empty] | None |  | Federally-Regulated Consumer Product | 08/14/2015 |  | 08/22/2016
Air Cool Industrial Co., Ltd. | No branded | AC-552(B552QI-TB) | True |  | 3 | Yes | 1944 | 9 | 216 | 3757 | 30 | 125 | 5302 | 61 | 87 | [5 empty] | None |  | Federally-Regulated Consumer Product | 08/14/2015 |  | 08/22/2016
Air Cool Industrial Co., Ltd. | No branded | AC-552(B552QI-WH) | True |  | 3 | Yes | 1944 | 9 | 216 | 3757 | 30 | 125 | 5302 | 61 | 87 | [5 empty] | None |  | Federally-Regulated Consumer Product | 08/14/2015 |  | 08/22/2016
Fanim Industries | Allen + Roth | LP8075LBN | True |  | 3 | Yes | 828 | 17 | 48 | 955 | 21 | 45 | 1134 | 30 | 37 | [5 empty] | Other |  | Federally-Regulated Consumer Product | 03/18/2015 |  | 08/24/2016
Fanim Industries | Allen + Roth | LP8076LBN | True |  | 3 | Yes | 828 | 17 | 48 | 955 | 21 | 45 | 1134 | 30 | 37 | [5 empty] | Other |  | Federally-Regulated Consumer Product | 03/18/2015 |  | 08/24/2016
Fanim Industries | Allen + Roth | LP8074LAZ | True |  | 3 | Yes | 545 | 18 | 30 | 947 | 27 | 35 | 1062 | 56 | 18 | [5 empty] | Incandescent |  | Federally-Regulated Consumer Product | 03/18/2015 |  | 08/24/2016
Fanim Industries | Allen + Roth | LP8074DLAZ | True |  | 3 | Yes | 545 | 18 | 30 | 947 | 27 | 35 | 1062 | 56 | 18 | [5 empty] | Incandescent |  | Federally-Regulated Consumer Product | 03/18/2015 |  | 08/24/2016
Fanim Industries | Harbor Breeze | LP8242LCH | True |  | 3 | Yes | 2395 | 12 | 200 | 4320 | 35 | 123 | 5910 | 67 | 88 | [5 empty] | Incandescent |  | Federally-Regulated Consumer Product | 03/07/2014 |  | 08/24/2016
Fanim Industries | Fanimation Studio Collection | LP8371*** | True |  | V | Yes | 1746 | 3 | 582 | 3719 | 7 | 531 | 5979 | 24 | 249 | [5 empty] | None |  | Federally-Regulated Consumer Product | 11/13/2015 |  | 08/24/2016
Fanim Industries | Fanimation Studio Collection | LP8365*** | True |  | 3 | Yes | 2034 | 12 | 169 | 3466 | 28 | 123 | 4915 | 53 | 92 | [5 empty] | None |  | Federally-Regulated Consumer Product | 11/09/2015 |  | 08/24/2016
Fanim Industries | Fanimation Studio Collection | LP8359*** | True |  | V | Yes | 2225 | 3 | 741 | 5510 | 9 | 612 | 8853 | 33 | 268 | [5 empty] | LED |  | Federally-Regulated Consumer Product | 11/09/2015 |  | 08/24/2016
Fanim Industries | Fanimation Studio Collection | LP8357*** | True |  | 3 | Yes | 833 | 10 | 83 | 1688 | 21 | 80 | 2735 | 49 | 55 | [5 empty] | Other |  | Federally-Regulated Consumer Product | 11/13/2015 |  | 08/24/2016
Fanim Industries | Fanimation Studio Collection | LP8323*** | True |  | 6 | Yes | 1321 | 2 | 660 | 4951 | 8 | 618 | 6580 | 20 | 329 | [5 empty] | None |  | Federally-Regulated Consumer Product | 11/09/2015 |  | 08/24/2016
Fanim Industries | Fanimation Studio Collection | LP8147*** | True |  | 6 | Yes | 3155 | 2 | 1577 | 7558 | 14 | 539 | 10032 | 35 | 286 | [5 empty] | LED |  | Federally-Regulated Consumer Product | 11/09/2015 |  | 08/24/2016
Fanimation | Fanimation | FPS8335BNW | True |  | 3 | Yes | 2867 | 13 | 217 | 4360 | 29 | 150 | 5838 | 51 | 114 | [5 empty] | LED |  | Federally-Regulated Consumer Product | 07/19/2016 |  | 08/29/2016
Fanimation | Fanimation | FPS8335DZW | True |  | 3 | Yes | 2867 | 13 | 217 | 4360 | 29 | 150 | 5838 | 51 | 114 | [5 empty] | LED |  | Federally-Regulated Consumer Product | 07/19/2016 |  | 08/29/2016
Fanimation | Fanimation | FPS8335GRW | True |  | 3 | Yes | 2867 | 13 | 217 | 4360 | 29 | 150 | 5838 | 51 | 114 | [5 empty] | LED |  | Federally-Regulated Consumer Product | 07/19/2016 |  | 08/29/2016
Fanimation | Fanimation | FPS8335MWW | True |  | 3 | Yes | 2867 | 13 | 217 | 4360 | 29 | 150 | 5838 | 51 | 114 | [5 empty] | LED |  | Federally-Regulated Consumer Product | 07/19/2016 |  | 08/29/2016
King of Fans | Hampton Bay | 52-MNL | True |  | 3 | Yes | 1624 | 10 | 162 | 2957 | 26 | 114 | 4915 | 60 | 82 | [5 empty] | Incandescent |  | Federally-Regulated Consumer Product | 03/22/2016 |  | 11/21/2016
Summer Wind International, Ltd. | Home Decorators Collection | 54661 | True |  | 3 | Yes | 2423 | 15 | 161 | 4112 | 31 | 132 | 5757 | 62 | 92 | [5 empty] | LED |  | Federally-Regulated Consumer Product | 09/26/2016 |  | 11/23/2016
Summer Wind International, Ltd. | Home Decorators Collection | 54662 | True |  | 3 | Yes | 2423 | 15 | 161 | 4112 | 31 | 132 | 5757 | 62 | 92 | [5 empty] | LED |  | Federally-Regulated Consumer Product | 09/26/2016 |  | 11/23/2016
Summer Wind International, Ltd. | Home Decorators Collection | 54663 | True |  | 3 | Yes | 2423 | 15 | 161 | 4112 | 31 | 132 | 5757 | 62 | 92 | [5 empty] | LED |  | Federally-Regulated Consumer Product | 10/11/2016 |  | 11/23/2016
King of Fans | Hampton Bay | 52-MLN | True |  | 3 | Yes | 2156 | 9 | 240 | 3601 | 24 | 150 | 5194 | 57 | 91 | [5 empty] | Compact Flourescent |  | Federally-Regulated Consumer Product | 07/25/2014 |  | 12/05/2016
King of Fans | Hampton Bay | 52-CCT | True |  | 3 | Yes | 1759 | 10 | 176 | 3174 | 27 | 118 | 5057 | 62 | 82 | [5 empty] | Compact Flourescent |  | Federally-Regulated Consumer Product | 03/22/2016 |  | 12/05/2016
King of Fans | Hampton Bay | 52-RPT | True |  | 3 | Yes | 1932 | 10 | 193 | 3662 | 27 | 136 | 5554 | 66 | 84 | [5 empty] | LED |  | Federally-Regulated Consumer Product | 10/27/2015 |  | 12/05/2016
Air Cool Industrial Co., Ltd. | Hampton Bay | AC-552(AG524-BN) | True |  | 3 | Yes | 1491 | 10 | 149 | 2978 | 31 | 96 | 4519 | 64 | 71 | [5 empty] | Compact Flourescent |  | Federally-Regulated Consumer Product | 08/14/2015 |  | 12/23/2016
Air Cool Industrial Co., Ltd. | Hampton Bay | AC-552(AG524-FB) | True |  | 3 | Yes | 1491 | 10 | 149 | 2978 | 31 | 96 | 4519 | 64 | 71 | [5 empty] | Compact Flourescent |  | Federally-Regulated Consumer Product | 08/14/2015 |  | 12/23/2016
Air Cool Industrial Co., Ltd. | Hampton Bay | AC-552(AG524-ORB) | True |  | 3 | Yes | 1491 | 10 | 149 | 2978 | 31 | 96 | 4519 | 64 | 71 | [5 empty] | Compact Flourescent |  | Federally-Regulated Consumer Product | 08/14/2015 |  | 12/23/2016
Air Cool Industrial Co., Ltd. | Hampton Bay | AC-552(AG524-WH) | True |  | 3 | Yes | 1491 | 10 | 149 | 2978 | 31 | 96 | 4519 | 64 | 71 | [5 empty] | Compact Flourescent |  | Federally-Regulated Consumer Product | 08/14/2015 |  | 12/23/2016
Air Cool Industrial Co., Ltd. | Hampton Bay | AC-552(AG524PR-BN) | True |  | 3 | Yes | 1466 | 8 | 183 | 3443 | 30 | 115 | 5961 | 73 | 82 | [5 empty] | Compact Flourescent |  | Federally-Regulated Consumer Product | 08/14/2015 |  | 12/23/2016
Air Cool Industrial Co., Ltd. | Hampton Bay | AC-552(AG524PR-FB) | True |  | 3 | Yes | 1466 | 8 | 183 | 3443 | 30 | 115 | 5961 | 73 | 82 | [5 empty] | Compact Flourescent |  | Federally-Regulated Consumer Product | 08/14/2015 |  | 12/23/2016
Air Cool Industrial Co., Ltd. | Hampton Bay | AC-552(AG524PR-ORB) | True |  | 3 | Yes | 1466 | 8 | 183 | 3443 | 30 | 115 | 5961 | 73 | 82 | [5 empty] | Compact Flourescent |  | Federally-Regulated Consumer Product | 08/14/2015 |  | 12/23/2016
Air Cool Industrial Co., Ltd. | Hampton Bay | AC-552(AG524PR-WH) | True |  | 3 | Yes | 1466 | 8 | 183 | 3443 | 30 | 115 | 5961 | 73 | 82 | [5 empty] | Compact Flourescent |  | Federally-Regulated Consumer Product | 08/14/2015 |  | 12/23/2016
Air Cool Industrial Co., Ltd. | Hampton Bay | AC-542(AL958-TB) | True |  | 3 | Yes | 1508 | 11 | 137 | 2583 | 30 | 86 | 3620 | 56 | 65 | [5 empty] | Compact Flourescent |  | Federally-Regulated Consumer Product | 08/14/2015 |  | 12/23/2016
Air Cool Industrial Co., Ltd. | Hampton Bay | AC-542(AL958-BN) | True |  | 3 | Yes | 1508 | 11 | 137 | 2583 | 30 | 86 | 3620 | 56 | 65 | [5 empty] | Compact Flourescent |  | Federally-Regulated Consumer Product | 08/14/2015 |  | 12/23/2016
Air Cool Industrial Co., Ltd. | Hampton Bay | AC-542(AL958-FB) | True |  | 3 | Yes | 1508 | 11 | 137 | 2583 | 30 | 86 | 3620 | 56 | 65 | [5 empty] | Compact Flourescent |  | Federally-Regulated Consumer Product | 08/14/2015 |  | 12/23/2016
Air Cool Industrial Co., Ltd. | Hampton Bay | AC-542(AL958-ORB) | True |  | 3 | Yes | 1508 | 11 | 137 | 2583 | 30 | 86 | 3620 | 56 | 65 | [5 empty] | Compact Flourescent |  | Federally-Regulated Consumer Product | 08/14/2015 |  | 12/23/2016
Air Cool Industrial Co., Ltd. | Hampton Bay | AC-542(AM212-WH) | True |  | 3 | Yes | 1442 | 10 | 144 | 2416 | 24 | 101 | 3484 | 51 | 68 | [5 empty] | Compact Flourescent |  | Federally-Regulated Consumer Product | 08/14/2015 |  | 12/23/2016
Air Cool Industrial Co., Ltd. | Hampton Bay | AC-542(AM212-BN) | True |  | 3 | Yes | 1442 | 10 | 144 | 2416 | 24 | 101 | 3484 | 51 | 68 | [5 empty] | Compact Flourescent |  | Federally-Regulated Consumer Product | 08/14/2015 |  | 12/23/2016
Air Cool Industrial Co., Ltd. | Hampton Bay | AC-542(AM212-ORB) | True |  | 3 | Yes | 1442 | 10 | 144 | 2416 | 24 | 101 | 3484 | 51 | 68 | [5 empty] | Compact Flourescent |  | Federally-Regulated Consumer Product | 08/14/2015 |  | 12/23/2016
Air Cool Industrial Co., Ltd. | Home Decorators Collection | YG-475OD(YG475-WH) | True |  | 3 | Yes | 4092 | 20 | 205 | 6580 | 45 | 144 | 10273 | 96 | 107 | [5 empty] | Compact Flourescent |  | Federally-Regulated Consumer Product | 08/14/2015 |  | 12/23/2016
Air Cool Industrial Co., Ltd. | Home Decorators Collection | YG-475OD(YG475-BN) | True |  | 3 | Yes | 4092 | 20 | 205 | 6580 | 45 | 144 | 10273 | 96 | 107 | [5 empty] | Compact Flourescent |  | Federally-Regulated Consumer Product | 08/14/2015 |  | 12/23/2016
Air Cool Industrial Co., Ltd. | Home Decorators Collection | YG-475OD(YG475-NI) | True |  | 3 | Yes | 4092 | 20 | 205 | 6580 | 45 | 144 | 10273 | 96 | 107 | [5 empty] | Compact Flourescent |  | Federally-Regulated Consumer Product | 08/14/2015 |  | 12/23/2016
Air Cool Industrial Co., Ltd. | No Brand Home Depot | AC-552(YG268-BN) | True |  | 3 | Yes | 1803 | 14 | 129 | 2860 | 27 | 106 | 4469 | 58 | 77 | [5 empty] | Compact Flourescent |  | Federally-Regulated Consumer Product | 08/23/2016 |  | 12/23/2016
Air Cool Industrial Co., Ltd. | No Brand Home Depot | AC-552(YG268-ORB) | True |  | 3 | Yes | 1803 | 14 | 129 | 2860 | 27 | 106 | 4469 | 58 | 77 | [5 empty] | Compact Flourescent |  | Federally-Regulated Consumer Product | 08/23/2016 |  | 12/23/2016
Air Cool Industrial Co., Ltd. | No Brand Home Depot | AC-552(YG268-WH) | True |  | 3 | Yes | 1803 | 14 | 129 | 2860 | 27 | 106 | 4469 | 58 | 77 | [5 empty] | Compact Flourescent |  | Federally-Regulated Consumer Product | 08/23/2016 |  | 12/23/2016
Air Cool Industrial Co., Ltd. | Hampton Bay | AC-552A(YG098-NM) | True |  | 3 | Yes | 1861 | 12 | 155 | 3972 | 40 | 99 | 5451 | 68 | 80 | [5 empty] | Incandescent |  | Federally-Regulated Consumer Product | 08/14/2015 |  | 12/23/2016
Air Cool Industrial Co., Ltd. | Home Decorators Collection | AC-522(YG590-BN) | True |  | 3 | Yes | 1945 | 11 | 177 | 2935 | 25 | 117 | 4472 | 56 | 80 | [5 empty] | LED |  | Federally-Regulated Consumer Product | 12/23/2016 |  | 01/25/2017
Air Cool Industrial Co., Ltd. | Home Decorators Collection | AC-552(AM441-BN) | True |  | V | Exception 3 | 2274 | 15 | 152 | 3487 | 31 | 112 | 4917 | 59 | 83 | [5 empty] | LED |  | Federally-Regulated Consumer Product | 01/17/2017 |  | 01/25/2017
Air Cool Industrial Co., Ltd. | Home Decorators Collection | AC-552(AM441-WH) | True |  | V | Exception 3 | 2274 | 15 | 152 | 3487 | 31 | 112 | 4917 | 59 | 83 | [5 empty] | LED |  | Federally-Regulated Consumer Product | 01/17/2017 |  | 01/25/2017
Air Cool Industrial Co., Ltd. | Home Decorators Collection | AC-552(YG615-BN+RD) | True |  | V | Exception 3 | 1739 | 11 | 158 | 3016 | 30 | 101 | 4459 | 62 | 72 | [5 empty] | LED |  | Federally-Regulated Consumer Product | 01/17/2017 |  | 01/25/2017
Air Cool Industrial Co., Ltd. | Home Decorators Collection | AC-552OD(AM456-NI) | True |  | V | Exception 3 | 1937 | 11 | 176 | 3244 | 29 | 112 | 4537 | 53 | 86 | [5 empty] | LED |  | Federally-Regulated Consumer Product | 01/17/2017 |  | 01/25/2017
Air Cool Industrial Co., Ltd. | Home Decorators Collection | AC-552OD(YG633-MWH) | True |  | V | Exception 3 | 1615 | 11 | 147 | 2732 | 29 | 94 | 3524 | 50 | 70 | [5 empty] | LED |  | Federally-Regulated Consumer Product | 01/17/2017 |  | 01/25/2017
Air Cool Industrial Co., Ltd. | Home Decorators Collection | AC-522(YG590-BN) | True |  | 3 | Yes | 1945 | 11 | 177 | 2935 | 25 | 117 | 4472 | 56 | 80 | [5 empty] | LED |  | Federally-Regulated Consumer Product | 01/25/2017 |  | 01/25/2017
Summer Wind International, Ltd. | Home Decorators Collection | 14430 | True |  | 3 | Yes | 1921 | 15 | 128 | 3662 | 33 | 111 | 5756 | 69 | 83 | [5 empty] | LED |  | Federally-Regulated Consumer Product | 09/10/2014 |  | 02/07/2017
Summer Wind International, Ltd. | Home Decorators Collection | 14435 | True |  | 3 | Yes | 2179 | 14 | 156 | 3913 | 33 | 119 | 6124 | 69 | 89 | [5 empty] | LED |  | Federally-Regulated Consumer Product | 09/10/2014 |  | 02/07/2017
Summer Wind International, Ltd. | Hampton Bay | 14927 | True |  | 3 | Yes | 1705 | 10 | 167 | 3570 | 32 | 111 | 5120 | 64 | 80 | [5 empty] | Incandescent |  | Federally-Regulated Consumer Product | 04/27/2016 |  | 02/07/2017
Summer Wind International, Ltd. | Hampton Bay | 14928 | True |  | 3 | Yes | 1705 | 10 | 167 | 3570 | 32 | 111 | 5120 | 64 | 80 | [5 empty] | Incandescent |  | Federally-Regulated Consumer Product | 04/27/2016 |  | 02/07/2017
Summer Wind International, Ltd. | Hampton Bay | 14920 | True |  | 3 | Yes | 1703 | 13 | 131 | 3232 | 33 | 98 | 4828 | 65 | 74 | [5 empty] | Incandescent |  | Federally-Regulated Consumer Product | 04/27/2016 |  | 02/07/2017
Summer Wind International, Ltd. | Hampton Bay | 14921 | True |  | 3 | Yes | 1703 | 13 | 131 | 3232 | 33 | 98 | 4828 | 65 | 74 | [5 empty] | Incandescent |  | Federally-Regulated Consumer Product | 04/27/2016 |  | 02/07/2017
Summer Wind International, Ltd. | Hampton Bay | 14922 | True |  | 3 | Yes | 1703 | 13 | 131 | 3232 | 33 | 98 | 4828 | 65 | 74 | [5 empty] | Incandescent |  | Federally-Regulated Consumer Product | 04/27/2016 |  | 02/07/2017
Summer Wind International, Ltd. | Home Decorators Collection | SW1422MBK | True |  | 3 | Yes | 2383 | 14 | 170 | 3627 | 28 | 129 | 5212 | 52 | 100 | [5 empty] | LED |  | Federally-Regulated Consumer Product | 04/27/2016 |  | 02/07/2017
Summer Wind International, Ltd. | Home Decorators Collection | SW1422WH | True |  | 3 | Yes | 2383 | 14 | 170 | 3627 | 28 | 129 | 5212 | 52 | 100 | [5 empty] | LED |  | Federally-Regulated Consumer Product | 04/27/2016 |  | 02/07/2017
Summer Wind International, Ltd. | Home Decorators Collection | SW1618BN | True |  | 3 | Yes | 2302 | 12 | 177 | 3381 | 23 | 147 | 5129 | 49 | 104 | [5 empty] | LED |  | Federally-Regulated Consumer Product | 04/11/2016 |  | 02/07/2017
Summer Wind International, Ltd. | Home Decorators Collection | SW1618MBK | True |  | 3 | Yes | 2302 | 12 | 177 | 3381 | 23 | 147 | 5129 | 49 | 104 | [5 empty] | LED |  | Federally-Regulated Consumer Product | 04/11/2016 |  | 02/07/2017
Summer Wind International, Ltd. | Home Decorators Collection | SW1618WH | True |  | 3 | Yes | 2302 | 12 | 177 | 3381 | 23 | 147 | 5129 | 49 | 104 | [5 empty] | LED |  | Federally-Regulated Consumer Product | 04/11/2016 |  | 02/07/2017
Summer Wind International, Ltd. | Home Decorators Collection | CL11012 | True |  | 9 | Yes | 2032 | 2 | 1016 | 4297 | 6 | 716 | 7812 | 26 | 295 | [5 empty] | LED |  | Federally-Regulated Consumer Product | 07/11/2016 |  | 02/07/2017
Westinghouse Lighting | Westinghouse Lighting Corp. | 72261 | True |  | 3 | Yes | 1820 | 32 | 57 | 2657 | 36 | 74 | 3519 | 50 | 70 | [5 empty] | Compact Flourescent |  | Federally-Regulated Consumer Product | 02/28/2011 |  | 02/10/2017
Westinghouse Lighting | Westinghouse Lighting Corp. | 78677 | True |  | 3 | Yes | 1980 | 10 | 198 | 3414 | 28 | 122 | 4757 | 63 | 76 | [5 empty] | Incandescent |  | Federally-Regulated Consumer Product | 02/28/2011 |  | 02/10/2017
Westinghouse Lighting | Westinghouse Lighting Corp. | 78799 | True |  | 3 | Yes | 1980 | 10 | 198 | 3414 | 28 | 122 | 4757 | 63 | 76 | [5 empty] | Incandescent |  | Federally-Regulated Consumer Product | 02/28/2011 |  | 02/10/2017
Westinghouse Lighting | Westinghouse Lighting Corp. | 7247300 | True |  | 3 | Yes | 2039 | 29 | 70 | 3020 | 34 | 89 | 4083 | 51 | 80 | [5 empty] | Incandescent |  | Federally-Regulated Consumer Product | 03/14/2013 |  | 02/10/2017
Westinghouse Lighting | Westinghouse Lighting Corp. | 7226100 | True |  | 3 | Yes | 1820 | 32 | 57 | 2657 | 36 | 74 | 3519 | 50 | 70 | [5 empty] | Compact Flourescent |  | Federally-Regulated Consumer Product | 03/14/2013 |  | 02/10/2017
Westinghouse Lighting | Westinghouse Lighting Corp. | 78127 | True |  | 3 | Exception 1 | 3526 | 22 | 160 | 5132 | 40 | 128 | 6254 | 60 | 104 | [5 empty] | None |  | Federally-Regulated Commercial & Industrial Equipment | 02/28/2011 |  | 02/14/2017
Westinghouse Lighting | Westinghouse Lighting Corp. | 78409 | True |  | 3 | Exception 1 | 3526 | 22 | 160 | 5132 | 40 | 128 | 6254 | 60 | 104 | [5 empty] | None |  | Federally-Regulated Commercial & Industrial Equipment | 02/28/2011 |  | 02/14/2017
Westinghouse Lighting | Westinghouse Lighting Corp. | 78614 | True |  | 3 | Exception 1 | 3526 | 22 | 160 | 5132 | 40 | 128 | 6254 | 60 | 104 | [5 empty] | None |  | Federally-Regulated Commercial & Industrial Equipment | 02/28/2011 |  | 02/14/2017
Aeratron Pty., Ltd. | Aeratron | AE2-50S | True |  | V | Yes | 1349 | 2 | 675 | 3281 | 5 | 656 | 5641 | 15 | 376 | [5 empty] | LED |  | Federally-Regulated Consumer Product | 02/28/2017 |  | 02/28/2017
Aeratron Pty., Ltd. | Aeratron | AE3-43* | True |  | V | Yes | 2072 | 3 | 691 | 3881 | 9 | 431 | 5070 | 19 | 267 | [5 empty] | LED |  | Federally-Regulated Consumer Product | 02/28/2017 |  | 02/28/2017
Aeratron Pty., Ltd. | Aeratron | AE3-60-LED-D | True |  | V | Yes | 2845 | 3 | 948 | 5098 | 9 | 566 | 6611 | 19 | 348 | [5 empty] | LED |  | Federally-Regulated Consumer Product | 02/28/2017 |  | 02/28/2017
Aeratron Pty., Ltd. | Aeratron | AE3-43L | True |  | V | Yes | 2072 | 3 | 691 | 3881 | 9 | 431 | 5070 | 19 | 267 | [5 empty] | LED |  | Federally-Regulated Consumer Product | 02/28/2017 |  | 02/28/2017
Aeratron Pty., Ltd. | Aeratron | AE2-60-LED-D | True |  | V | Yes | 2854 | 3 | 951 | 5130 | 9 | 570 | 6837 | 19 | 360 | [5 empty] | LED |  | Federally-Regulated Consumer Product | 02/28/2017 |  | 02/28/2017
Aeratron Pty., Ltd. | Aeratron | AE3-50-LED-W | True |  | V | Yes | 1573 | 2 | 787 | 3001 | 5 | 600 | 5198 | 15 | 347 | [5 empty] | LED |  | Federally-Regulated Consumer Product | 02/28/2017 |  | 02/28/2017
Aeratron Pty., Ltd. | Aeratron | AE2-50B | True |  | V | Yes | 1349 | 2 | 675 | 3281 | 5 | 656 | 5641 | 15 | 376 | [5 empty] | LED |  | Federally-Regulated Consumer Product | 02/28/2017 |  | 02/28/2017
Aeratron Pty., Ltd. | Aeratron | AE3-60-LED-B | True |  | V | Yes | 2845 | 3 | 948 | 5098 | 9 | 566 | 6611 | 19 | 348 | [5 empty] | LED |  | Federally-Regulated Consumer Product | 02/28/2017 |  | 02/28/2017
Aeratron Pty., Ltd. | Aeratron | AE3-60-LED-L | True |  | V | Yes | 2845 | 3 | 948 | 5098 | 9 | 566 | 6611 | 19 | 348 | [5 empty] | LED |  | Federally-Regulated Consumer Product | 02/28/2017 |  | 02/28/2017
Aeratron Pty., Ltd. | Aeratron | AE3-50-LED-S | True |  | V | Yes | 1573 | 2 | 787 | 3001 | 5 | 600 | 5198 | 15 | 347 | [5 empty] | LED |  | Federally-Regulated Consumer Product | 02/28/2017 |  | 02/28/2017
Aeratron Pty., Ltd. | Aeratron | AE3-60L | True |  | V | Yes | 2845 | 3 | 948 | 5098 | 9 | 566 | 6611 | 19 | 348 | [5 empty] | LED |  | Federally-Regulated Consumer Product | 02/28/2017 |  | 02/28/2017
Aeratron Pty., Ltd. | Aeratron | AE2-60S | True |  | V | Yes | 2854 | 3 | 951 | 5130 | 9 | 570 | 6837 | 19 | 360 | [5 empty] | LED |  | Federally-Regulated Consumer Product | 02/28/2017 |  | 02/28/2017
Aeratron Pty., Ltd. | Aeratron | AE2-43S | True |  | V | Yes | 1894 | 3 | 631 | 3449 | 9 | 383 | 5032 | 19 | 265 | [5 empty] | LED |  | Federally-Regulated Consumer Product | 02/28/2017 |  | 02/28/2017
Aeratron Pty., Ltd. | Aeratron | AE2-60* | True |  | V | Yes | 2854 | 3 | 951 | 5130 | 9 | 570 | 6837 | 19 | 360 | [5 empty] | LED |  | Federally-Regulated Consumer Product | 02/28/2017 |  | 02/28/2017
Aeratron Pty., Ltd. | Aeratron | AE3-50-LED-B | True |  | V | Yes | 1573 | 2 | 787 | 3001 | 5 | 600 | 5198 | 15 | 347 | [5 empty] | LED |  | Federally-Regulated Consumer Product | 02/28/2017 |  | 02/28/2017
Aeratron Pty., Ltd. | Aeratron | AE2-43* | True |  | V | Yes | 1894 | 3 | 631 | 3449 | 9 | 383 | 5032 | 19 | 265 | [5 empty] | LED |  | Federally-Regulated Consumer Product | 02/28/2017 |  | 02/28/2017
Aeratron Pty., Ltd. | Aeratron | AE3-43-LED-W | True |  | V | Yes | 2072 | 3 | 691 | 3881 | 9 | 431 | 5070 | 19 | 267 | [5 empty] | LED |  | Federally-Regulated Consumer Product | 02/28/2017 |  | 02/28/2017
Aeratron Pty., Ltd. | Aeratron | AE2-43-LED-S | True |  | V | Yes | 1894 | 3 | 631 | 3449 | 9 | 383 | 5032 | 19 | 265 | [5 empty] | LED |  | Federally-Regulated Consumer Product | 02/28/2017 |  | 02/28/2017
Aeratron Pty., Ltd. | Aeratron | AE2-60-LED-L | True |  | V | Yes | 2854 | 3 | 951 | 5130 | 9 | 570 | 6837 | 19 | 360 | [5 empty] | LED |  | Federally-Regulated Consumer Product | 02/28/2017 |  | 02/28/2017
Aeratron Pty., Ltd. | Aeratron | AE3-43-LED-S | True |  | V | Yes | 2072 | 3 | 691 | 3881 | 9 | 431 | 5070 | 19 | 267 | [5 empty] | LED |  | Federally-Regulated Consumer Product | 02/28/2017 |  | 02/28/2017
Aeratron Pty., Ltd. | Aeratron | AE3-60B | True |  | V | Yes | 2845 | 3 | 948 | 5098 | 9 | 566 | 6611 | 19 | 348 | [5 empty] | LED |  | Federally-Regulated Consumer Product | 02/28/2017 |  | 02/28/2017
Aeratron Pty., Ltd. | Aeratron | AE2-60B | True |  | V | Yes | 2854 | 3 | 951 | 5130 | 9 | 570 | 6837 | 19 | 360 | [5 empty] | LED |  | Federally-Regulated Consumer Product | 02/28/2017 |  | 02/28/2017
Aeratron Pty., Ltd. | Aeratron | AE3-50-LED-L | True |  | V | Yes | 1573 | 2 | 787 | 3001 | 5 | 600 | 5198 | 15 | 347 | [5 empty] | LED |  | Federally-Regulated Consumer Product | 02/28/2017 |  | 02/28/2017
Aeratron Pty., Ltd. | Aeratron | AE3-43-LED-B | True |  | V | Yes | 2072 | 3 | 691 | 3881 | 9 | 431 | 5070 | 19 | 267 | [5 empty] | LED |  | Federally-Regulated Consumer Product | 02/28/2017 |  | 02/28/2017
Aeratron Pty., Ltd. | Aeratron | AE3-60* | True |  | V | Yes | 2845 | 3 | 948 | 5098 | 9 | 566 | 6611 | 19 | 348 | [5 empty] | LED |  | Federally-Regulated Consumer Product | 02/28/2017 |  | 02/28/2017
Aeratron Pty., Ltd. | Aeratron | AE3-60-LED-W | True |  | V | Yes | 2845 | 3 | 948 | 5098 | 9 | 566 | 6611 | 19 | 348 | [5 empty] | LED |  | Federally-Regulated Consumer Product | 02/28/2017 |  | 02/28/2017
Aeratron Pty., Ltd. | Aeratron | AE2-43-LED-L | True |  | V | Yes | 1894 | 3 | 631 | 3449 | 9 | 383 | 5032 | 19 | 265 | [5 empty] | LED |  | Federally-Regulated Consumer Product | 02/28/2017 |  | 02/28/2017
Aeratron Pty., Ltd. | Aeratron | AE2-50-LED-L | True |  | V | Yes | 1349 | 2 | 675 | 3281 | 5 | 656 | 5641 | 15 | 376 | [5 empty] | LED |  | Federally-Regulated Consumer Product | 02/28/2017 |  | 02/28/2017
Aeratron Pty., Ltd. | Aeratron | AE2-60D | True |  | V | Yes | 2854 | 3 | 951 | 5130 | 9 | 570 | 6837 | 19 | 360 | [5 empty] | LED |  | Federally-Regulated Consumer Product | 02/28/2017 |  | 02/28/2017
Aeratron Pty., Ltd. | Aeratron | AE2-43-LED-D | True |  | V | Yes | 1894 | 3 | 631 | 3449 | 9 | 383 | 5032 | 19 | 265 | [5 empty] | LED |  | Federally-Regulated Consumer Product | 02/28/2017 |  | 02/28/2017
Aeratron Pty., Ltd. | Aeratron | AE3-43B | True |  | V | Yes | 2072 | 3 | 691 | 3881 | 9 | 431 | 5070 | 19 | 267 | [5 empty] | LED |  | Federally-Regulated Consumer Product | 02/28/2017 |  | 02/28/2017
Aeratron Pty., Ltd. | Aeratron | AE3-43W | True |  | V | Yes | 2072 | 3 | 691 | 3881 | 9 | 431 | 5070 | 19 | 267 | [5 empty] | LED |  | Federally-Regulated Consumer Product | 02/28/2017 |  | 02/28/2017
Aeratron Pty., Ltd. | Aeratron | AE2-60-LED-B | True |  | V | Yes | 2854 | 3 | 951 | 5130 | 9 | 570 | 6837 | 19 | 360 | [5 empty] | LED |  | Federally-Regulated Consumer Product | 02/28/2017 |  | 02/28/2017
Aeratron Pty., Ltd. | Aeratron | AE3-50-LED-* | True |  | V | Yes | 1573 | 2 | 787 | 3001 | 5 | 600 | 5198 | 15 | 347 | [5 empty] | LED |  | Federally-Regulated Consumer Product | 02/28/2017 |  | 02/28/2017
Aeratron Pty., Ltd. | Aeratron | AE2-60W | True |  | V | Yes | 2854 | 3 | 951 | 5130 | 9 | 570 | 6837 | 19 | 360 | [5 empty] | LED |  | Federally-Regulated Consumer Product | 02/28/2017 |  | 02/28/2017
Aeratron Pty., Ltd. | Aeratron | AE2-60L | True |  | V | Yes | 2854 | 3 | 951 | 5130 | 9 | 570 | 6837 | 19 | 360 | [5 empty] | LED |  | Federally-Regulated Consumer Product | 02/28/2017 |  | 02/28/2017
Aeratron Pty., Ltd. | Aeratron | AE2-50W | True |  | V | Yes | 1349 | 2 | 675 | 3281 | 5 | 656 | 5641 | 15 | 376 | [5 empty] | LED |  | Federally-Regulated Consumer Product | 02/28/2017 |  | 02/28/2017
Aeratron Pty., Ltd. | Aeratron | AE2-60-LED-W | True |  | V | Yes | 2854 | 3 | 951 | 5130 | 9 | 570 | 6837 | 19 | 360 | [5 empty] | LED |  | Federally-Regulated Consumer Product | 02/28/2017 |  | 02/28/2017
Aeratron Pty., Ltd. | Aeratron | AE3-50* | True |  | V | Yes | 1573 | 2 | 787 | 3001 | 5 | 600 | 5198 | 15 | 347 | [5 empty] | LED |  | Federally-Regulated Consumer Product | 02/28/2017 |  | 02/28/2017
Aeratron Pty., Ltd. | Aeratron | AE3-43S | True |  | V | Yes | 2072 | 3 | 691 | 3881 | 9 | 431 | 5070 | 19 | 267 | [5 empty] | LED |  | Federally-Regulated Consumer Product | 02/28/2017 |  | 02/28/2017
Aeratron Pty., Ltd. | Aeratron | AE3-60-LED-* | True |  | V | Yes | 2845 | 3 | 948 | 5098 | 9 | 566 | 6611 | 19 | 348 | [5 empty] | LED |  | Federally-Regulated Consumer Product | 02/28/2017 |  | 02/28/2017
Aeratron Pty., Ltd. | Aeratron | AE2-43W | True |  | V | Yes | 1894 | 3 | 631 | 3449 | 9 | 383 | 5032 | 19 | 265 | [5 empty] | LED |  | Federally-Regulated Consumer Product | 02/28/2017 |  | 02/28/2017
Aeratron Pty., Ltd. | Aeratron | AE2-60-LED-S | True |  | V | Yes | 2854 | 3 | 951 | 5130 | 9 | 570 | 6837 | 19 | 360 | [5 empty] | LED |  | Federally-Regulated Consumer Product | 02/28/2017 |  | 02/28/2017
Aeratron Pty., Ltd. | Aeratron | AE2-50-LED-* | True |  | V | Yes | 1349 | 2 | 675 | 3281 | 5 | 656 | 5641 | 15 | 376 | [5 empty] | LED |  | Federally-Regulated Consumer Product | 02/28/2017 |  | 02/28/2017
Aeratron Pty., Ltd. | Aeratron | AE2-50-LED-S | True |  | V | Yes | 1349 | 2 | 675 | 3281 | 5 | 656 | 5641 | 15 | 376 | [5 empty] | LED |  | Federally-Regulated Consumer Product | 02/28/2017 |  | 02/28/2017
Aeratron Pty., Ltd. | Aeratron | AE2-43D | True |  | V | Yes | 1894 | 3 | 631 | 3449 | 9 | 383 | 5032 | 19 | 265 | [5 empty] | LED |  | Federally-Regulated Consumer Product | 02/28/2017 |  | 02/28/2017
Aeratron Pty., Ltd. | Aeratron | AE3-50-LED-D | True |  | V | Yes | 1573 | 2 | 787 | 3001 | 5 | 600 | 5198 | 15 | 347 | [5 empty] | LED |  | Federally-Regulated Consumer Product | 02/28/2017 |  | 02/28/2017
Aeratron Pty., Ltd. | Aeratron | AE2-60-LED-* | True |  | V | Yes | 2854 | 3 | 951 | 5130 | 9 | 570 | 6837 | 19 | 360 | [5 empty] | LED |  | Federally-Regulated Consumer Product | 02/28/2017 |  | 02/28/2017
Aeratron Pty., Ltd. | Aeratron | AE3-50B | True |  | V | Yes | 1573 | 2 | 787 | 3001 | 5 | 600 | 5198 | 15 | 347 | [5 empty] | LED |  | Federally-Regulated Consumer Product | 02/28/2017 |  | 02/28/2017
Aeratron Pty., Ltd. | Aeratron | AE3-43D | True |  | V | Yes | 2072 | 3 | 691 | 3881 | 9 | 431 | 5070 | 19 | 267 | [5 empty] | LED |  | Federally-Regulated Consumer Product | 02/28/2017 |  | 02/28/2017
Aeratron Pty., Ltd. | Aeratron | AE3-60D | True |  | V | Yes | 2845 | 3 | 948 | 5098 | 9 | 566 | 6611 | 19 | 348 | [5 empty] | LED |  | Federally-Regulated Consumer Product | 02/28/2017 |  | 02/28/2017
Aeratron Pty., Ltd. | Aeratron | AE2-50-LED-D | True |  | V | Yes | 1349 | 2 | 675 | 3281 | 5 | 656 | 5641 | 15 | 376 | [5 empty] | LED |  | Federally-Regulated Consumer Product | 02/28/2017 |  | 02/28/2017
Aeratron Pty., Ltd. | Aeratron | AE3-60S | True |  | V | Yes | 2845 | 3 | 948 | 5098 | 9 | 566 | 6611 | 19 | 348 | [5 empty] | LED |  | Federally-Regulated Consumer Product | 02/28/2017 |  | 02/28/2017
Aeratron Pty., Ltd. | Aeratron | AE3-43-LED-D | True |  | V | Yes | 2072 | 3 | 691 | 3881 | 9 | 431 | 5070 | 19 | 267 | [5 empty] | LED |  | Federally-Regulated Consumer Product | 02/28/2017 |  | 02/28/2017
Aeratron Pty., Ltd. | Aeratron | AE3-50S | True |  | V | Yes | 1573 | 2 | 787 | 3001 | 5 | 600 | 5198 | 15 | 347 | [5 empty] | LED |  | Federally-Regulated Consumer Product | 02/28/2017 |  | 02/28/2017
Aeratron Pty., Ltd. | Aeratron | AE2-50L | True |  | V | Yes | 1349 | 2 | 675 | 3281 | 5 | 656 | 5641 | 15 | 376 | [5 empty] | LED |  | Federally-Regulated Consumer Product | 02/28/2017 |  | 02/28/2017
Aeratron Pty., Ltd. | Aeratron | AE3-43-LED-* | True |  | V | Yes | 2072 | 3 | 691 | 3881 | 9 | 431 | 5070 | 19 | 267 | [5 empty] | LED |  | Federally-Regulated Consumer Product | 02/28/2017 |  | 02/28/2017
Aeratron Pty., Ltd. | Aeratron | AE2-43-LED-* | True |  | V | Yes | 1894 | 3 | 631 | 3449 | 9 | 383 | 5032 | 19 | 265 | [5 empty] | LED |  | Federally-Regulated Consumer Product | 02/28/2017 |  | 02/28/2017
Aeratron Pty., Ltd. | Aeratron | AE2-43-LED-W | True |  | V | Yes | 1894 | 3 | 631 | 3449 | 9 | 383 | 5032 | 19 | 265 | [5 empty] | LED |  | Federally-Regulated Consumer Product | 02/28/2017 |  | 02/28/2017
Aeratron Pty., Ltd. | Aeratron | AE3-43-LED-L | True |  | V | Yes | 2072 | 3 | 691 | 3881 | 9 | 431 | 5070 | 19 | 267 | [5 empty] | LED |  | Federally-Regulated Consumer Product | 02/28/2017 |  | 02/28/2017
Aeratron Pty., Ltd. | Aeratron | AE3-60W | True |  | V | Yes | 2845 | 3 | 948 | 5098 | 9 | 566 | 6611 | 19 | 348 | [5 empty] | LED |  | Federally-Regulated Consumer Product | 02/28/2017 |  | 02/28/2017
Aeratron Pty., Ltd. | Aeratron | AE2-43L | True |  | V | Yes | 1894 | 3 | 631 | 3449 | 9 | 383 | 5032 | 19 | 265 | [5 empty] | LED |  | Federally-Regulated Consumer Product | 02/28/2017 |  | 02/28/2017
Aeratron Pty., Ltd. | Aeratron | AE2-43B | True |  | V | Yes | 1894 | 3 | 631 | 3449 | 9 | 383 | 5032 | 19 | 265 | [5 empty] | LED |  | Federally-Regulated Consumer Product | 02/28/2017 |  | 02/28/2017
Aeratron Pty., Ltd. | Aeratron | AE2-50* | True |  | V | Yes | 1349 | 2 | 675 | 3281 | 5 | 656 | 5641 | 15 | 376 | [5 empty] | LED |  | Federally-Regulated Consumer Product | 02/28/2017 |  | 02/28/2017
Aeratron Pty., Ltd. | Aeratron | AE2-50D | True |  | V | Yes | 1349 | 2 | 675 | 3281 | 5 | 656 | 5641 | 15 | 376 | [5 empty] | LED |  | Federally-Regulated Consumer Product | 02/28/2017 |  | 02/28/2017
Aeratron Pty., Ltd. | Aeratron | AE2-50-LED-W | True |  | V | Yes | 1349 | 2 | 675 | 3281 | 5 | 656 | 5641 | 15 | 376 | [5 empty] | LED |  | Federally-Regulated Consumer Product | 02/28/2017 |  | 02/28/2017
Aeratron Pty., Ltd. | Aeratron | AE2-50-LED-B | True |  | V | Yes | 1349 | 2 | 675 | 3281 | 5 | 656 | 5641 | 15 | 376 | [5 empty] | LED |  | Federally-Regulated Consumer Product | 02/28/2017 |  | 02/28/2017
Aeratron Pty., Ltd. | Aeratron | AE2-43-LED-B | True |  | V | Yes | 1894 | 3 | 631 | 3449 | 9 | 383 | 5032 | 19 | 265 | [5 empty] | LED |  | Federally-Regulated Consumer Product | 02/28/2017 |  | 02/28/2017
Aeratron Pty., Ltd. | Aeratron | AE3-50L | True |  | V | Yes | 1573 | 2 | 787 | 3001 | 5 | 600 | 5198 | 15 | 347 | [5 empty] | LED |  | Federally-Regulated Consumer Product | 02/28/2017 |  | 02/28/2017
Aeratron Pty., Ltd. | Aeratron | AE3-50D | True |  | V | Yes | 1573 | 2 | 787 | 3001 | 5 | 600 | 5198 | 15 | 347 | [5 empty] | LED |  | Federally-Regulated Consumer Product | 02/28/2017 |  | 02/28/2017
Aeratron Pty., Ltd. | Aeratron | AE3-50W | True |  | V | Yes | 1573 | 2 | 787 | 3001 | 5 | 600 | 5198 | 15 | 347 | [5 empty] | LED |  | Federally-Regulated Consumer Product | 02/28/2017 |  | 02/28/2017
Aeratron Pty., Ltd. | Aeratron | AE3-60-LED-S | True |  | V | Yes | 2845 | 3 | 948 | 5098 | 9 | 566 | 6611 | 19 | 348 | [5 empty] | LED |  | Federally-Regulated Consumer Product | 02/28/2017 |  | 02/28/2017
Air Comfort Products | Tommy Bahama | TB311*** | True |  | 6 | Yes | 2033 | 12 | 169 | 3831 | 37 | 104 | 5363 | 71 | 76 | [5 empty] | None |  | Federally-Regulated Consumer Product | 02/28/2017 |  | 02/28/2017
Air Comfort Products | Emerson | CF2000*** | True |  | 3 | Yes | 882 | 9 | 98 | 2795 | 38 | 74 | 4430 | 88 | 50 | [5 empty] | None |  | Federally-Regulated Consumer Product | 02/28/2017 |  | 02/28/2017
Air Comfort Products | Emerson | CF755*** | True |  | 3 | Yes | 1857 | 10 | 186 | 3629 | 29 | 125 | 5795 | 69 | 84 | [5 empty] | None |  | Federally-Regulated Consumer Product | 02/28/2017 |  | 02/28/2017
Air Comfort Products | Emerson | CF776*** | True |  | 3 | Yes | 2123 | 10 | 212 | 3763 | 32 | 118 | 5626 | 71 | 79 | [5 empty] | Incandescent |  | Federally-Regulated Consumer Product | 02/28/2017 |  | 02/28/2017
Air Comfort Products | Emerson | CF810*** | True |  | 3 | Yes | 1782 | 11 | 162 | 3384 | 31 | 109 | 4659 | 56 | 83 | [5 empty] | None |  | Federally-Regulated Consumer Product | 02/28/2017 |  | 02/28/2017
Air Comfort Products | Emerson | CF935*** | True |  | 3 | Yes | 1607 | 10 | 161 | 3335 | 28 | 119 | 5958 | 69 | 86 | [5 empty] | None |  | Federally-Regulated Consumer Product | 02/28/2017 |  | 02/28/2017
Air Comfort Products | Emerson | CF3600*** | True |  | 3 | Yes | 2449 | 21 | 117 | 3906 | 46 | 85 | 5658 | 89 | 64 | [5 empty] | None |  | Federally-Regulated Consumer Product | 02/28/2017 |  | 02/28/2017
Air Comfort Products | Emerson | CF4900*** | True |  | 6 | Yes | 1342 | 10 | 134 | 4141 | 55 | 75 | 5556 | 97 | 57 | [5 empty] | Incandescent |  | Federally-Regulated Consumer Product | 02/28/2017 |  | 02/28/2017
Air Comfort Products | Emerson | CF440*** | True |  | 3 | Yes | 2713 | 15 | 181 | 4800 | 40 | 120 | 6281 | 65 | 97 | [5 empty] | Incandescent |  | Federally-Regulated Consumer Product | 02/28/2017 |  | 02/28/2017
Air Comfort Products | Emerson | CF772*** | True |  | 3 | Yes | 2123 | 10 | 212 | 3763 | 32 | 118 | 5626 | 71 | 79 | [5 empty] | None |  | Federally-Regulated Consumer Product | 02/28/2017 |  | 02/28/2017
Air Comfort Products | Emerson | CF787*** | True |  | 4 | Yes | 2080 | 12 | 173 | 4910 | 37 | 133 | 8389 | 84 | 100 | [5 empty] | None |  | Federally-Regulated Consumer Product | 02/28/2017 |  | 02/28/2017
Air Comfort Products | Emerson | CF788*** | True |  | 6 | Yes | 2971 | 4 | 743 | 5705 | 12 | 475 | 7930 | 30 | 264 | [5 empty] | None |  | Federally-Regulated Consumer Product | 02/28/2017 |  | 02/28/2017
Air Comfort Products | Emerson | CF244*** | True |  | 3 | Yes | 2011 | 14 | 144 | 3651 | 35 | 104 | 4416 | 46 | 96 | [5 empty] | Incandescent |  | Federally-Regulated Consumer Product | 02/28/2017 |  | 02/28/2017
Air Comfort Products | Emerson | CF850*** | True |  | 4 | Yes | 2402 | 15 | 160 | 3938 | 33 | 119 | 5734 | 62 | 92 | [5 empty] | Incandescent |  | Federally-Regulated Consumer Product | 02/28/2017 |  | 02/28/2017
Air Comfort Products | Tommy Bahama | TB344*** | True |  | 3 | Yes | 2157 | 16 | 135 | 3425 | 38 | 90 | 5883 | 110 | 53 | [5 empty] | None |  | Federally-Regulated Consumer Product | 02/28/2017 |  | 02/28/2017
Air Comfort Products | Emerson | CF921*** | True |  | 6 | Yes | 2786 | 4 | 697 | 5686 | 14 | 406 | 7985 | 31 | 258 | [5 empty] | None |  | Federally-Regulated Consumer Product | 02/28/2017 |  | 02/28/2017
Air Comfort Products | Emerson | CF610*** | True |  | 3 | Yes | 2076 | 11 | 189 | 3331 | 30 | 111 | 5081 | 58 | 88 | [5 empty] | None |  | Federally-Regulated Consumer Product | 02/28/2017 |  | 02/28/2017
Air Comfort Products | Emerson | CF790*** | True |  | 4 | Yes | 2347 | 15 | 156 | 4300 | 47 | 91 | 6445 | 78 | 83 | [5 empty] | None |  | Federally-Regulated Consumer Product | 02/28/2017 |  | 02/28/2017
Air Comfort Products | Emerson | CF552*** | True |  | 3 | Yes | 1605 | 9 | 178 | 3314 | 28 | 118 | 5967 | 73 | 82 | [5 empty] | None |  | Federally-Regulated Consumer Product | 02/28/2017 |  | 02/28/2017
Air Comfort Products | Emerson | CF955*** | True |  | 6 | Yes | 1684 | 3 | 561 | 4363 | 9 | 485 | 6085 | 18 | 338 | [5 empty] | Other |  | Federally-Regulated Consumer Product | 02/28/2017 |  | 02/28/2017
Air Comfort Products | Emerson | CF700*** | True |  | 3 | Yes | 2077 | 10 | 208 | 3439 | 27 | 127 | 5241 | 65 | 80 | [5 empty] | None |  | Federally-Regulated Consumer Product | 02/28/2017 |  | 02/28/2017
Air Comfort Products | Emerson | CF830*** | True |  | 3 | Yes | 1845 | 12 | 154 | 4672 | 48 | 97 | 7169 | 97 | 74 | [5 empty] | Incandescent |  | Federally-Regulated Consumer Product | 02/28/2017 |  | 02/28/2017
Air Comfort Products | Emerson | CF542*** | True |  | 3 | Yes | 1810 | 11 | 165 | 3220 | 28 | 115 | 4375 | 52 | 84 | [5 empty] | None |  | Federally-Regulated Consumer Product | 02/28/2017 |  | 02/28/2017
Air Comfort Products | Emerson | CF784*** | True |  | 3 | Yes | 2827 | 13 | 217 | 4442 | 33 | 135 | 6868 | 78 | 88 | [5 empty] | None |  | Federally-Regulated Consumer Product | 02/28/2017 |  | 02/28/2017
Air Comfort Products | Emerson | CF430** | True |  | 4 | Yes | 1713 | 12 | 143 | 3244 | 32 | 101 | 4263 | 50 | 85 | [5 empty] | LED |  | Federally-Regulated Consumer Product | 02/28/2017 |  | 02/28/2017
Air Comfort Products | Emerson | CF652*** | True |  | 3 | Yes | 1651 | 10 | 165 | 3173 | 27 | 118 | 5334 | 62 | 86 | [5 empty] | None |  | Federally-Regulated Consumer Product | 02/28/2017 |  | 02/28/2017
Air Comfort Products | Emerson | CF705*** | True |  | 3 | Yes | 1738 | 10 | 174 | 3357 | 28 | 120 | 5399 | 66 | 82 | [5 empty] | None |  | Federally-Regulated Consumer Product | 02/28/2017 |  | 02/28/2017
Air Comfort Products | Emerson | CF773*** | True |  | 3 | Yes | 1487 | 13 | 114 | 2544 | 27 | 94 | 3556 | 47 | 76 | [5 empty] | None |  | Federally-Regulated Consumer Product | 02/28/2017 |  | 02/28/2017
Air Comfort Products | Emerson | CF550***** | True |  | 3 | Yes | 1897 | 3 | 632 | 5055 | 12 | 421 | 7095 | 31 | 229 | [5 empty] | Incandescent |  | Federally-Regulated Consumer Product | 02/28/2017 |  | 02/28/2017
Air Comfort Products | Emerson | CF230*** | True |  | 4 | Yes | 2055 | 17 | 121 | 3557 | 37 | 96 | 4256 | 50 | 85 | [5 empty] | Incandescent |  | Federally-Regulated Consumer Product | 02/28/2017 |  | 02/28/2017
Air Comfort Products | Emerson | CF670*** | True |  | 3 | Yes | 1840 | 9 | 204 | 3713 | 29 | 128 | 6186 | 70 | 88 | [5 empty] | None |  | Federally-Regulated Consumer Product | 02/28/2017 |  | 02/28/2017
Air Comfort Products | Emerson | CF452*** | True |  | 3 | Yes | 1571 | 9 | 175 | 3292 | 29 | 114 | 5614 | 72 | 78 | [5 empty] | None |  | Federally-Regulated Consumer Product | 02/28/2017 |  | 02/28/2017
Air Comfort Products | Emerson | CF110*** | True |  | 4 | Yes | 1216 | 7 | 174 | 3010 | 32 | 94 | 4587 | 64 | 72 | [5 empty] | None |  | Federally-Regulated Consumer Product | 02/28/2017 |  | 02/28/2017
Air Comfort Products | Emerson | CF901*** | True |  | 4 | Yes | 1896 | 11 | 172 | 3952 | 36 | 110 | 5263 | 59 | 89 | [5 empty] | None |  | Federally-Regulated Consumer Product | 02/28/2017 |  | 02/28/2017
Air Comfort Products | Emerson | CF654*** | True |  | 3 | Yes | 1680 | 9 | 187 | 3765 | 29 | 130 | 6492 | 72 | 90 | [5 empty] | None |  | Federally-Regulated Consumer Product | 02/28/2017 |  | 02/28/2017
Air Comfort Products | Emerson | CF1*** | True |  | 3 | Yes | 1109 | 8 | 139 | 3540 | 34 | 104 | 6446 | 100 | 64 | [5 empty] | None |  | Federally-Regulated Consumer Product | 02/28/2017 |  | 02/28/2017
Air Comfort Products | Emerson | CF985*** | True |  | 6 | Yes | 3965 | 5 | 793 | 7538 | 17 | 443 | 9782 | 34 | 288 | [5 empty] | Incandescent |  | Federally-Regulated Consumer Product | 02/28/2017 |  | 02/28/2017
Air Comfort Products | Emerson | CF766*** | True |  | 4 | Yes | 2747 | 14 | 196 | 5021 | 34 | 148 | 6403 | 49 | 131 | [5 empty] | Incandescent |  | Federally-Regulated Consumer Product | 02/28/2017 |  | 02/28/2017
Air Comfort Products | Emerson | CF880*** | True |  | 4 | Yes | 1653 | 11 | 150 | 3147 | 33 | 95 | 5421 | 67 | 81 | [5 empty] | Incandescent |  | Federally-Regulated Consumer Product | 02/28/2017 |  | 02/28/2017
Air Comfort Products | Emerson | CF990*** | True |  | 4 | Yes | 1535 | 12 | 128 | 3820 | 34 | 112 | 5116 | 63 | 81 | [5 empty] | Incandescent |  | Federally-Regulated Consumer Product | 02/28/2017 |  | 02/28/2017
Air Comfort Products | Emerson | CF742PF*** | True |  | 3 | Yes | 1492 | 10 | 149 | 2211 | 21 | 105 | 3414 | 49 | 70 | [5 empty] | None |  | Federally-Regulated Consumer Product | 02/28/2017 |  | 02/28/2017
Air Comfort Products | Emerson | CF252*** | True |  | 3 | Yes | 2131 | 14 | 152 | 3830 | 36 | 106 | 4649 | 47 | 99 | [5 empty] | Incandescent |  | Federally-Regulated Consumer Product | 02/28/2017 |  | 02/28/2017
Air Comfort Products | Tommy Bahama | TB301*** | True |  | 4 | Yes | 1105 | 9 | 123 | 3459 | 53 | 65 | 5071 | 110 | 46 | [5 empty] | None |  | Federally-Regulated Consumer Product | 02/28/2017 |  | 02/28/2017
Air Comfort Products | Emerson | CF4501*** | True |  | 3 | Yes | 1250 | 8 | 156 | 3364 | 35 | 96 | 6338 | 99 | 64 | [5 empty] | None |  | Federally-Regulated Consumer Product | 02/28/2017 |  | 02/28/2017
Air Comfort Products | Emerson | CF995*** | True |  | 6 | Yes | 1981 | 4 | 495 | 4438 | 11 | 403 | 6381 | 30 | 213 | [5 empty] | Compact Flourescent |  | Federally-Regulated Consumer Product | 02/28/2017 |  | 02/28/2017
Air Comfort Products | Emerson | CF4801*** | True |  | 3 | Yes | 1341 | 8 | 168 | 3530 | 35 | 101 | 6492 | 99 | 66 | [5 empty] | None |  | Federally-Regulated Consumer Product | 02/28/2017 |  | 02/28/2017
Air Comfort Products | Emerson | CF205*** | True |  | 4 | Yes | 1242 | 8 | 155 | 3766 | 27 | 139 | 5959 | 66 | 90 | [5 empty] | Incandescent |  | Federally-Regulated Consumer Product | 02/28/2017 |  | 02/28/2017
Air Comfort Products | Emerson | CF5100*** | True |  | 3 | Yes | 1335 | 8 | 167 | 3257 | 34 | 96 | 6222 | 98 | 63 | [5 empty] | None |  | Federally-Regulated Consumer Product | 02/28/2017 |  | 02/28/2017
Air Comfort Products | Emerson | CF712*** | True |  | 3 | Yes | 1820 | 10 | 182 | 3359 | 27 | 124 | 5046 | 62 | 81 | [5 empty] | Incandescent |  | Federally-Regulated Consumer Product | 02/28/2017 |  | 02/28/2017
Air Comfort Products | Emerson | CF965*** | True |  | 6 | Yes | 2121 | 3 | 707 | 4434 | 13 | 341 | 6389 | 34 | 188 | [5 empty] | Incandescent |  | Federally-Regulated Consumer Product | 02/28/2017 |  | 02/28/2017
Air Comfort Products | Emerson | CF621*** | True |  | 3 | Yes | 2564 | 16 | 160 | 3798 | 30 | 127 | 5925 | 76 | 78 | [5 empty] | None |  | Federally-Regulated Consumer Product | 02/28/2017 |  | 02/28/2017
Air Comfort Products | Emerson | CF710*** | True |  | 4 | Yes | 1317 | 10 | 132 | 2166 | 21 | 103 | 3157 | 47 | 67 | [5 empty] | Incandescent |  | Federally-Regulated Consumer Product | 02/28/2017 |  | 02/28/2017
Air Comfort Products | Emerson | CF890*** | True |  | 4 | Yes | 2116 | 10 | 212 | 4003 | 30 | 133 | 5146 | 48 | 107 | [5 empty] | Incandescent |  | Federally-Regulated Consumer Product | 02/28/2017 |  | 02/28/2017
Air Comfort Products | Emerson | CF717*** | True |  | 3 | Yes | 2035 | 13 | 157 | 3416 | 30 | 114 | 4939 | 56 | 88 | [5 empty] | Incandescent |  | Federally-Regulated Consumer Product | 02/28/2017 |  | 02/28/2017
Air Comfort Products | Emerson | CF713*** | True |  | 3 | Yes | 1857 | 10 | 186 | 3229 | 27 | 120 | 5027 | 65 | 77 | [5 empty] | Other |  | Federally-Regulated Consumer Product | 02/28/2017 |  | 02/28/2017
Air Comfort Products | Emerson | CF442*** | True |  | 3 | Yes | 1645 | 11 | 150 | 3039 | 29 | 105 | 4026 | 53 | 76 | [5 empty] | None |  | Federally-Regulated Consumer Product | 02/28/2017 |  | 02/28/2017
Air Comfort Products | Emerson | CF711*** | True |  | 4 | Yes | 1704 | 11 | 155 | 3218 | 28 | 115 | 4736 | 62 | 76 | [5 empty] | Incandescent |  | Federally-Regulated Consumer Product | 02/28/2017 |  | 02/28/2017
Air Comfort Products | Emerson | CF765** | True |  | 4 | Yes | 2962 | 14 | 212 | 4309 | 29 | 149 | 7579 | 82 | 92 | [5 empty] | None |  | Federally-Regulated Consumer Product | 02/28/2017 |  | 02/28/2017
Air Comfort Products | Emerson | CF930*** | True |  | 6 | Yes | 1899 | 12 | 158 | 4008 | 35 | 115 | 5213 | 59 | 88 | [5 empty] | Incandescent |  | Federally-Regulated Consumer Product | 02/28/2017 |  | 02/28/2017
Air Cool Industrial | Home Decorators Collection | AC-552A(YG513-BN) | True |  | 3 | Yes | 1909 | 11 | 174 | 3786 | 32 | 118 | 5723 | 67 | 85 | [5 empty] | LED |  | Federally-Regulated Consumer Product | 02/28/2017 |  | 02/28/2017
Air Cool Industrial | Home Decorators Collection | AC-552A(YG513-EB) | True |  | 3 | Yes | 1909 | 11 | 174 | 3786 | 32 | 118 | 5723 | 67 | 85 | [5 empty] | LED |  | Federally-Regulated Consumer Product | 02/28/2017 |  | 02/28/2017
Air Cool Industrial | Home Decorators Collection | AC-552A(YG523-BN) | True |  | 3 | Yes | 1904 | 12 | 159 | 3951 | 34 | 116 | 6014 | 65 | 92 | [5 empty] | LED |  | Federally-Regulated Consumer Product | 02/28/2017 |  | 02/28/2017
Air Cool Industrial | Home Decorators Collection | AC-552A(YG525-BN) | True |  | 3 | Yes | 2077 | 12 | 173 | 3622 | 30 | 121 | 5425 | 64 | 85 | [5 empty] | LED |  | Federally-Regulated Consumer Product | 02/28/2017 |  | 02/28/2017
Air Cool Industrial | Home Decorators Collection | AC-451OD(YG533-SST-BN) | True |  | 3 | Yes | 1746 | 10 | 175 | 3396 | 26 | 131 | 5203 | 51 | 102 | [5 empty] | LED |  | Federally-Regulated Consumer Product | 02/28/2017 |  | 02/28/2017
Air Cool Industrial | Home Decorators Collection | AC-451OD(YG533-SST-GLWH) | True |  | 3 | Yes | 1746 | 10 | 175 | 3396 | 26 | 131 | 5203 | 51 | 102 | [5 empty] | LED |  | Federally-Regulated Consumer Product | 02/28/2017 |  | 02/28/2017
Air Cool Industrial | Home Decorators Collection | YG545-EB | True |  | V | Yes | 2728 | 3 | 909 | 4516 | 9 | 502 | 6984 | 33 | 212 | [5 empty] | LED |  | Federally-Regulated Consumer Product | 02/28/2017 |  | 02/28/2017
Air Cool Industrial | Home Decorators Collection | YG545-BN | True |  | V | Yes | 2728 | 3 | 909 | 4516 | 9 | 502 | 6984 | 33 | 212 | [5 empty] | LED |  | Federally-Regulated Consumer Product | 02/28/2017 |  | 02/28/2017
Air Cool Industrial | Home Decorators Collection | YG493OD-*** | True |  | V | Yes | 2607 | 2 | 1303 | 6675 | 8 | 834 | 10484 | 33 | 318 | [5 empty] | LED |  | Federally-Regulated Consumer Product | 02/28/2017 |  | 02/28/2017
Air Cool Industrial | Atlas | Diane-Wood-* | True |  | 3 | Yes | 1003 | 29 | 35 | 1257 | 37 | 34 | 1608 | 52 | 31 | [5 empty] | None |  | Federally-Regulated Consumer Product | 02/28/2017 |  | 02/28/2017
Air Cool Industrial | Atlas | Diane-Metal-* | True |  | 3 | Yes | 974 | 29 | 34 | 1217 | 36 | 34 | 1424 | 47 | 30 | [5 empty] | None |  | Federally-Regulated Consumer Product | 02/28/2017 |  | 02/28/2017
Air Cool Industrial | Home Decorators Collection | AM175-*** | True |  | V | Yes | 2769 | 5 | 554 | 4757 | 14 | 340 | 6264 | 31 | 202 | [5 empty] | Other |  | Federally-Regulated Consumer Product | 02/28/2017 |  | 02/28/2017
Air Cool Industrial | Home Decorators Collection | AC-552A(AM319-BN) | True |  | 3 | Yes | 1527 | 14 | 109 | 3642 | 38 | 96 | 6197 | 83 | 75 | [5 empty] | LED |  | Federally-Regulated Consumer Product | 02/28/2017 |  | 02/28/2017
Air Cool Industrial | Home Decorators Collection | AC-552A(YG446-BN) | True |  | 3 | Yes | 2550 | 13 | 196 | 4559 | 31 | 147 | 6871 | 60 | 115 | [5 empty] | LED |  | Federally-Regulated Consumer Product | 02/28/2017 |  | 02/28/2017
Air Cool Industrial | Home Decorators Collection | AC-552(YG449A-BN) | True |  | 3 | Yes | 1777 | 12 | 148 | 3591 | 31 | 116 | 5481 | 66 | 83 | [5 empty] | LED |  | Federally-Regulated Consumer Product | 02/28/2017 |  | 02/28/2017
Air Cool Industrial | Home Decorators Collection | YG493-*** | True |  | V | Yes | 2626 | 3 | 875 | 5029 | 7 | 718 | 8882 | 30 | 296 | [5 empty] | LED |  | Federally-Regulated Consumer Product | 02/28/2017 |  | 02/28/2017
Air Cool Industrial | Home Decorators Collection | YG522-*** | True |  | 3 | Yes | 1852 | 13 | 142 | 4440 | 40 | 111 | 5755 | 63 | 91 | [5 empty] | LED |  | Federally-Regulated Consumer Product | 02/28/2017 |  | 02/28/2017
Air Cool Industrial | Home Decorators Collection | AC-552A(YG521-BN) | True |  | 3 | Yes | 1952 | 12 | 163 | 4333 | 38 | 114 | 5835 | 69 | 85 | [5 empty] | LED |  | Federally-Regulated Consumer Product | 02/28/2017 |  | 02/28/2017
Air Cool Industrial | Home Decorators Collection | AC-527(YG503-BN) | True |  | 3 | Yes | 1804 | 13 | 139 | 3426 | 31 | 111 | 4921 | 59 | 83 | [5 empty] | LED |  | Federally-Regulated Consumer Product | 02/28/2017 |  | 02/28/2017
Air Cool Industrial | Home Decorators Collection | AC-527(YG503-EB) | True |  | 3 | Yes | 1804 | 13 | 139 | 3426 | 31 | 111 | 4921 | 59 | 83 | [5 empty] | LED |  | Federally-Regulated Consumer Product | 02/28/2017 |  | 02/28/2017
Air Cool Industrial | Home Decorators Collection | AC-552(YG556-CH) | True |  | 3 | Yes | 1857 | 12 | 155 | 3136 | 26 | 121 | 5106 | 59 | 87 | [5 empty] | LED |  | Federally-Regulated Consumer Product | 02/28/2017 |  | 02/28/2017
Air Cool Industrial | Home Decorators Collection | AM472(AM472-NI) | True |  | V | Yes | 1845 | 2 | 922 | 3839 | 9 | 427 | 5888 | 32 | 184 | [5 empty] | LED |  | Federally-Regulated Consumer Product | 02/28/2017 |  | 02/28/2017
Air Cool Industrial | Home Decorators Collection | AM472(AM472-GM) | True |  | V | Yes | 1845 | 2 | 922 | 3839 | 9 | 427 | 5888 | 32 | 184 | [5 empty] | LED |  | Federally-Regulated Consumer Product | 02/28/2017 |  | 02/28/2017
Air Cool Industrial | Home Decorators Collection | YG543(YG543-BN) | True |  | V | Yes | 1605 | 2 | 802 | 4054 | 8 | 507 | 6717 | 32 | 210 | [5 empty] | LED |  | Federally-Regulated Consumer Product | 02/28/2017 |  | 02/28/2017
Air Cool Industrial | Home Decorators Collection | YG439(YG439-BN) | True |  | V | Yes | 2065 | 2 | 1032 | 4857 | 9 | 540 | 7723 | 30 | 257 | [5 empty] | LED |  | Federally-Regulated Consumer Product | 02/28/2017 |  | 02/28/2017
Air Cool Industrial | Home Decorators Collection | YG426(AM443-BN) | True |  | V | Yes | 1300 | 2 | 650 | 3415 | 7 | 488 | 5500 | 25 | 220 | [5 empty] | None |  | Federally-Regulated Consumer Product | 02/28/2017 |  | 02/28/2017
Air Cool Industrial | Home Decorators Collection | YG426(AM443-GLBK) | True |  | V | Yes | 1300 | 2 | 650 | 3415 | 7 | 488 | 5500 | 25 | 220 | [5 empty] | None |  | Federally-Regulated Consumer Product | 02/28/2017 |  | 02/28/2017
Air Cool Industrial | Home Decorators Collection | YG-327B(YG423-BN+ESP) | True |  | 3 | Yes | 1775 | 11 | 161 | 3159 | 26 | 121 | 4552 | 50 | 91 | [5 empty] | LED |  | Federally-Regulated Consumer Product | 02/28/2017 |  | 02/28/2017
Air Cool Industrial | Matthews-Gerbar | Duplo-Dinamico-Wood-* | True |  | V | Yes | 804 | 59 | 7 | 1609 | 118 | 14 | 3217 | 235 | 14 | [5 empty] | None |  | Federally-Regulated Consumer Product | 02/28/2017 |  | 02/28/2017
Air Cool Industrial | Matthews-Gerbar | Duplo-Dinamico-Metal-* | True |  | V | Yes | 802 | 68 | 6 | 1601 | 136 | 12 | 3201 | 272 | 12 | [5 empty] | None |  | Federally-Regulated Consumer Product | 02/28/2017 |  | 02/28/2017
Air Cool Industrial | Matthews-Gerbar | Vent Bettina-Wood-* | True |  | V | Yes | 1060 | 69 | 7 | 2120 | 139 | 15 | 4240 | 278 | 15 | [5 empty] | None |  | Federally-Regulated Consumer Product | 02/28/2017 |  | 02/28/2017
Air Cool Industrial | Matthews-Gerbar | Vent Bettina-Metal-* | True |  | V | Yes | 802 | 68 | 6 | 1601 | 136 | 12 | 3201 | 272 | 12 | [5 empty] | None |  | Federally-Regulated Consumer Product | 02/28/2017 |  | 02/28/2017
Air Cool Industrial | Matthews-Gerbar | Brisa 2000-Wood-* | True |  | V | Yes | 530 | 35 | 7 | 1060 | 70 | 15 | 2120 | 139 | 15 | [5 empty] | None |  | Federally-Regulated Consumer Product | 02/28/2017 |  | 02/28/2017
Air Cool Industrial | Matthews-Gerbar | Brisa 2000-Metal-* | True |  | V | Yes | 400 | 34 | 6 | 800 | 68 | 12 | 1600 | 136 | 12 | [5 empty] | None |  | Federally-Regulated Consumer Product | 02/28/2017 |  | 02/28/2017
Air Cool Industrial | Matthews-Gerbar | Ar Ruthiane-Wood-* | True |  | V | Yes | 1060 | 69 | 7 | 2120 | 139 | 15 | 4240 | 278 | 15 | [5 empty] | None |  | Federally-Regulated Consumer Product | 02/28/2017 |  | 02/28/2017
Air Cool Industrial | Matthews-Gerbar | Ar Ruthiane-Metal-* | True |  | V | Yes | 802 | 68 | 6 | 1601 | 136 | 12 | 3201 | 272 | 12 | [5 empty] | None |  | Federally-Regulated Consumer Product | 02/28/2017 |  | 02/28/2017
Air Cool Industrial | Matthews-Gerbar | Italo Ventania-Wood-* | True |  | V | Yes | 1060 | 69 | 7 | 2120 | 139 | 15 | 4240 | 278 | 15 | [5 empty] | None |  | Federally-Regulated Consumer Product | 02/28/2017 |  | 02/28/2017
Air Cool Industrial | Matthews-Gerbar | Italo Ventania-Metal-* | True |  | V | Yes | 802 | 68 | 6 | 1601 | 136 | 12 | 3201 | 272 | 12 | [5 empty] | None |  | Federally-Regulated Consumer Product | 02/28/2017 |  | 02/28/2017
Air Cool Industrial | Matthews-Gerbar | Bianca Direcional-Wood-* | True |  | V | Yes | 530 | 35 | 7 | 1060 | 70 | 15 | 2120 | 139 | 15 | [5 empty] | None |  | Federally-Regulated Consumer Product | 02/28/2017 |  | 02/28/2017
Air Cool Industrial | Matthews-Gerbar | Bianca Direcional-Metal-* | True |  | V | Yes | 400 | 34 | 6 | 800 | 68 | 12 | 1600 | 136 | 12 | [5 empty] | None |  | Federally-Regulated Consumer Product | 02/28/2017 |  | 02/28/2017
Air Cool Industrial | Matthews-Gerbar | Jarold Direcional-Wood-* | True |  | V | Yes | 530 | 35 | 7 | 1060 | 70 | 15 | 2120 | 139 | 15 | [5 empty] | None |  | Federally-Regulated Consumer Product | 02/28/2017 |  | 02/28/2017
Air Cool Industrial | Matthews-Gerbar | Jarold Direcional-Metal-* | True |  | V | Yes | 400 | 34 | 6 | 800 | 68 | 12 | 1600 | 136 | 12 | [5 empty] | None |  | Federally-Regulated Consumer Product | 02/28/2017 |  | 02/28/2017
Air Cool Industrial | Atlas | Irene 3-42"-* | True |  | 6 | Yes | 772 | 2 | 386 | 2556 | 7 | 365 | 4033 | 16 | 251 | [5 empty] | None |  | Federally-Regulated Consumer Product | 02/28/2017 |  | 02/28/2017
Air Cool Industrial | Atlas | Irene 3-52"-* | True |  | 6 | Yes | 1638 | 3 | 546 | 4205 | 11 | 382 | 6355 | 31 | 205 | [5 empty] | None |  | Federally-Regulated Consumer Product | 02/28/2017 |  | 02/28/2017
Air Cool Industrial | Atlas | Irene 5-52"-* | True |  | 6 | Yes | 1515 | 3 | 505 | 3378 | 11 | 307 | 5612 | 31 | 181 | [5 empty] | None |  | Federally-Regulated Consumer Product | 02/28/2017 |  | 02/28/2017
Air Cool Industrial | Atlas | America-USA-* | True |  | 3 | Yes | 2052 | 9 | 228 | 3003 | 27 | 111 | 5148 | 63 | 82 | [5 empty] | None |  | Federally-Regulated Consumer Product | 02/28/2017 |  | 02/28/2017
Air Cool Industrial | Atlas | America-USA-Light Kit-* | True |  | 3 | Yes | 2052 | 9 | 228 | 3003 | 27 | 111 | 5148 | 63 | 82 | [5 empty] | Compact Flourescent |  | Federally-Regulated Consumer Product | 02/28/2017 |  | 02/28/2017
Air Cool Industrial | Atlas | America-Taiwan-* | True |  | 3 | Yes | 2052 | 9 | 228 | 3003 | 27 | 111 | 5148 | 63 | 82 | [5 empty] | None |  | Federally-Regulated Consumer Product | 02/28/2017 |  | 02/28/2017
Air Cool Industrial | Atlas | America-Taiwan-Light Kit-* | True |  | 3 | Yes | 2052 | 9 | 228 | 3003 | 27 | 111 | 5148 | 63 | 82 | [5 empty] | Compact Flourescent |  | Federally-Regulated Consumer Product | 02/28/2017 |  | 02/28/2017
Air Cool Industrial | Atlas | Irene 3H-42"-* | True |  | 6 | Yes | 772 | 2 | 386 | 2556 | 7 | 365 | 4033 | 16 | 251 | [5 empty] | None |  | Federally-Regulated Consumer Product | 02/28/2017 |  | 02/28/2017
Air Cool Industrial | Atlas | Irene 3H-52"-* | True |  | 6 | Yes | 1444 | 3 | 481 | 4029 | 11 | 366 | 6140 | 31 | 196 | [5 empty] | None |  | Federally-Regulated Consumer Product | 02/28/2017 |  | 02/28/2017
Air Cool Industrial | Atlas | Irene 5H-42"-* | True |  | 6 | Yes | 850 | 2 | 425 | 3149 | 10 | 314 | 4692 | 26 | 180 | [5 empty] | None |  | Federally-Regulated Consumer Product | 02/28/2017 |  | 02/28/2017
Air Cool Industrial | Atlas | Irene 3H-Light Kit-42"-* | True |  | 6 | Yes | 850 | 2 | 425 | 3149 | 10 | 314 | 4692 | 26 | 180 | [5 empty] | None |  | Federally-Regulated Consumer Product | 02/28/2017 |  | 02/28/2017
Air Cool Industrial | Atlas | Bubble-* | True |  | 6 | Yes | 2372 | 4 | 593 | 4910 | 14 | 350 | 6947 | 32 | 216 | [5 empty] | LED |  | Federally-Regulated Consumer Product | 02/28/2017 |  | 02/28/2017
Air Cool Industrial | Atlas | Irene 5-42"-* | True |  | 6 | Yes | 850 | 2 | 425 | 3149 | 10 | 314 | 4692 | 26 | 180 | [5 empty] | None |  | Federally-Regulated Consumer Product | 02/28/2017 |  | 02/28/2017
Air Cool Industrial | Atlas | Eliza-Light Kit | True |  | 6 | Yes | 1443 | 3 | 481 | 3820 | 13 | 289 | 5396 | 32 | 167 | [5 empty] | None |  | Federally-Regulated Consumer Product | 02/28/2017 |  | 02/28/2017
Air Cool Industrial | Atlas | ElizaH-Light Kit | True |  | 6 | Yes | 1443 | 3 | 481 | 3820 | 13 | 289 | 5396 | 32 | 167 | [5 empty] | None |  | Federally-Regulated Consumer Product | 02/28/2017 |  | 02/28/2017
Air Cool Industrial | Seasons | 269516 | True |  | 3 | Yes | 2002 | 11 | 182 | 3411 | 30 | 114 | 4538 | 53 | 86 | [5 empty] | LED |  | Federally-Regulated Consumer Product | 02/28/2017 |  | 02/28/2017
Air Cool Industrial | Seasons | 269518 | True |  | 3 | Yes | 2002 | 11 | 182 | 3411 | 30 | 114 | 4538 | 53 | 86 | [5 empty] | LED |  | Federally-Regulated Consumer Product | 02/28/2017 |  | 02/28/2017
Air Cool Industrial | Seasons | 269520 | True |  | 3 | Yes | 2154 | 10 | 215 | 3606 | 31 | 116 | 5521 | 66 | 84 | [5 empty] | LED |  | Federally-Regulated Consumer Product | 02/28/2017 |  | 02/28/2017
Air Cool Industrial | Seasons | 269512 | True |  | 3 | Yes | 1577 | 10 | 158 | 2517 | 26 | 97 | 3354 | 52 | 64 | [5 empty] | LED |  | Federally-Regulated Consumer Product | 02/28/2017 |  | 02/28/2017
Air Cool Industrial | Seasons | 269514 | True |  | 3 | Yes | 1577 | 10 | 158 | 2517 | 26 | 97 | 3354 | 52 | 64 | [5 empty] | LED |  | Federally-Regulated Consumer Product | 02/28/2017 |  | 02/28/2017
Air Cool Industrial | Atlas | ElizaH-* | True |  | 6 | Yes | 873 | 3 | 291 | 2156 | 13 | 166 | 3940 | 32 | 122 | [5 empty] | None |  | Federally-Regulated Consumer Product | 02/28/2017 |  | 02/28/2017
Air Cool Industrial | Atlas | Acqua-Metal-* | True |  | 3 | Yes | 2642 | 43 | 61 | 3250 | 57 | 57 | 3913 | 81 | 48 | [5 empty] | Incandescent |  | Federally-Regulated Consumer Product | 02/28/2017 |  | 02/28/2017
Air Cool Industrial | Atlas | Dagny-Metal-* | True |  | 3 | Yes | 2642 | 43 | 61 | 3250 | 57 | 57 | 3913 | 81 | 48 | [5 empty] | None |  | Federally-Regulated Consumer Product | 02/28/2017 |  | 02/28/2017
Air Cool Industrial | Atlas | Dagny Light Kit-Metal-* | True |  | 3 | Yes | 2642 | 43 | 61 | 3250 | 57 | 57 | 3913 | 81 | 48 | [5 empty] | Incandescent |  | Federally-Regulated Consumer Product | 02/28/2017 |  | 02/28/2017
Air Cool Industrial | Atlas | Dagny Light Kit-LED-Metal-* | True |  | 3 | Yes | 2642 | 43 | 61 | 3250 | 57 | 57 | 3913 | 81 | 48 | [5 empty] | LED |  | Federally-Regulated Consumer Product | 02/28/2017 |  | 02/28/2017
Air Cool Industrial | Atlas | Donaire-* | True |  | 3 | Yes | 2272 | 12 | 189 | 3871 | 26 | 149 | 5270 | 43 | 123 | [5 empty] | None |  | Federally-Regulated Consumer Product | 02/28/2017 |  | 02/28/2017
Air Cool Industrial | Atlas | Irene 3-60"-* | True |  | 6 | Yes | 2086 | 3 | 695 | 4709 | 10 | 471 | 6553 | 28 | 234 | [5 empty] | None |  | Federally-Regulated Consumer Product | 02/28/2017 |  | 02/28/2017
Air Cool Industrial | Atlas | Irene 5-60"-* | True |  | 6 | Yes | 2453 | 4 | 613 | 4744 | 11 | 431 | 6333 | 28 | 226 | [5 empty] | None |  | Federally-Regulated Consumer Product | 02/28/2017 |  | 02/28/2017
Air Cool Industrial | Atlas | Irene 3H-60"-* | True |  | 6 | Yes | 1556 | 3 | 518 | 3343 | 10 | 334 | 5026 | 28 | 179 | [5 empty] | None |  | Federally-Regulated Consumer Product | 02/28/2017 |  | 02/28/2017
Air Cool Industrial | Atlas | Irene 5H-60"-* | True |  | 6 | Yes | 1684 | 4 | 421 | 3554 | 11 | 323 | 5266 | 28 | 188 | [5 empty] | None |  | Federally-Regulated Consumer Product | 02/28/2017 |  | 02/28/2017
Air Cool Industrial | Home Decorators Collection | AC-552(YG546-MDW) | True |  | 3 | Yes | 1659 | 11 | 151 | 3498 | 33 | 106 | 5281 | 68 | 78 | [5 empty] | LED |  | Federally-Regulated Consumer Product | 02/28/2017 |  | 02/28/2017
Air Cool Industrial | Home Decorators Collection | AC-MGB2 (AL14-WC) | True |  | 3 | Exception 3 | 736 | 13 | 57 | 1025 | 18 | 57 | 1458 | 42 | 35 | [5 empty] | None |  | Federally-Regulated Consumer Product | 02/28/2017 |  | 02/28/2017
Air Cool Industrial | Home Decorators Collection | AM472(AM175LED-EB) | True |  | V | Yes | 1887 | 2 | 943 | 4461 | 9 | 496 | 6727 | 33 | 204 | [5 empty] | Other |  | Federally-Regulated Consumer Product | 02/28/2017 |  | 02/28/2017
Air Cool Industrial | Home Decorators Collection | YG583(YG583-BN) | True |  | V | Yes | 2307 | 10 | 231 | 4751 | 29 | 164 | 6003 | 43 | 140 | [5 empty] | LED |  | Federally-Regulated Consumer Product | 02/28/2017 |  | 02/28/2017
Air Cool Industrial | Home Decorators Collection | YG583(YG583-WH) | True |  | V | Yes | 2307 | 10 | 231 | 4751 | 29 | 164 | 6003 | 43 | 140 | [5 empty] | LED |  | Federally-Regulated Consumer Product | 02/28/2017 |  | 02/28/2017
Air Cool Industrial | Home Decorators Collection | AC-552(YG591-BN) | True |  | 3 | Yes | 2199 | 15 | 147 | 3594 | 32 | 112 | 5313 | 60 | 89 | [5 empty] | LED |  | Federally-Regulated Consumer Product | 02/28/2017 |  | 02/28/2017
Air Cool Industrial | Home Decorators Collection | AC-552(YG591-NI) | True |  | 3 | Yes | 2199 | 15 | 147 | 3594 | 32 | 112 | 5313 | 60 | 89 | [5 empty] | LED |  | Federally-Regulated Consumer Product | 02/28/2017 |  | 02/28/2017
Air Cool Industrial | Hampton Bay | AC-552OD(YG188-WH) | True |  | 3 | Yes | 1582 | 10 | 158 | 3459 | 31 | 112 | 5379 | 62 | 87 | [5 empty] | Compact Flourescent |  | Federally-Regulated Consumer Product | 02/28/2017 |  | 02/28/2017
Air Cool Industrial | No Brand Home Depot | AC-552(YG269-BN) | True |  | 3 | Yes | 2176 | 10 | 218 | 3824 | 29 | 132 | 5376 | 61 | 88 | [5 empty] | Compact Flourescent |  | Federally-Regulated Consumer Product | 02/28/2017 |  | 02/28/2017
Air Cool Industrial | No Brand Home Depot | AC-552(YG269-ORB) | True |  | 3 | Yes | 2176 | 10 | 218 | 3824 | 29 | 132 | 5376 | 61 | 88 | [5 empty] | Compact Flourescent |  | Federally-Regulated Consumer Product | 02/28/2017 |  | 02/28/2017
Air Cool Industrial | No Brand Home Depot | AC-552(YG269-WH) | True |  | 3 | Yes | 2176 | 10 | 218 | 3824 | 29 | 132 | 5376 | 61 | 88 | [5 empty] | Compact Flourescent |  | Federally-Regulated Consumer Product | 02/28/2017 |  | 02/28/2017
Air Cool Industrial | No Brand Home Depot | AC-552(B552QI-BN) | True |  | 3 | Yes | 1944 | 9 | 216 | 3757 | 30 | 125 | 5302 | 61 | 87 | [5 empty] | None |  | Federally-Regulated Consumer Product | 02/28/2017 |  | 02/28/2017
Air Cool Industrial | No Brand Home Depot | AC-552(B552QI-NI) | True |  | 3 | Yes | 1944 | 9 | 216 | 3757 | 30 | 125 | 5302 | 61 | 87 | [5 empty] | None |  | Federally-Regulated Consumer Product | 02/28/2017 |  | 02/28/2017
Air Cool Industrial | No Brand Home Depot | AC-552(B552QI-ORB) | True |  | 3 | Yes | 1944 | 9 | 216 | 3757 | 30 | 125 | 5302 | 61 | 87 | [5 empty] | None |  | Federally-Regulated Consumer Product | 02/28/2017 |  | 02/28/2017
Air Cool Industrial | No Brand Home Depot | AC-552(B552QI-TB) | True |  | 3 | Yes | 1944 | 9 | 216 | 3757 | 30 | 125 | 5302 | 61 | 87 | [5 empty] | None |  | Federally-Regulated Consumer Product | 02/28/2017 |  | 02/28/2017
Air Cool Industrial | No Brand Home Depot | AC-552(B552QI-WH) | True |  | 3 | Yes | 1944 | 9 | 216 | 3757 | 30 | 125 | 5302 | 61 | 87 | [5 empty] | None |  | Federally-Regulated Consumer Product | 02/28/2017 |  | 02/28/2017
Air Cool Industrial | Fanimation Studio Collection | LP8323LBN | True |  | V | Yes | 2233 | 2 | 1116 | 3094 | 5 | 619 | 6180 | 18 | 343 | [5 empty] | None |  | Federally-Regulated Consumer Product | 02/28/2017 |  | 02/28/2017
Air Cool Industrial | No Brand Home Depot | AL383LED-*** | True |  | 3 | Yes | 1847 | 10 | 185 | 3281 | 29 | 113 | 4670 | 60 | 78 | [5 empty] | LED |  | Federally-Regulated Consumer Product | 02/28/2017 |  | 02/28/2017
Air Cool Industrial | No Brand Home Depot | AL-383H(AL383LED-BN) | True |  | 3 | Yes | 928 | 9 | 103 | 2202 | 28 | 79 | 3256 | 58 | 56 | [5 empty] | LED |  | Federally-Regulated Consumer Product | 02/28/2017 |  | 02/28/2017
Air Cool Industrial | No Brand Home Depot | AL-383H(AL383LED-WH) | True |  | 3 | Yes | 928 | 9 | 103 | 2202 | 28 | 79 | 3256 | 58 | 56 | [5 empty] | LED |  | Federally-Regulated Consumer Product | 02/28/2017 |  | 02/28/2017
Air Cool Industrial | No Brand Home Depot | AL-383H(AL383LED-BK) | True |  | 3 | Yes | 928 | 9 | 103 | 2202 | 28 | 79 | 3256 | 58 | 56 | [5 empty] | LED |  | Federally-Regulated Consumer Product | 02/28/2017 |  | 02/28/2017
Air Cool Industrial | Hampton Bay | AC-552(YG593-BN) | True |  | 3 | Yes | 1970 | 14 | 141 | 3580 | 37 | 97 | 5186 | 73 | 71 | [5 empty] | None |  | Federally-Regulated Consumer Product | 02/28/2017 |  | 02/28/2017
Air Cool Industrial | Hampton Bay | AC-552(YG593-TB) | True |  | 3 | Yes | 1970 | 14 | 141 | 3580 | 37 | 97 | 5186 | 73 | 71 | [5 empty] | None |  | Federally-Regulated Consumer Product | 02/28/2017 |  | 02/28/2017
Air Cool Industrial | Hampton Bay | AC-552(YG593-EB) | True |  | 3 | Yes | 1970 | 14 | 141 | 3580 | 37 | 97 | 5186 | 73 | 71 | [5 empty] | None |  | Federally-Regulated Consumer Product | 02/28/2017 |  | 02/28/2017
Air Cool Industrial | Hampton Bay | AC-552(YG593-WH) | True |  | 3 | Yes | 1970 | 14 | 141 | 3580 | 37 | 97 | 5186 | 73 | 71 | [5 empty] | None |  | Federally-Regulated Consumer Product | 02/28/2017 |  | 02/28/2017
Air Cool Industrial | Home Decorators Collection | AC-460F726-DC(AM489-BN) | True |  | V | Yes | 2123 | 2 | 1061 | 4461 | 10 | 446 | 6408 | 34 | 188 | [5 empty] | LED |  | Federally-Regulated Consumer Product | 02/28/2017 |  | 02/28/2017
Air Cool Industrial | Home Decorators Collection | AC-460F726-DC(AM489-EB) | True |  | V | Yes | 2123 | 2 | 1061 | 4461 | 10 | 446 | 6408 | 34 | 188 | [5 empty] | LED |  | Federally-Regulated Consumer Product | 02/28/2017 |  | 02/28/2017
Air Cool Industrial | Home Decorators Collection | AM472(AM550-BN) | True |  | V | Yes | 1752 | 3 | 584 | 3270 | 7 | 467 | 5100 | 30 | 170 | [5 empty] | LED |  | Federally-Regulated Consumer Product | 02/28/2017 |  | 02/28/2017
Air Cool Industrial | Home Decorators Collection | AC-552OD(YG617-NI) | True |  | 3 | Yes | 1927 | 12 | 161 | 3321 | 30 | 111 | 4722 | 58 | 81 | [5 empty] | LED |  | Federally-Regulated Consumer Product | 02/28/2017 |  | 02/28/2017
Air Cool Industrial | Home Decorators Collection | AC-552(YG620-BN) | True |  | 3 | Yes | 1856 | 14 | 133 | 2871 | 30 | 96 | 4161 | 62 | 67 | [5 empty] | None |  | Federally-Regulated Consumer Product | 02/28/2017 |  | 02/28/2017
Air Cool Industrial | Home Decorators Collection | AC-552(YG629-NI) | True |  | 3 | Yes | 1707 | 10 | 171 | 3245 | 32 | 101 | 4659 | 69 | 68 | [5 empty] | LED |  | Federally-Regulated Consumer Product | 02/28/2017 |  | 02/28/2017
Air Cool Industrial | Hampton Bay | AC-552(AG524-BN) | True |  | 3 | Yes | 1519 | 10 | 152 | 2973 | 32 | 93 | 4329 | 64 | 68 | [5 empty] | LED |  | Federally-Regulated Consumer Product | 02/28/2017 |  | 02/28/2017
Air Cool Industrial | Hampton Bay | AC-552(AG524-FB) | True |  | 3 | Yes | 1519 | 10 | 152 | 2973 | 32 | 93 | 4329 | 64 | 68 | [5 empty] | LED |  | Federally-Regulated Consumer Product | 02/28/2017 |  | 02/28/2017
Air Cool Industrial | Hampton Bay | AC-552(AG524-ORB) | True |  | 3 | Yes | 1519 | 10 | 152 | 2973 | 32 | 93 | 4329 | 64 | 68 | [5 empty] | LED |  | Federally-Regulated Consumer Product | 02/28/2017 |  | 02/28/2017
Air Cool Industrial | Hampton Bay | AC-552(AG524-WH) | True |  | 3 | Yes | 1519 | 10 | 152 | 2973 | 32 | 93 | 4329 | 64 | 68 | [5 empty] | LED |  | Federally-Regulated Consumer Product | 02/28/2017 |  | 02/28/2017
Air Cool Industrial | Hampton Bay | AC-552(AG524PR-BN) | True |  | 3 | Yes | 1638 | 8 | 205 | 3611 | 31 | 116 | 5234 | 74 | 71 | [5 empty] | LED |  | Federally-Regulated Consumer Product | 02/28/2017 |  | 02/28/2017
Air Cool Industrial | Hampton Bay | AC-552(AG524PR-FB) | True |  | 3 | Yes | 1638 | 8 | 205 | 3611 | 31 | 116 | 5234 | 74 | 71 | [5 empty] | LED |  | Federally-Regulated Consumer Product | 02/28/2017 |  | 02/28/2017
Air Cool Industrial | Hampton Bay | AC-552(AG524PR-ORB) | True |  | 3 | Yes | 1638 | 8 | 205 | 3611 | 31 | 116 | 5234 | 74 | 71 | [5 empty] | LED |  | Federally-Regulated Consumer Product | 02/28/2017 |  | 02/28/2017
Air Cool Industrial | Hampton Bay | AC-552(AG524PR-WH) | True |  | 3 | Yes | 1638 | 8 | 205 | 3611 | 31 | 116 | 5234 | 74 | 71 | [5 empty] | LED |  | Federally-Regulated Consumer Product | 02/28/2017 |  | 02/28/2017
Air Cool Industrial | Hampton Bay | AC-542(AL958-TB) | True |  | 3 | Yes | 1351 | 11 | 123 | 2900 | 30 | 97 | 3752 | 56 | 67 | [5 empty] | LED |  | Federally-Regulated Consumer Product | 02/28/2017 |  | 02/28/2017
Air Cool Industrial | Hampton Bay | AC-542(AL958-BN) | True |  | 3 | Yes | 1351 | 11 | 123 | 2900 | 30 | 97 | 3752 | 56 | 67 | [5 empty] | LED |  | Federally-Regulated Consumer Product | 02/28/2017 |  | 02/28/2017
Air Cool Industrial | Hampton Bay | AC-542(AL958-FB) | True |  | 3 | Yes | 1351 | 11 | 123 | 2900 | 30 | 97 | 3752 | 56 | 67 | [5 empty] | LED |  | Federally-Regulated Consumer Product | 02/28/2017 |  | 02/28/2017
Air Cool Industrial | Hampton Bay | AC-542(AL958-ORB) | True |  | 3 | Yes | 1351 | 11 | 123 | 2900 | 30 | 97 | 3752 | 56 | 67 | [5 empty] | LED |  | Federally-Regulated Consumer Product | 02/28/2017 |  | 02/28/2017
Air Cool Industrial | Hampton Bay | AC-542(AM212-WH) | True |  | 3 | Yes | 1322 | 10 | 132 | 2313 | 24 | 96 | 2679 | 52 | 52 | [5 empty] | LED |  | Federally-Regulated Consumer Product | 02/28/2017 |  | 02/28/2017
Air Cool Industrial | Hampton Bay | AC-542(AM212-BN) | True |  | 3 | Yes | 1322 | 10 | 132 | 2313 | 24 | 96 | 2679 | 52 | 52 | [5 empty] | LED |  | Federally-Regulated Consumer Product | 02/28/2017 |  | 02/28/2017
Air Cool Industrial | Hampton Bay | AC-542(AM212-ORB) | True |  | 3 | Yes | 1322 | 10 | 132 | 2313 | 24 | 96 | 2679 | 52 | 52 | [5 empty] | LED |  | Federally-Regulated Consumer Product | 02/28/2017 |  | 02/28/2017
Air Cool Industrial | Home Decorators Collection | YG-475OD(YG475-WH) | True |  | 3 | Yes | 3682 | 20 | 184 | 6025 | 45 | 134 | 8327 | 92 | 91 | [5 empty] | LED |  | Federally-Regulated Consumer Product | 02/28/2017 |  | 02/28/2017
Air Cool Industrial | Home Decorators Collection | YG-475OD(YG475-BN) | True |  | 3 | Yes | 3682 | 20 | 184 | 6025 | 45 | 134 | 8327 | 92 | 91 | [5 empty] | LED |  | Federally-Regulated Consumer Product | 02/28/2017 |  | 02/28/2017
Air Cool Industrial | Home Decorators Collection | YG-475OD(YG475-NI) | True |  | 3 | Yes | 3682 | 20 | 184 | 6025 | 45 | 134 | 8327 | 92 | 91 | [5 empty] | LED |  | Federally-Regulated Consumer Product | 02/28/2017 |  | 02/28/2017
Air Cool Industrial | No Brand Home Depot | AC-552(YG268-BN) | True |  | 3 | Yes | 2057 | 14 | 147 | 3044 | 29 | 105 | 4656 | 60 | 78 | [5 empty] | LED |  | Federally-Regulated Consumer Product | 02/28/2017 |  | 02/28/2017
Air Cool Industrial | No Brand Home Depot | AC-552(YG268-ORB) | True |  | 3 | Yes | 2057 | 14 | 147 | 3044 | 29 | 105 | 4656 | 60 | 78 | [5 empty] | LED |  | Federally-Regulated Consumer Product | 02/28/2017 |  | 02/28/2017
Air Cool Industrial | No Brand Home Depot | AC-552(YG268-WH) | True |  | 3 | Yes | 2057 | 14 | 147 | 3044 | 29 | 105 | 4656 | 60 | 78 | [5 empty] | LED |  | Federally-Regulated Consumer Product | 02/28/2017 |  | 02/28/2017
Air Cool Industrial | Hampton Bay | AC-552A(YG098-NM) | True |  | 3 | Yes | 1409 | 12 | 117 | 3524 | 38 | 93 | 4964 | 67 | 74 | [5 empty] | Incandescent |  | Federally-Regulated Consumer Product | 02/28/2017 |  | 02/28/2017
Air Cool Industrial | Home Decorators Collection | YG493OD(YG493OD-BN) | True |  | V | Yes | 2663 | 2 | 1332 | 5983 | 9 | 665 | 9330 | 33 | 283 | [5 empty] | LED |  | Federally-Regulated Consumer Product | 02/28/2017 |  | 02/28/2017
Air Cool Industrial | Home Decorators Collection | YG493OD(YG493OD-N) | True |  | V | Yes | 2663 | 2 | 1332 | 5983 | 9 | 665 | 9330 | 33 | 283 | [5 empty] | LED |  | Federally-Regulated Consumer Product | 02/28/2017 |  | 02/28/2017
Air Cool Industrial | Home Decorators Collection | YG493OD(YG493OD-WH) | True |  | V | Yes | 2663 | 2 | 1332 | 5983 | 9 | 665 | 9330 | 33 | 283 | [5 empty] | LED |  | Federally-Regulated Consumer Product | 02/28/2017 |  | 02/28/2017
Air Cool Industrial | Home Decorators Collection | AC-552A(AM560-NI/BN) | True |  | 3 | Yes | 1957 | 13 | 151 | 3435 | 34 | 101 | 5174 | 72 | 72 | [5 empty] | LED |  | Federally-Regulated Consumer Product | 02/28/2017 |  | 02/28/2017
Air Cool Industrial | Home Decorators Collection | AM472(YG588-BN) | True |  | V | Yes | 1624 | 3 | 541 | 3787 | 9 | 421 | 5454 | 32 | 170 | [5 empty] | None |  | Federally-Regulated Consumer Product | 02/28/2017 |  | 02/28/2017
Air Cool Industrial | Home Decorators Collection | AM472(YG588-EB) | True |  | V | Yes | 1624 | 3 | 541 | 3787 | 9 | 421 | 5454 | 32 | 170 | [5 empty] | None |  | Federally-Regulated Consumer Product | 02/28/2017 |  | 02/28/2017
Air Cool Industrial | Home Decorators Collection | YG622(YG622-NI) | True |  | 3 | Exception 3 | 389 | 11 | 35 | 608 | 15 | 41 | 877 | 33 | 27 | [5 empty] | None |  | Federally-Regulated Consumer Product | 02/28/2017 |  | 02/28/2017
Air Cool Industrial | Home Decorators Collection | YG622(YG622-SL) | True |  | 3 | Exception 3 | 389 | 11 | 35 | 608 | 15 | 41 | 877 | 33 | 27 | [5 empty] | None |  | Federally-Regulated Consumer Product | 02/28/2017 |  | 02/28/2017
Air Cool Industrial | Home Decorators Collection | YG622(YG622-MWH) | True |  | 3 | Exception 3 | 389 | 11 | 35 | 608 | 15 | 41 | 877 | 33 | 27 | [5 empty] | None |  | Federally-Regulated Consumer Product | 02/28/2017 |  | 02/28/2017
Air Cool Industrial | Home Decorators Collection | YG623A(YG623A-MWH) | True |  | 3 | Exception 3 | 699 | 10 | 70 | 1238 | 19 | 65 | 1478 | 70 | 21 | [5 empty] | None |  | Federally-Regulated Consumer Product | 02/28/2017 |  | 02/28/2017
Air Cool Industrial | Home Decorators Collection | YG623A(YG623A-SL) | True |  | 3 | Exception 3 | 699 | 10 | 70 | 1238 | 19 | 65 | 1478 | 70 | 21 | [5 empty] | None |  | Federally-Regulated Consumer Product | 02/28/2017 |  | 02/28/2017
Air Cool Industrial | Home Decorators Collection | AM472(YG631-NI) | True |  | V | Yes | 1500 | 2 | 750 | 3296 | 8 | 412 | 5080 | 30 | 169 | [5 empty] | LED |  | Federally-Regulated Consumer Product | 02/28/2017 |  | 02/28/2017
Air Cool Industrial | Home Decorators Collection | AC-552(YG590-BN) | True |  | 3 | Yes | 1945 | 11 | 177 | 2935 | 25 | 117 | 4472 | 56 | 80 | [5 empty] | LED |  | Federally-Regulated Consumer Product | 02/28/2017 |  | 02/28/2017
Air Cool Industrial | Home Decorators Collection | AC-552(YG612--BN) | True |  | 3 | Yes | 1353 | 13 | 104 | 1925 | 22 | 87 | 2758 | 42 | 65 | [5 empty] | None |  | Federally-Regulated Consumer Product | 02/28/2017 |  | 02/28/2017
Air Cool Industrial | Home Decorators Collection | AC-552(YG612-EB) | True |  | 3 | Yes | 1353 | 13 | 104 | 1925 | 22 | 87 | 2758 | 42 | 65 | [5 empty] | None |  | Federally-Regulated Consumer Product | 02/28/2017 |  | 02/28/2017
Air Cool Industrial | Home Decorators Collection | AC-552(YG612-WH) | True |  | 3 | Yes | 1353 | 13 | 104 | 1925 | 22 | 87 | 2758 | 42 | 65 | [5 empty] | None |  | Federally-Regulated Consumer Product | 02/28/2017 |  | 02/28/2017
Air Cool Industrial | Home Decorators Collection | YG618OD(YG618-NI) | True |  | 3 | Yes | 1965 | 13 | 151 | 3277 | 37 | 88 | 4847 | 74 | 65 | [5 empty] | LED |  | Federally-Regulated Consumer Product | 02/28/2017 |  | 02/28/2017
Air Cool Industrial | Home Decorators Collection | YG618OD(YG618-MWH) | True |  | 3 | Yes | 1965 | 13 | 151 | 3277 | 37 | 88 | 4847 | 74 | 65 | [5 empty] | LED |  | Federally-Regulated Consumer Product | 02/28/2017 |  | 02/28/2017
Air Cool Industrial | Home Decorators Collection | YG638(YG638-BN) | True |  | V | Yes | 2749 | 3 | 916 | 6294 | 17 | 370 | 9369 | 52 | 180 | [5 empty] | LED |  | Federally-Regulated Consumer Product | 02/28/2017 |  | 02/28/2017
Air Cool Industrial | Home Decorators Collection | AC-552(AM441-BN) | True |  | 3 | Yes | 2274 | 15 | 152 | 3487 | 31 | 112 | 4917 | 59 | 83 | [5 empty] | LED |  | Federally-Regulated Consumer Product | 02/28/2017 |  | 02/28/2017
Air Cool Industrial | Home Decorators Collection | AC-552(AM441-WH) | True |  | 3 | Yes | 2274 | 15 | 152 | 3487 | 31 | 112 | 4917 | 59 | 83 | [5 empty] | LED |  | Federally-Regulated Consumer Product | 02/28/2017 |  | 02/28/2017
Air Cool Industrial | Home Decorators Collection | AC-552(YG615-BN+RD) | True |  | 3 | Yes | 1739 | 11 | 158 | 3016 | 30 | 101 | 4459 | 62 | 72 | [5 empty] | LED |  | Federally-Regulated Consumer Product | 02/28/2017 |  | 02/28/2017
Air Cool Industrial | Home Decorators Collection | AC-552OD(AM456-NI) | True |  | 3 | Yes | 1937 | 11 | 176 | 3244 | 29 | 112 | 4537 | 53 | 86 | [5 empty] | LED |  | Federally-Regulated Consumer Product | 02/28/2017 |  | 02/28/2017
Air Cool Industrial | Home Decorators Collection | AC-552OD(YG633-MWH) | True |  | 3 | Yes | 1615 | 11 | 147 | 2732 | 29 | 94 | 3524 | 50 | 70 | [5 empty] | LED |  | Federally-Regulated Consumer Product | 02/28/2017 |  | 02/28/2017
Air Cool Industrial | HD Supply | 269126 | True |  | 3 | Yes | 2442 | 27 | 90 | 4079 | 48 | 85 | 4879 | 61 | 80 | [5 empty] | Incandescent |  | Federally-Regulated Consumer Product | 02/28/2017 |  | 02/28/2017
Air Cool Industrial | Hampton Bay | AL51D-NI | True |  | 3 | Yes | 1716 | 11 | 156 | 3419 | 30 | 114 | 4884 | 58 | 84 | [5 empty] | Incandescent |  | Federally-Regulated Consumer Product | 02/28/2017 |  | 02/28/2017
Air Cool Industrial | Hampton Bay | AL420-WH | True |  | 3 | Yes | 1635 | 10 | 164 | 3221 | 31 | 104 | 5026 | 68 | 74 | [5 empty] | Compact Flourescent |  | Federally-Regulated Consumer Product | 02/28/2017 |  | 02/28/2017
Air Cool Industrial | Seasons | 269508 | True |  | 3 | Yes | 2055 | 10 | 206 | 3774 | 30 | 126 | 5341 | 63 | 84 | [5 empty] | Compact Flourescent |  | Federally-Regulated Consumer Product | 02/28/2017 |  | 02/28/2017
Air Cool Industrial | Home Decorators Collection | AM127-*** | True |  | 3 | Yes | 1397 | 11 | 127 | 2682 | 30 | 89 | 4317 | 69 | 63 | [5 empty] | Compact Flourescent |  | Federally-Regulated Consumer Product | 02/28/2017 |  | 02/28/2017
Air Cool Industrial | Hampton Bay | AC-552(AL420-BN) | True |  | 3 | Yes | 1635 | 10 | 164 | 3221 | 31 | 104 | 5026 | 68 | 74 | [5 empty] | Compact Flourescent |  | Federally-Regulated Consumer Product | 02/28/2017 |  | 02/28/2017
Air Cool Industrial | Hampton Bay | AC438-VPW-D | True |  | 3 | Yes | 2101 | 15 | 140 | 4244 | 40 | 106 | 5929 | 73 | 81 | [5 empty] | Compact Flourescent |  | Federally-Regulated Consumer Product | 02/28/2017 |  | 02/28/2017
Air Cool Industrial | Hampton Bay | AL694-BN | True |  | 3 | Yes | 1768 | 13 | 136 | 3149 | 32 | 98 | 4725 | 59 | 80 | [5 empty] | Incandescent |  | Federally-Regulated Consumer Product | 02/28/2017 |  | 02/28/2017
Air Cool Industrial | Seasons | 269152 | True |  | 3 | Yes | 1400 | 9 | 156 | 3256 | 30 | 109 | 5891 | 68 | 87 | [5 empty] | None |  | Federally-Regulated Consumer Product | 02/28/2017 |  | 02/28/2017
Air Cool Industrial | Hampton Bay | AM212-*** | True |  | 3 | Yes | 1442 | 10 | 144 | 2416 | 24 | 101 | 3484 | 51 | 68 | [5 empty] | Compact Flourescent |  | Federally-Regulated Consumer Product | 02/28/2017 |  | 02/28/2017
Air Cool Industrial | Hampton Bay | AC-552(YG215D-ORB) | True |  | 3 | Yes | 2397 | 23 | 104 | 3886 | 48 | 81 | 5920 | 87 | 68 | [5 empty] | Compact Flourescent |  | Federally-Regulated Consumer Product | 02/28/2017 |  | 02/28/2017
Air Cool Industrial | Seasons | 269230 | True |  | 3 | Yes | 2007 | 11 | 182 | 3424 | 29 | 118 | 4748 | 58 | 82 | [5 empty] | Incandescent |  | Federally-Regulated Consumer Product | 02/28/2017 |  | 02/28/2017
Air Cool Industrial | Hampton Bay | AL47-NI | True |  | 3 | Yes | 2171 | 21 | 103 | 3572 | 45 | 79 | 4729 | 81 | 58 | [5 empty] | Compact Flourescent |  | Federally-Regulated Consumer Product | 02/28/2017 |  | 02/28/2017
Air Cool Industrial | Home Decorators Collection | AC-552(YG442-ORB) | True |  | 3 | Yes | 2771 | 22 | 126 | 4592 | 46 | 100 | 6068 | 78 | 78 | [5 empty] | Compact Flourescent |  | Federally-Regulated Consumer Product | 02/28/2017 |  | 02/28/2017
Air Cool Industrial | Hampton Bay | AC-552(AL420-ORB) | True |  | 3 | Yes | 1635 | 10 | 164 | 3221 | 31 | 104 | 5026 | 68 | 74 | [5 empty] | Compact Flourescent |  | Federally-Regulated Consumer Product | 02/28/2017 |  | 02/28/2017
Air Cool Industrial | Hampton Bay | AG523-MH/NI | True |  | 3 | Yes | 1671 | 20 | 84 | 3099 | 41 | 76 | 4071 | 63 | 65 | [5 empty] | Incandescent |  | Federally-Regulated Consumer Product | 02/28/2017 |  | 02/28/2017
Air Cool Industrial | Hampton Bay | AL14-TB | True |  | 3 | No | 736 | 13 | 57 | 1025 | 18 | 57 | 1458 | 42 | 35 | [5 empty] | None |  | Federally-Regulated Consumer Product | 02/28/2017 |  | 02/28/2017
Air Cool Industrial | Hampton Bay | AC-434(AC434-NI) | True |  | 3 | Yes | 1561 | 16 | 98 | 3704 | 43 | 86 | 5260 | 75 | 70 | [5 empty] | Incandescent |  | Federally-Regulated Consumer Product | 02/28/2017 |  | 02/28/2017
Air Cool Industrial | Atlas | CIV-Walnut-* | True |  | 3 | Yes | 2980 | 17 | 175 | 4876 | 40 | 122 | 6539 | 68 | 96 | [5 empty] | LED |  | Federally-Regulated Consumer Product | 02/28/2017 |  | 02/28/2017
Air Cool Industrial | Hampton Bay | AL634-WH | True |  | 3 | Yes | 1891 | 11 | 172 | 3408 | 31 | 110 | 5020 | 55 | 91 | [5 empty] | Compact Flourescent |  | Federally-Regulated Consumer Product | 02/28/2017 |  | 02/28/2017
Air Cool Industrial | Hampton Bay | AC-552A(AC426-WCP) | True |  | 3 | Yes | 2026 | 16 | 127 | 3219 | 42 | 77 | 5033 | 72 | 70 | [5 empty] | Compact Flourescent |  | Federally-Regulated Consumer Product | 02/28/2017 |  | 02/28/2017
Air Cool Industrial | Hampton Bay | AC-542(AL508-ORB) | True |  | 3 | Yes | 602 | 6 | 100 | 920 | 12 | 77 | 1198 | 34 | 35 | [5 empty] | Compact Flourescent |  | Federally-Regulated Consumer Product | 02/28/2017 |  | 02/28/2017
Air Cool Industrial | Hampton Bay | AL696A-BN | True |  | 3 | Yes | 1610 | 9 | 179 | 3455 | 32 | 108 | 5666 | 72 | 79 | [5 empty] | Incandescent |  | Federally-Regulated Consumer Product | 02/28/2017 |  | 02/28/2017
Air Cool Industrial | Hampton Bay | AC299-NI | True |  | 3 | Yes | 1908 | 14 | 136 | 3608 | 35 | 103 | 5136 | 54 | 95 | [5 empty] | None |  | Federally-Regulated Consumer Product | 02/28/2017 |  | 02/28/2017
Air Cool Industrial | Hampton Bay | AC-552OD(AC370-OBP) | True |  | 3 | Yes | 1200 | 17 | 71 | 3850 | 36 | 107 | 6500 | 63 | 103 | [5 empty] | Incandescent |  | Federally-Regulated Consumer Product | 02/28/2017 |  | 02/28/2017
Air Cool Industrial | Seasons | 269342 | True |  | 3 | Yes | 2016 | 10 | 202 | 3698 | 31 | 119 | 5623 | 66 | 85 | [5 empty] | None |  | Federally-Regulated Consumer Product | 02/28/2017 |  | 02/28/2017
Air Cool Industrial | HD Supply | 269127 | True |  | 3 | Yes | 2442 | 27 | 90 | 4079 | 48 | 85 | 4879 | 61 | 80 | [5 empty] | Incandescent |  | Federally-Regulated Consumer Product | 02/28/2017 |  | 02/28/2017
Air Cool Industrial | Hampton Bay | AG712-BN+BK | True |  | 3 | Yes | 1628 | 13 | 125 | 3137 | 33 | 95 | 4654 | 60 | 78 | [5 empty] | Compact Flourescent |  | Federally-Regulated Consumer Product | 02/28/2017 |  | 02/28/2017
Air Cool Industrial | Hampton Bay | AG-537(YG182-GM) | True |  | 3 | Yes | 2216 | 18 | 123 | 3489 | 34 | 103 | 5259 | 61 | 86 | [5 empty] | Compact Flourescent |  | Federally-Regulated Consumer Product | 02/28/2017 |  | 02/28/2017
Air Cool Industrial | Home Decorators Collection | AM382A-BN | True |  | 3 | Yes | 483 | 16 | 30 | 767 | 24 | 32 | 1063 | 56 | 19 | [5 empty] | LED |  | Federally-Regulated Consumer Product | 02/28/2017 |  | 02/28/2017
Air Cool Industrial | Hampton Bay | AG565-BK | True |  | 3 | Yes | 2132 | 16 | 133 | 3466 | 32 | 108 | 5450 | 67 | 81 | [5 empty] | Compact Flourescent |  | Federally-Regulated Consumer Product | 02/28/2017 |  | 02/28/2017
Air Cool Industrial | Seasons | 269344 | True |  | 3 | Yes | 2016 | 10 | 202 | 3698 | 31 | 119 | 5623 | 66 | 85 | [5 empty] | None |  | Federally-Regulated Consumer Product | 02/28/2017 |  | 02/28/2017
Air Cool Industrial | Home Decorators Collection | AL499-*** | True |  | 3 | Yes | 1483 | 10 | 148 | 3327 | 33 | 101 | 4904 | 70 | 70 | [5 empty] | LED |  | Federally-Regulated Consumer Product | 02/28/2017 |  | 02/28/2017
Air Cool Industrial | Hampton Bay | AL770-BN | True |  | 3 | Yes | 1565 | 10 | 157 | 3172 | 30 | 106 | 4755 | 61 | 78 | [5 empty] | Incandescent |  | Federally-Regulated Consumer Product | 02/28/2017 |  | 02/28/2017
Air Cool Industrial | Seasons | 269288 | True |  | 3 | Yes | 1402 | 11 | 127 | 3117 | 35 | 89 | 4348 | 62 | 70 | [5 empty] | Incandescent |  | Federally-Regulated Consumer Product | 02/28/2017 |  | 02/28/2017
Air Cool Industrial | Hampton Bay | AG804-LN | True |  | 6 | Yes | 1612 | 4 | 403 | 3308 | 8 | 413 | 5644 | 31 | 182 | [5 empty] | Compact Flourescent |  | Federally-Regulated Consumer Product | 02/28/2017 |  | 02/28/2017
Air Cool Industrial | Hampton Bay | YG222-LN | True |  | 3 | Yes | 2063 | 14 | 147 | 3967 | 37 | 107 | 5245 | 59 | 89 | [5 empty] | Incandescent |  | Federally-Regulated Consumer Product | 02/28/2017 |  | 02/28/2017
Air Cool Industrial | Hampton Bay | AL420-BN | True |  | 3 | Yes | 1635 | 10 | 164 | 3221 | 31 | 104 | 5026 | 68 | 74 | [5 empty] | Compact Flourescent |  | Federally-Regulated Consumer Product | 02/28/2017 |  | 02/28/2017
Air Cool Industrial | Seasons | 269502 | True |  | 3 | Yes | 1655 | 13 | 127 | 2728 | 27 | 101 | 3135 | 38 | 83 | [5 empty] | Compact Flourescent |  | Federally-Regulated Consumer Product | 02/28/2017 |  | 02/28/2017
Air Cool Industrial | Hampton Bay | AC375 | True |  | 3 | Yes | 1914 | 13 | 147 | 3763 | 37 | 102 | 5474 | 64 | 86 | [5 empty] | Compact Flourescent |  | Federally-Regulated Consumer Product | 02/28/2017 |  | 02/28/2017
Air Cool Industrial | Home Decorators Collection | AL14-TB | True |  | 3 | No | 736 | 13 | 57 | 1025 | 18 | 57 | 1458 | 42 | 35 | [5 empty] | None |  | Federally-Regulated Consumer Product | 02/28/2017 |  | 02/28/2017
Air Cool Industrial | Hampton Bay | AL731-NI | True |  | 3 | Yes | 1510 | 10 | 151 | 3137 | 29 | 108 | 4479 | 50 | 90 | [5 empty] | Incandescent |  | Federally-Regulated Consumer Product | 02/28/2017 |  | 02/28/2017
Air Cool Industrial | Hampton Bay | YG188-WH-D | True |  | 3 | Yes | 1582 | 10 | 158 | 3459 | 31 | 112 | 5379 | 62 | 87 | [5 empty] | Compact Flourescent |  | Federally-Regulated Consumer Product | 02/28/2017 |  | 02/28/2017
Air Cool Industrial | Hampton Bay | AC370-OBP | True |  | 3 | Yes | 1200 | 17 | 71 | 3850 | 36 | 107 | 6500 | 63 | 103 | [5 empty] | Incandescent |  | Federally-Regulated Consumer Product | 02/28/2017 |  | 02/28/2017
Air Cool Industrial | Hampton Bay | AC-552OD(YG188-NI) | True |  | 3 | Yes | 1582 | 10 | 158 | 3459 | 31 | 112 | 5379 | 62 | 87 | [5 empty] | Compact Flourescent |  | Federally-Regulated Consumer Product | 02/28/2017 |  | 02/28/2017
Air Cool Industrial | Seasons | 269608 | True |  | 3 | Yes | 1768 | 9 | 196 | 3216 | 28 | 115 | 4589 | 58 | 79 | [5 empty] | Compact Flourescent |  | Federally-Regulated Consumer Product | 02/28/2017 |  | 02/28/2017
Air Cool Industrial | Hampton Bay | 14411 | True |  | 4 | Yes | 1033 | 9 | 115 | 2097 | 28 | 75 | 2440 | 41 | 60 | [5 empty] | Other |  | Federally-Regulated Consumer Product | 02/28/2017 |  | 02/28/2017
Air Cool Industrial | Home Decorators Collection | AG-637OD(AM127-NI) | True |  | 3 | Yes | 1397 | 11 | 127 | 2682 | 30 | 89 | 4317 | 69 | 63 | [5 empty] | Compact Flourescent |  | Federally-Regulated Consumer Product | 02/28/2017 |  | 02/28/2017
Air Cool Industrial | HD Supply | 269108 | True |  | 3 | Yes | 2339 | 26 | 90 | 3771 | 45 | 84 | 4469 | 57 | 78 | [5 empty] | Incandescent |  | Federally-Regulated Consumer Product | 02/28/2017 |  | 02/28/2017
Air Cool Industrial | Hampton Bay | AL508-ORB | True |  | 3 | Yes | 602 | 6 | 100 | 920 | 12 | 77 | 1198 | 34 | 35 | [5 empty] | Compact Flourescent |  | Federally-Regulated Consumer Product | 02/28/2017 |  | 02/28/2017
Air Cool Industrial | Hampton Bay | AG908OD-ORB | True |  | 3 | Yes | 1910 | 13 | 147 | 3502 | 32 | 109 | 5291 | 57 | 93 | [5 empty] | Incandescent |  | Federally-Regulated Consumer Product | 02/28/2017 |  | 02/28/2017
Air Cool Industrial | Hampton Bay | AL772-ORB | True |  | 3 | Yes | 1602 | 10 | 160 | 3125 | 29 | 108 | 4686 | 62 | 76 | [5 empty] | Incandescent |  | Federally-Regulated Consumer Product | 02/28/2017 |  | 02/28/2017
Air Cool Industrial | Home Decorators Collection | YG486-*** | True |  | 3 | Yes | 1760 | 10 | 176 | 3159 | 26 | 122 | 5289 | 69 | 77 | [5 empty] | Compact Flourescent |  | Federally-Regulated Consumer Product | 02/28/2017 |  | 02/28/2017
Air Cool Industrial | Seasons | 269256 | True |  | 3 | Yes | 1402 | 11 | 127 | 3117 | 35 | 89 | 4348 | 62 | 70 | [5 empty] | Incandescent |  | Federally-Regulated Consumer Product | 02/28/2017 |  | 02/28/2017
Air Cool Industrial | Home Decorators Collection | AL14-BN | True |  | 3 | No | 736 | 13 | 57 | 1025 | 18 | 57 | 1458 | 42 | 35 | [5 empty] | None |  | Federally-Regulated Consumer Product | 02/28/2017 |  | 02/28/2017
Air Cool Industrial | Hampton Bay | AC457-BN | True |  | 3 | Yes | 1510 | 12 | 126 | 2766 | 38 | 73 | 4150 | 70 | 59 | [5 empty] | Compact Flourescent |  | Federally-Regulated Consumer Product | 02/28/2017 |  | 02/28/2017
Air Cool Industrial | Hampton Bay | YG188-NI | True |  | 3 | Yes | 1582 | 10 | 158 | 3459 | 31 | 112 | 5379 | 62 | 87 | [5 empty] | Compact Flourescent |  | Federally-Regulated Consumer Product | 02/28/2017 |  | 02/28/2017
Air Cool Industrial | Hampton Bay | 24816-xx | True |  | 3 | Yes | 1889 | 13 | 145 | 3196 | 28 | 114 | 5143 | 57 | 90 | [5 empty] | Incandescent |  | Federally-Regulated Consumer Product | 02/28/2017 |  | 02/28/2017
Air Cool Industrial | Hampton Bay | AC-552A(AC375-CLP) | True |  | 3 | Yes | 1914 | 13 | 147 | 3763 | 37 | 102 | 5474 | 64 | 86 | [5 empty] | Compact Flourescent |  | Federally-Regulated Consumer Product | 02/28/2017 |  | 02/28/2017
Air Cool Industrial | Hampton Bay | YG-338(YG338-PN) | True |  | 3 | Yes | 1735 | 10 | 174 | 3791 | 33 | 115 | 6041 | 74 | 82 | [5 empty] | LED |  | Federally-Regulated Consumer Product | 02/28/2017 |  | 02/28/2017
Air Cool Industrial | HD Supply | 269425 | True |  | 3 | Yes | 1510 | 10 | 151 | 2858 | 27 | 106 | 3308 | 47 | 70 | [5 empty] | Incandescent |  | Federally-Regulated Consumer Product | 02/28/2017 |  | 02/28/2017
Air Cool Industrial | Hampton Bay | YG464C-BN | True |  | 3 | Yes | 1960 | 12 | 163 | 3622 | 30 | 121 | 4965 | 53 | 94 | [5 empty] | Other |  | Federally-Regulated Consumer Product | 02/28/2017 |  | 02/28/2017
Air Cool Industrial | Hampton Bay | AG565-BN | True |  | 3 | Yes | 2132 | 16 | 133 | 3466 | 32 | 108 | 5450 | 67 | 81 | [5 empty] | Compact Flourescent |  | Federally-Regulated Consumer Product | 02/28/2017 |  | 02/28/2017
Air Cool Industrial | Hampton Bay | YG305-LN | True |  | 3 | Yes | 2298 | 16 | 144 | 3469 | 33 | 105 | 5433 | 68 | 80 | [5 empty] | Incandescent |  | Federally-Regulated Consumer Product | 02/28/2017 |  | 02/28/2017
Air Cool Industrial | Hampton Bay | AC-527 (AL749-BN) | True |  | 3 | Yes | 1887 | 12 | 157 | 3675 | 35 | 105 | 5771 | 70 | 82 | [5 empty] | Other |  | Federally-Regulated Consumer Product | 02/28/2017 |  | 02/28/2017
Air Cool Industrial | Hampton Bay | YG188-BN | True |  | 3 | Yes | 1582 | 10 | 158 | 3459 | 31 | 112 | 5379 | 62 | 87 | [5 empty] | Compact Flourescent |  | Federally-Regulated Consumer Product | 02/28/2017 |  | 02/28/2017
Air Cool Industrial | Home Decorators Collection | YG528OD(YG528-BN) | True |  | V | Yes | 3432 | 16 | 214 | 7920 | 63 | 126 | 10268 | 102 | 101 | [5 empty] | LED |  | Federally-Regulated Consumer Product | 02/28/2017 |  | 02/28/2017
Air Cool Industrial | Hampton Bay | YG098 | True |  | 3 | Yes | 1861 | 12 | 155 | 3972 | 40 | 99 | 5451 | 68 | 80 | [5 empty] | Incandescent |  | Federally-Regulated Consumer Product | 02/28/2017 |  | 02/28/2017
Air Cool Industrial | Seasons | 269146 | True |  | 3 | Yes | 1420 | 11 | 129 | 2430 | 30 | 81 | 3566 | 52 | 69 | [5 empty] | Incandescent |  | Federally-Regulated Consumer Product | 02/28/2017 |  | 02/28/2017
Air Cool Industrial | Hampton Bay | AC-552EY(AG578-NTS) | True |  | 3 | Yes | 1584 | 13 | 122 | 3568 | 30 | 119 | 4611 | 62 | 74 | [5 empty] | Incandescent |  | Federally-Regulated Consumer Product | 02/28/2017 |  | 02/28/2017
Air Cool Industrial | Hampton Bay | AC-552(AG712-BN+BK) | True |  | 3 | Yes | 1628 | 13 | 125 | 3137 | 33 | 95 | 4654 | 60 | 78 | [5 empty] | Compact Flourescent |  | Federally-Regulated Consumer Product | 02/28/2017 |  | 02/28/2017
Air Cool Industrial | Hampton Bay | AC-552A(AC438-VPW) | True |  | 3 | Yes | 2101 | 15 | 140 | 4244 | 40 | 106 | 5929 | 73 | 81 | [5 empty] | Compact Flourescent |  | Federally-Regulated Consumer Product | 02/28/2017 |  | 02/28/2017
Air Cool Industrial | Hampton Bay | AL663A-LN | True |  | 3 | Yes | 1732 | 11 | 157 | 3442 | 31 | 111 | 5092 | 60 | 85 | [5 empty] | None |  | Federally-Regulated Consumer Product | 02/28/2017 |  | 02/28/2017
Air Cool Industrial | Hampton Bay | AC-374(AC374-WB) | True |  | 3 | Yes | 2546 | 17 | 150 | 3718 | 46 | 81 | 5608 | 81 | 69 | [5 empty] | Incandescent |  | Federally-Regulated Consumer Product | 02/28/2017 |  | 02/28/2017
Air Cool Industrial | Hampton Bay | AG-804(AG804-LN) | True |  | V | Yes | 1612 | 4 | 403 | 3308 | 8 | 413 | 5644 | 31 | 182 | [5 empty] | Compact Flourescent |  | Federally-Regulated Consumer Product | 02/28/2017 |  | 02/28/2017
Air Cool Industrial | Hampton Bay | YG-248A(YG222-LN) | True |  | 3 | Yes | 2063 | 14 | 147 | 3967 | 37 | 107 | 5245 | 59 | 89 | [5 empty] | Incandescent |  | Federally-Regulated Consumer Product | 02/28/2017 |  | 02/28/2017
Air Cool Industrial | Home Decorators Collection | AC-552OD(YG486-NI) | True |  | 3 | Yes | 1760 | 10 | 176 | 3159 | 26 | 122 | 5289 | 69 | 77 | [5 empty] | Compact Flourescent |  | Federally-Regulated Consumer Product | 02/28/2017 |  | 02/28/2017
Air Cool Industrial | Hampton Bay | AL508-WH | True |  | 3 | Yes | 602 | 6 | 100 | 920 | 12 | 77 | 1198 | 34 | 35 | [5 empty] | Compact Flourescent |  | Federally-Regulated Consumer Product | 02/28/2017 |  | 02/28/2017
Air Cool Industrial | Hampton Bay | AM212-BN | True |  | 3 | Yes | 1442 | 10 | 144 | 2416 | 24 | 101 | 3484 | 51 | 68 | [5 empty] | Compact Flourescent |  | Federally-Regulated Consumer Product | 02/28/2017 |  | 02/28/2017
Air Cool Industrial | Hampton Bay | YG-203(AG798-BBW) | True |  | 3 | Yes | 2936 | 27 | 109 | 5015 | 58 | 86 | 7227 | 82 | 88 | [5 empty] | Compact Flourescent |  | Federally-Regulated Consumer Product | 02/28/2017 |  | 02/28/2017
Air Cool Industrial | Hampton Bay | AL685-GM | True |  | 3 | Yes | 1748 | 12 | 146 | 3616 | 34 | 106 | 5420 | 66 | 82 | [5 empty] | Incandescent |  | Federally-Regulated Consumer Product | 02/28/2017 |  | 02/28/2017
Air Cool Industrial | Hampton Bay | AC-552 (YG395-ORB) | True |  | 3 | Yes | 1685 | 11 | 153 | 3259 | 30 | 109 | 4718 | 57 | 83 | [5 empty] | Incandescent |  | Federally-Regulated Consumer Product | 02/28/2017 |  | 02/28/2017
Air Cool Industrial | Hampton Bay | AC-552(AL772-BN) | True |  | 3 | Yes | 1602 | 10 | 160 | 3125 | 29 | 108 | 4686 | 62 | 76 | [5 empty] | Incandescent |  | Federally-Regulated Consumer Product | 02/28/2017 |  | 02/28/2017
Air Cool Industrial | Hampton Bay | AM212-ORB | True |  | 3 | Yes | 1442 | 10 | 144 | 2416 | 24 | 101 | 3484 | 51 | 68 | [5 empty] | Compact Flourescent |  | Federally-Regulated Consumer Product | 02/28/2017 |  | 02/28/2017
Air Cool Industrial | Home Decorators Collection | YG337-BN | True |  | 3 | Yes | 2111 | 12 | 176 | 3281 | 34 | 97 | 4811 | 63 | 76 | [5 empty] | LED |  | Federally-Regulated Consumer Product | 02/28/2017 |  | 02/28/2017
Air Cool Industrial | Home Decorators Collection | AG942LED-*** | True |  | 3 | Yes | 2130 | 13 | 164 | 4037 | 36 | 112 | 5889 | 63 | 93 | [5 empty] | LED |  | Federally-Regulated Consumer Product | 02/28/2017 |  | 02/28/2017
Air Cool Industrial | Hampton Bay | AC457-WB | True |  | 3 | Yes | 1510 | 12 | 126 | 2766 | 38 | 73 | 4150 | 70 | 59 | [5 empty] | Compact Flourescent |  | Federally-Regulated Consumer Product | 02/28/2017 |  | 02/28/2017
Air Cool Industrial | Hampton Bay | YG-327B(YG327B-BN) | True |  | 3 | Yes | 1674 | 11 | 152 | 2970 | 28 | 106 | 5318 | 67 | 79 | [5 empty] | LED |  | Federally-Regulated Consumer Product | 02/28/2017 |  | 02/28/2017
Air Cool Industrial | Hampton Bay | AC-552MK719(AL685-WB) | True |  | 3 | Yes | 1748 | 12 | 146 | 3616 | 34 | 106 | 5420 | 66 | 82 | [5 empty] | Incandescent |  | Federally-Regulated Consumer Product | 02/28/2017 |  | 02/28/2017
Air Cool Industrial | Hampton Bay | AG524PR-*** | True |  | 3 | Yes | 1466 | 8 | 183 | 3443 | 30 | 115 | 5961 | 73 | 82 | [5 empty] | Compact Flourescent |  | Federally-Regulated Consumer Product | 02/28/2017 |  | 02/28/2017
Air Cool Industrial | HD Supply | 269477 | True |  | 3 | Yes | 2339 | 26 | 90 | 3771 | 45 | 84 | 4469 | 57 | 78 | [5 empty] | Incandescent |  | Federally-Regulated Consumer Product | 02/28/2017 |  | 02/28/2017
Air Cool Industrial | Hampton Bay | YG187-BN | True |  | 3 | Yes | 1812 | 12 | 151 | 3267 | 29 | 113 | 4130 | 49 | 84 | [5 empty] | None |  | Federally-Regulated Consumer Product | 02/28/2017 |  | 02/28/2017
Air Cool Industrial | Hampton Bay | AL958-xx | True |  | 3 | Yes | 1508 | 11 | 137 | 2583 | 30 | 86 | 3620 | 56 | 65 | [5 empty] | Compact Flourescent |  | Federally-Regulated Consumer Product | 02/28/2017 |  | 02/28/2017
Air Cool Industrial | Hampton Bay | AG734-TB | True |  | 3 | Yes | 2504 | 23 | 109 | 3757 | 43 | 87 | 5375 | 76 | 71 | [5 empty] | Incandescent |  | Federally-Regulated Consumer Product | 02/28/2017 |  | 02/28/2017
Air Cool Industrial | Hampton Bay | YG177H-CLP | True |  | 3 | Yes | 2140 | 14 | 153 | 4205 | 40 | 105 | 5839 | 71 | 82 | [5 empty] | Other |  | Federally-Regulated Consumer Product | 02/28/2017 |  | 02/28/2017
Air Cool Industrial | Hampton Bay | AC-552OD(YG115-NI) | True |  | 3 | Yes | 1481 | 11 | 135 | 2598 | 31 | 84 | 3549 | 56 | 63 | [5 empty] | Incandescent |  | Federally-Regulated Consumer Product | 02/28/2017 |  | 02/28/2017
Air Cool Industrial | Hampton Bay | AC-552(AM215-ORB) | True |  | 3 | Yes | 1939 | 13 | 149 | 2898 | 27 | 107 | 4504 | 63 | 71 | [5 empty] | LED |  | Federally-Regulated Consumer Product | 02/28/2017 |  | 02/28/2017
Air Cool Industrial | Hampton Bay | AC-MGB2 (AL14-BN) | True |  | 3 | Exception 3 | 736 | 13 | 57 | 1025 | 18 | 57 | 1458 | 42 | 35 | [5 empty] | None |  | Federally-Regulated Consumer Product | 02/28/2017 |  | 02/28/2017
Air Cool Industrial | Seasons | 269510 | True |  | 3 | Yes | 2055 | 10 | 206 | 3774 | 30 | 126 | 5341 | 63 | 84 | [5 empty] | Compact Flourescent |  | Federally-Regulated Consumer Product | 02/28/2017 |  | 02/28/2017
Air Cool Industrial | Hampton Bay | AC299-BN | True |  | 3 | Yes | 2570 | 20 | 129 | 3994 | 38 | 105 | 5794 | 69 | 84 | [5 empty] | None |  | Federally-Regulated Consumer Product | 02/28/2017 |  | 02/28/2017
Air Cool Industrial | Hampton Bay | AC-552MK719(AL685-ORB) | True |  | 3 | Yes | 1748 | 12 | 146 | 3616 | 34 | 106 | 5420 | 66 | 82 | [5 empty] | Incandescent |  | Federally-Regulated Consumer Product | 02/28/2017 |  | 02/28/2017
Air Cool Industrial | Hampton Bay | AC-526(YG464C-BN) | True |  | 3 | Yes | 1960 | 12 | 163 | 3622 | 30 | 121 | 4965 | 53 | 94 | [5 empty] | Other |  | Federally-Regulated Consumer Product | 02/28/2017 |  | 02/28/2017
Air Cool Industrial | Hampton Bay | YG-248A(YG222-ORB) | True |  | 3 | Yes | 2063 | 14 | 147 | 3967 | 37 | 107 | 5245 | 59 | 89 | [5 empty] | Incandescent |  | Federally-Regulated Consumer Product | 02/28/2017 |  | 02/28/2017
Air Cool Industrial | Hampton Bay | AC434-NI | True |  | 3 | Yes | 1561 | 16 | 98 | 3704 | 43 | 86 | 5260 | 75 | 70 | [5 empty] | Incandescent |  | Federally-Regulated Consumer Product | 02/28/2017 |  | 02/28/2017
Air Cool Industrial | Hampton Bay | AC316 | True |  | 3 | Yes | 2276 | 12 | 190 | 3854 | 33 | 117 | 6065 | 89 | 68 | [5 empty] | Incandescent |  | Federally-Regulated Consumer Product | 02/28/2017 |  | 02/28/2017
Air Cool Industrial | Home Decorators Collection | AC-552(YG177LED-GLBK) | True |  | 3 | Yes | 2253 | 13 | 173 | 4306 | 40 | 108 | 5686 | 73 | 78 | [5 empty] | LED |  | Federally-Regulated Consumer Product | 02/28/2017 |  | 02/28/2017
Air Cool Industrial | Hampton Bay | AM217-BK | True |  | 3 | Yes | 1800 | 9 | 200 | 3022 | 21 | 144 | 4323 | 38 | 114 | [5 empty] | Other |  | Federally-Regulated Consumer Product | 02/28/2017 |  | 02/28/2017
Air Cool Industrial | Hampton Bay | AC-552LF9400(AL974-OB+GH) | True |  | 3 | Yes | 1791 | 11 | 163 | 3417 | 32 | 107 | 4792 | 61 | 79 | [5 empty] | Incandescent |  | Federally-Regulated Consumer Product | 02/28/2017 |  | 02/28/2017
Air Cool Industrial | Hampton Bay | YG188-WB | True |  | 3 | Yes | 1582 | 10 | 158 | 3459 | 31 | 112 | 5379 | 62 | 87 | [5 empty] | Compact Flourescent |  | Federally-Regulated Consumer Product | 02/28/2017 |  | 02/28/2017
Air Cool Industrial | Hampton Bay | AG668-NI+WC | True |  | 3 | Yes | 2170 | 14 | 155 | 3190 | 40 | 80 | 4400 | 61 | 72 | [5 empty] | Compact Flourescent |  | Federally-Regulated Consumer Product | 02/28/2017 |  | 02/28/2017
Air Cool Industrial | Hampton Bay | 14413 | True |  | 3 | Yes | 2052 | 15 | 137 | 3160 | 29 | 109 | 4501 | 55 | 82 | [5 empty] | Incandescent |  | Federally-Regulated Consumer Product | 02/28/2017 |  | 02/28/2017
Air Cool Industrial | Home Decorators Collection | YG-327B(YG423-NI) | True |  | 3 | Yes | 1775 | 11 | 161 | 3159 | 26 | 121 | 4552 | 50 | 91 | [5 empty] | LED |  | Federally-Regulated Consumer Product | 02/28/2017 |  | 02/28/2017
Air Cool Industrial | Home Decorators Collection | YG-338(YG354-BN) | True |  | 3 | Yes | 1929 | 11 | 175 | 3999 | 34 | 118 | 6204 | 68 | 91 | [5 empty] | LED |  | Federally-Regulated Consumer Product | 02/28/2017 |  | 02/28/2017
Air Cool Industrial | Home Decorators Collection | YG-338(AG942LED-BN) | True |  | 3 | Yes | 2130 | 13 | 164 | 4037 | 36 | 112 | 5889 | 63 | 93 | [5 empty] | LED |  | Federally-Regulated Consumer Product | 02/28/2017 |  | 02/28/2017
Air Cool Industrial | Hampton Bay | AL875-BK | True |  | 3 | Yes | 2076 | 16 | 130 | 3447 | 37 | 93 | 5174 | 67 | 77 | [5 empty] | Incandescent |  | Federally-Regulated Consumer Product | 02/28/2017 |  | 02/28/2017
Air Cool Industrial | Hampton Bay | AL-54(AL54-WH) | True |  | 3 | Yes | 1674 | 12 | 140 | 2799 | 30 | 93 | 3752 | 52 | 72 | [5 empty] | Incandescent |  | Federally-Regulated Consumer Product | 02/28/2017 |  | 02/28/2017
Air Cool Industrial | Home Decorators Collection | AM321-*** | True |  | 3 | Yes | 2291 | 15 | 153 | 4252 | 35 | 121 | 6299 | 68 | 93 | [5 empty] | Compact Flourescent |  | Federally-Regulated Consumer Product | 02/28/2017 |  | 02/28/2017
Air Cool Industrial | Seasons | 269226 | True |  | 3 | Yes | 2007 | 11 | 182 | 3424 | 29 | 118 | 4748 | 58 | 82 | [5 empty] | Incandescent |  | Federally-Regulated Consumer Product | 02/28/2017 |  | 02/28/2017
Air Cool Industrial | Hampton Bay | AC-552OD(YG529-NI) | True |  | 3 | Yes | 1737 | 9 | 193 | 3647 | 29 | 126 | 5463 | 65 | 84 | [5 empty] | None |  | Federally-Regulated Consumer Product | 02/28/2017 |  | 02/28/2017
Air Cool Industrial | Hampton Bay | AC-542OD(YG187-BN) | True |  | 3 | Yes | 1812 | 12 | 151 | 3267 | 29 | 113 | 4130 | 49 | 84 | [5 empty] | None |  | Federally-Regulated Consumer Product | 02/28/2017 |  | 02/28/2017
Air Cool Industrial | Hampton Bay | YG213A-BN | True |  | 3 | Yes | 1357 | 11 | 123 | 3025 | 33 | 92 | 4920 | 69 | 71 | [5 empty] | Incandescent |  | Federally-Regulated Consumer Product | 02/28/2017 |  | 02/28/2017
Air Cool Industrial | Hampton Bay | AL420-ORB | True |  | 3 | Yes | 1635 | 10 | 164 | 3221 | 31 | 104 | 5026 | 68 | 74 | [5 empty] | Compact Flourescent |  | Federally-Regulated Consumer Product | 02/28/2017 |  | 02/28/2017
Air Cool Industrial | Seasons | 269338 | True |  | 3 | Yes | 2074 | 22 | 94 | 3356 | 38 | 88 | 4518 | 56 | 81 | [5 empty] | None |  | Federally-Regulated Consumer Product | 02/28/2017 |  | 02/28/2017
Air Cool Industrial | Hampton Bay | AL60-OBB | True |  | 3 | Yes | 2907 | 27 | 108 | 4854 | 59 | 82 | 5797 | 75 | 77 | [5 empty] | Incandescent |  | Federally-Regulated Consumer Product | 02/28/2017 |  | 02/28/2017
Air Cool Industrial | Hampton Bay | AC387-CLP | True |  | 3 | Yes | 2800 | 20 | 140 | 3700 | 32 | 116 | 5100 | 47 | 109 | [5 empty] | Other |  | Federally-Regulated Consumer Product | 02/28/2017 |  | 02/28/2017
Air Cool Industrial | HD Supply Repair & Remodel | 925503 | True |  | 3 | Yes | 1044 | 18 | 58 | 2347 | 33 | 71 | 3174 | 47 | 67 | [5 empty] | Incandescent |  | Federally-Regulated Consumer Product | 02/28/2017 |  | 02/28/2017
Air Cool Industrial | Hampton Bay | AG798-BBW | True |  | 3 | Yes | 2936 | 27 | 109 | 5015 | 58 | 86 | 7227 | 82 | 88 | [5 empty] | Compact Flourescent |  | Federally-Regulated Consumer Product | 02/28/2017 |  | 02/28/2017
Air Cool Industrial | Home Decorators Collection | AC-552OD(AM128-NI) | True |  | 3 | Yes | 1816 | 13 | 140 | 3372 | 36 | 94 | 4823 | 66 | 73 | [5 empty] | Compact Flourescent |  | Federally-Regulated Consumer Product | 02/28/2017 |  | 02/28/2017
Air Cool Industrial | Hampton Bay | AC-552A(YG092-VPW) | True |  | 3 | Yes | 1768 | 17 | 104 | 3436 | 44 | 78 | 5338 | 80 | 67 | [5 empty] | Incandescent |  | Federally-Regulated Consumer Product | 02/28/2017 |  | 02/28/2017
Air Cool Industrial | Hampton Bay | AG712-BN+RD | True |  | 3 | Yes | 1628 | 13 | 125 | 3137 | 33 | 95 | 4654 | 60 | 78 | [5 empty] | Compact Flourescent |  | Federally-Regulated Consumer Product | 02/28/2017 |  | 02/28/2017
Air Cool Industrial | Hampton Bay | AC-387(AC387-CLP) | True |  | 3 | Yes | 2800 | 20 | 140 | 3700 | 32 | 116 | 5100 | 47 | 109 | [5 empty] | Other |  | Federally-Regulated Consumer Product | 02/28/2017 |  | 02/28/2017
Air Cool Industrial | Home Decorators Collection | AC-410F302(AM348-BN) | True |  | 3 | Exception 3 | 1237 | 16 | 77 | 1726 | 23 | 75 | 2348 | 60 | 39 | [5 empty] | LED |  | Federally-Regulated Consumer Product | 02/28/2017 |  | 02/28/2017
Air Cool Industrial | Hampton Bay | AC-552 (AG565-BN) | True |  | 3 | Yes | 2132 | 16 | 133 | 3466 | 32 | 108 | 5450 | 67 | 81 | [5 empty] | Compact Flourescent |  | Federally-Regulated Consumer Product | 02/28/2017 |  | 02/28/2017
Air Cool Industrial | Hampton Bay | AC-552OD (AL634-WH) | True |  | 3 | Yes | 1891 | 11 | 172 | 3408 | 31 | 110 | 5020 | 55 | 91 | [5 empty] | Compact Flourescent |  | Federally-Regulated Consumer Product | 02/28/2017 |  | 02/28/2017
Air Cool Industrial | Hampton Bay | AC-MGB2(AL14-NI) | True |  | 3 | Exception 3 | 736 | 13 | 57 | 1025 | 18 | 57 | 1458 | 42 | 35 | [5 empty] | None |  | Federally-Regulated Consumer Product | 02/28/2017 |  | 02/28/2017
Air Cool Industrial | Hampton Bay | AC374 | True |  | 3 | Yes | 2546 | 17 | 150 | 3718 | 46 | 81 | 5608 | 81 | 69 | [5 empty] | Incandescent |  | Federally-Regulated Consumer Product | 02/28/2017 |  | 02/28/2017
Air Cool Industrial | Hampton Bay | AG-637OD(AG668-NI+WC) | True |  | 3 | Yes | 2170 | 14 | 155 | 3190 | 40 | 80 | 4400 | 61 | 72 | [5 empty] | Compact Flourescent |  | Federally-Regulated Consumer Product | 02/28/2017 |  | 02/28/2017
Air Cool Industrial | HD Supply | 269442 | True |  | 3 | Yes | 1354 | 19 | 71 | 2489 | 34 | 73 | 3301 | 47 | 70 | [5 empty] | Incandescent |  | Federally-Regulated Consumer Product | 02/28/2017 |  | 02/28/2017
Air Cool Industrial | Seasons | 269061 | True |  | 3 | Yes | 1701 | 9 | 189 | 2524 | 27 | 93 | 3339 | 46 | 73 | [5 empty] | None |  | Federally-Regulated Consumer Product | 02/28/2017 |  | 02/28/2017
Air Cool Industrial | Hampton Bay | AL775-BN | True |  | 3 | Yes | 2047 | 15 | 136 | 3150 | 30 | 105 | 4548 | 53 | 86 | [5 empty] | Other |  | Federally-Regulated Consumer Product | 02/28/2017 |  | 02/28/2017
Air Cool Industrial | Hampton Bay | AL-54(AL54-BN) | True |  | 3 | Yes | 1674 | 12 | 140 | 2799 | 30 | 93 | 3752 | 52 | 72 | [5 empty] | Incandescent |  | Federally-Regulated Consumer Product | 02/28/2017 |  | 02/28/2017
Air Cool Industrial | Seasons | 269257 | True |  | 3 | Yes | 1402 | 11 | 127 | 3117 | 35 | 89 | 4348 | 62 | 70 | [5 empty] | Incandescent |  | Federally-Regulated Consumer Product | 02/28/2017 |  | 02/28/2017
Air Cool Industrial | Hampton Bay | AL749-BN | True |  | 3 | Yes | 1887 | 12 | 157 | 3675 | 35 | 105 | 5771 | 70 | 82 | [5 empty] | Other |  | Federally-Regulated Consumer Product | 02/28/2017 |  | 02/28/2017
Air Cool Industrial | Hampton Bay | AC-418(AC418-BN) | True |  | 3 | Yes | 2374 | 27 | 88 | 3908 | 57 | 69 | 5992 | 82 | 73 | [5 empty] | Compact Flourescent |  | Federally-Regulated Consumer Product | 02/28/2017 |  | 02/28/2017
Air Cool Industrial | Home Decorators Collection | YG528OD(YG528-NI) | True |  | V | Yes | 3432 | 16 | 214 | 7920 | 63 | 126 | 10268 | 102 | 101 | [5 empty] | LED |  | Federally-Regulated Consumer Product | 02/28/2017 |  | 02/28/2017
Air Cool Industrial | Hampton Bay | AC-552(YG288A-ORB) | True |  | 3 | Yes | 1606 | 11 | 146 | 3115 | 31 | 100 | 4722 | 63 | 75 | [5 empty] | Compact Flourescent |  | Federally-Regulated Consumer Product | 02/28/2017 |  | 02/28/2017
Air Cool Industrial | Hampton Bay | AL03-NI | True |  | 3 | Yes | 1677 | 21 | 80 | 3259 | 39 | 84 | 5213 | 57 | 91 | [5 empty] | Incandescent |  | Federally-Regulated Consumer Product | 02/28/2017 |  | 02/28/2017
Air Cool Industrial | Hampton Bay | AL14-NI | True |  | 3 | No | 736 | 13 | 57 | 1025 | 18 | 57 | 1458 | 42 | 35 | [5 empty] | None |  | Federally-Regulated Consumer Product | 02/28/2017 |  | 02/28/2017
Air Cool Industrial | Hampton Bay | YG288A-ORB | True |  | 3 | Yes | 1606 | 11 | 146 | 3115 | 31 | 100 | 4722 | 63 | 75 | [5 empty] | Compact Flourescent |  | Federally-Regulated Consumer Product | 02/28/2017 |  | 02/28/2017
Air Cool Industrial | Hampton Bay | AC-552(AL772-ORB) | True |  | 3 | Yes | 1602 | 10 | 160 | 3125 | 29 | 108 | 4686 | 62 | 76 | [5 empty] | Incandescent |  | Federally-Regulated Consumer Product | 02/28/2017 |  | 02/28/2017
Air Cool Industrial | Hampton Bay | AC-552(AG712-BN+RD) | True |  | 3 | Yes | 1628 | 13 | 125 | 3137 | 33 | 95 | 4654 | 60 | 78 | [5 empty] | Compact Flourescent |  | Federally-Regulated Consumer Product | 02/28/2017 |  | 02/28/2017
Air Cool Industrial | Seasons | 269506 | True |  | 3 | Yes | 2055 | 10 | 206 | 3774 | 30 | 126 | 5341 | 63 | 84 | [5 empty] | Compact Flourescent |  | Federally-Regulated Consumer Product | 02/28/2017 |  | 02/28/2017
Air Cool Industrial | Hampton Bay | YG205-NI | True |  | 3 | Yes | 1473 | 11 | 134 | 3345 | 32 | 105 | 4968 | 64 | 78 | [5 empty] | Compact Flourescent |  | Federally-Regulated Consumer Product | 02/28/2017 |  | 02/28/2017
Air Cool Industrial | Atlas | Irene 5H-52"-* | True |  | 6 | Yes | 1886 | 3 | 629 | 4091 | 13 | 312 | 6050 | 32 | 188 | [5 empty] | None |  | Federally-Regulated Consumer Product | 02/28/2017 |  | 02/28/2017
Air Cool Industrial | Hampton Bay | AC-554OD (AC457-BN) | True |  | 3 | Yes | 1510 | 12 | 126 | 2766 | 38 | 73 | 4150 | 70 | 59 | [5 empty] | Compact Flourescent |  | Federally-Regulated Consumer Product | 02/28/2017 |  | 02/28/2017
Air Cool Industrial | Home Decorators Collection | AC-MGB2(AL14-NI) | True |  | 3 | Exception 3 | 736 | 13 | 57 | 1025 | 18 | 57 | 1458 | 42 | 35 | [5 empty] | None |  | Federally-Regulated Consumer Product | 02/28/2017 |  | 02/28/2017
Air Cool Industrial | Hampton Bay | AC-552OD(AG909OD-WC) | True |  | 3 | Yes | 2076 | 15 | 138 | 3720 | 37 | 101 | 4878 | 54 | 90 | [5 empty] | Compact Flourescent |  | Federally-Regulated Consumer Product | 02/28/2017 |  | 02/28/2017
Air Cool Industrial | Hampton Bay | AG524-BN | True |  | 3 | Yes | 1491 | 10 | 149 | 2978 | 31 | 96 | 4519 | 64 | 71 | [5 empty] | Compact Flourescent |  | Federally-Regulated Consumer Product | 02/28/2017 |  | 02/28/2017
Air Cool Industrial | Hampton Bay | AC-527(AC386-WB) | True |  | 3 | Yes | 2163 | 12 | 180 | 3163 | 40 | 79 | 5400 | 68 | 79 | [5 empty] | Incandescent |  | Federally-Regulated Consumer Product | 02/28/2017 |  | 02/28/2017
Air Cool Industrial | Home Decorators Collection | AC-552(AM321-TB) | True |  | 3 | Yes | 2291 | 15 | 153 | 4252 | 35 | 121 | 6299 | 68 | 93 | [5 empty] | Compact Flourescent |  | Federally-Regulated Consumer Product | 02/28/2017 |  | 02/28/2017
Air Cool Industrial | Hampton Bay | AL685-WB | True |  | 3 | Yes | 1748 | 12 | 146 | 3616 | 34 | 106 | 5420 | 66 | 82 | [5 empty] | Incandescent |  | Federally-Regulated Consumer Product | 02/28/2017 |  | 02/28/2017
Air Cool Industrial | Hampton Bay | AC-552 (AL875-BK) | True |  | 3 | Yes | 2076 | 16 | 130 | 3447 | 37 | 93 | 5174 | 67 | 77 | [5 empty] | Incandescent |  | Federally-Regulated Consumer Product | 02/28/2017 |  | 02/28/2017
Air Cool Industrial | Home Decorators Collection | YG-327B(YG423-BN) | True |  | 3 | Yes | 1775 | 11 | 161 | 3159 | 26 | 121 | 4552 | 50 | 91 | [5 empty] | LED |  | Federally-Regulated Consumer Product | 02/28/2017 |  | 02/28/2017
Air Cool Industrial | Hampton Bay | AC418 | True |  | 3 | Yes | 2374 | 27 | 88 | 3908 | 57 | 69 | 5992 | 82 | 73 | [5 empty] | Compact Flourescent |  | Federally-Regulated Consumer Product | 02/28/2017 |  | 02/28/2017
Air Cool Industrial | Hampton Bay | AL772-BN | True |  | 3 | Yes | 1602 | 10 | 160 | 3125 | 29 | 108 | 4686 | 62 | 76 | [5 empty] | Incandescent |  | Federally-Regulated Consumer Product | 02/28/2017 |  | 02/28/2017
Air Cool Industrial | Home Decorators Collection | AC-527(AM113-BN) | True |  | 3 | Yes | 1767 | 12 | 147 | 3505 | 32 | 110 | 5296 | 60 | 88 | [5 empty] | Other |  | Federally-Regulated Consumer Product | 02/28/2017 |  | 02/28/2017
Air Cool Industrial | Atlas | Irene 5H-Light Kit-52"-* | True |  | 6 | Yes | 1886 | 3 | 629 | 4091 | 13 | 312 | 6050 | 32 | 188 | [5 empty] | None |  | Federally-Regulated Consumer Product | 02/28/2017 |  | 02/28/2017
Air Cool Industrial | Hampton Bay | AC-552A(AL51D-NI) | True |  | 3 | Yes | 1716 | 11 | 156 | 3419 | 30 | 114 | 4884 | 58 | 84 | [5 empty] | Incandescent |  | Federally-Regulated Consumer Product | 02/28/2017 |  | 02/28/2017
Air Cool Industrial | Hampton Bay | AC-552A(AC316-PW) | True |  | 3 | Yes | 2276 | 12 | 190 | 3854 | 33 | 117 | 6065 | 89 | 68 | [5 empty] | Incandescent |  | Federally-Regulated Consumer Product | 02/28/2017 |  | 02/28/2017
Air Cool Industrial | Hampton Bay | AC-552OD(YG529-WH) | True |  | 3 | Yes | 1737 | 9 | 193 | 3647 | 29 | 126 | 5463 | 65 | 84 | [5 empty] | None |  | Federally-Regulated Consumer Product | 02/28/2017 |  | 02/28/2017
Air Cool Industrial | Seasons | 269504 | True |  | 3 | Yes | 1655 | 13 | 127 | 2728 | 27 | 101 | 3135 | 38 | 83 | [5 empty] | Compact Flourescent |  | Federally-Regulated Consumer Product | 02/28/2017 |  | 02/28/2017
Air Cool Industrial | Hampton Bay | AC303-NI+MH | True |  | 3 | Yes | 2258 | 11 | 205 | 4385 | 40 | 110 | 6178 | 70 | 88 | [5 empty] | Compact Flourescent |  | Federally-Regulated Consumer Product | 02/28/2017 |  | 02/28/2017
Air Cool Industrial | Hampton Bay | AG712-BN+GN | True |  | 3 | Yes | 1628 | 13 | 125 | 3137 | 33 | 95 | 4654 | 60 | 78 | [5 empty] | Compact Flourescent |  | Federally-Regulated Consumer Product | 02/28/2017 |  | 02/28/2017
Air Cool Industrial | Hampton Bay | AL663B-LN | True |  | 4 | Yes | 1354 | 7 | 193 | 3346 | 30 | 112 | 4811 | 60 | 80 | [5 empty] | None |  | Federally-Regulated Consumer Product | 02/28/2017 |  | 02/28/2017
Air Cool Industrial | Hampton Bay | AL685-ORB | True |  | 3 | Yes | 1748 | 12 | 146 | 3616 | 34 | 106 | 5420 | 66 | 82 | [5 empty] | Incandescent |  | Federally-Regulated Consumer Product | 02/28/2017 |  | 02/28/2017
Air Cool Industrial | Home Decorators Collection | AL14-22-NI | True |  | 3 | No | 1138 | 30 | 38 | 1359 | 38 | 36 | 1752 | 52 | 34 | [5 empty] | None |  | Federally-Regulated Consumer Product | 02/28/2017 |  | 02/28/2017
Air Cool Industrial | Hampton Bay | AG-523OD(AG523-NI) | True |  | 3 | Yes | 1671 | 20 | 84 | 3099 | 41 | 76 | 4071 | 63 | 65 | [5 empty] | Incandescent |  | Federally-Regulated Consumer Product | 02/28/2017 |  | 02/28/2017
Air Cool Industrial | Hampton Bay | AG510-xxx | True |  | 3 | Yes | 1637 | 10 | 164 | 3211 | 29 | 111 | 4735 | 61 | 78 | [5 empty] | Compact Flourescent |  | Federally-Regulated Consumer Product | 02/28/2017 |  | 02/28/2017
Air Cool Industrial | Seasons | 269336 | True |  | 3 | Yes | 1346 | 19 | 71 | 2556 | 33 | 77 | 3371 | 47 | 72 | [5 empty] | None |  | Federally-Regulated Consumer Product | 02/28/2017 |  | 02/28/2017
Air Cool Industrial | Hampton Bay | AC-552MK719(YG305-LN) | True |  | 3 | Yes | 2298 | 16 | 144 | 3469 | 33 | 105 | 5433 | 68 | 80 | [5 empty] | Incandescent |  | Federally-Regulated Consumer Product | 02/28/2017 |  | 02/28/2017
Air Cool Industrial | Hampton Bay | AL684-TB | True |  | 3 | Yes | 1740 | 12 | 145 | 3221 | 33 | 98 | 4681 | 62 | 76 | [5 empty] | Incandescent |  | Federally-Regulated Consumer Product | 02/28/2017 |  | 02/28/2017
Air Cool Industrial | Hampton Bay | AC-552OD (AL634-NI) | True |  | 3 | Yes | 1891 | 11 | 172 | 3408 | 31 | 110 | 5020 | 55 | 91 | [5 empty] | Compact Flourescent |  | Federally-Regulated Consumer Product | 02/28/2017 |  | 02/28/2017
Air Cool Industrial | Hampton Bay | YG205OD(YG205-NI) | True |  | 3 | Yes | 1473 | 11 | 134 | 3345 | 32 | 105 | 4968 | 64 | 78 | [5 empty] | Compact Flourescent |  | Federally-Regulated Consumer Product | 02/28/2017 |  | 02/28/2017
Air Cool Industrial | Home Decorators Collection | AC-410F302(AM348-EB) | True |  | 3 | Exception 3 | 1237 | 16 | 77 | 1726 | 23 | 75 | 2348 | 60 | 39 | [5 empty] | LED |  | Federally-Regulated Consumer Product | 02/28/2017 |  | 02/28/2017
Air Cool Industrial | Seasons | 269220 | True |  | 3 | Yes | 1766 | 10 | 177 | 3336 | 28 | 119 | 4570 | 51 | 90 | [5 empty] | Incandescent |  | Federally-Regulated Consumer Product | 02/28/2017 |  | 02/28/2017
Air Cool Industrial | Atlas | Dagny Light Kit-Wood-* | True |  | 3 | Yes | 2774 | 45 | 62 | 3143 | 60 | 52 | 4350 | 90 | 48 | [5 empty] | Incandescent |  | Federally-Regulated Consumer Product | 02/28/2017 |  | 02/28/2017
Air Cool Industrial | Hampton Bay | AL-450(AL684-TB) | True |  | 3 | Yes | 1740 | 12 | 145 | 3221 | 33 | 98 | 4681 | 62 | 76 | [5 empty] | Incandescent |  | Federally-Regulated Consumer Product | 02/28/2017 |  | 02/28/2017
Air Cool Industrial | HD Supply | 269129 | True |  | 3 | Yes | 2186 | 27 | 81 | 3869 | 49 | 79 | 4881 | 62 | 79 | [5 empty] | Incandescent |  | Federally-Regulated Consumer Product | 02/28/2017 |  | 02/28/2017
Air Cool Industrial | Hampton Bay | AC-418(AL60-OBB) | True |  | 3 | Yes | 2907 | 27 | 108 | 4854 | 59 | 82 | 5797 | 75 | 77 | [5 empty] | Incandescent |  | Federally-Regulated Consumer Product | 02/28/2017 |  | 02/28/2017
Air Cool Industrial | Atlas | Dagny Light Kit-LED-Wood-* | True |  | 3 | Yes | 2774 | 45 | 62 | 3143 | 60 | 52 | 4350 | 90 | 48 | [5 empty] | LED |  | Federally-Regulated Consumer Product | 02/28/2017 |  | 02/28/2017
Air Cool Industrial | Home Decorators Collection | AC-552(YG177LED-BN) | True |  | 3 | Yes | 2253 | 13 | 173 | 4306 | 40 | 108 | 5686 | 73 | 78 | [5 empty] | LED |  | Federally-Regulated Consumer Product | 02/28/2017 |  | 02/28/2017
Air Cool Industrial | Seasons | 269224 | True |  | 3 | Yes | 1766 | 10 | 177 | 3336 | 28 | 119 | 4570 | 51 | 90 | [5 empty] | Incandescent |  | Federally-Regulated Consumer Product | 02/28/2017 |  | 02/28/2017
Air Cool Industrial | Home Decorators Collection | AC-552OD(AL499-WH) | True |  | 3 | Yes | 1483 | 10 | 148 | 3327 | 33 | 101 | 4904 | 70 | 70 | [5 empty] | LED |  | Federally-Regulated Consumer Product | 02/28/2017 |  | 02/28/2017
Air Cool Industrial | Hampton Bay | AC-356(AC299-BN) | True |  | V | Yes | 2570 | 20 | 128 | 3994 | 38 | 105 | 5794 | 69 | 84 | [5 empty] | None |  | Federally-Regulated Consumer Product | 02/28/2017 |  | 02/28/2017
Air Cool Industrial | Hampton Bay | AL-450(AL775-BN) | True |  | 3 | Yes | 2047 | 15 | 136 | 3150 | 30 | 105 | 4548 | 53 | 86 | [5 empty] | Other |  | Federally-Regulated Consumer Product | 02/28/2017 |  | 02/28/2017
Air Cool Industrial | Hampton Bay | AC-552(AL770-ORB) | True |  | 3 | Yes | 1565 | 10 | 156 | 3172 | 30 | 106 | 4755 | 61 | 78 | [5 empty] | Incandescent |  | Federally-Regulated Consumer Product | 02/28/2017 |  | 02/28/2017
Air Cool Industrial | Hampton Bay | AC-552RM52-B(AL975-BN) | True |  | 3 | Yes | 1794 | 12 | 149 | 3255 | 30 | 108 | 5576 | 70 | 80 | [5 empty] | Incandescent |  | Federally-Regulated Consumer Product | 02/28/2017 |  | 02/28/2017
Air Cool Industrial | Hampton Bay | AG524-FB | True |  | 3 | Yes | 1491 | 10 | 149 | 2978 | 31 | 96 | 4519 | 64 | 71 | [5 empty] | Compact Flourescent |  | Federally-Regulated Consumer Product | 02/28/2017 |  | 02/28/2017
Air Cool Industrial | Hampton Bay | YG182-GM | True |  | 3 | Yes | 2216 | 18 | 123 | 3489 | 34 | 103 | 5259 | 61 | 86 | [5 empty] | Compact Flourescent |  | Federally-Regulated Consumer Product | 02/28/2017 |  | 02/28/2017
Air Cool Industrial | Hampton Bay | AC-554OD (AC457-WH) | True |  | 3 | Yes | 1510 | 12 | 126 | 2766 | 38 | 73 | 4150 | 70 | 59 | [5 empty] | Compact Flourescent |  | Federally-Regulated Consumer Product | 02/28/2017 |  | 02/28/2017
Air Cool Industrial | Hampton Bay | AC-552MK719(YG305-ORB) | True |  | 3 | Yes | 2298 | 16 | 144 | 3469 | 33 | 105 | 5433 | 68 | 80 | [5 empty] | Incandescent |  | Federally-Regulated Consumer Product | 02/28/2017 |  | 02/28/2017
Air Cool Industrial | Home Decorators Collection | AC-552(YG177LED-EB) | True |  | 3 | Yes | 2253 | 13 | 173 | 4306 | 40 | 108 | 5686 | 73 | 78 | [5 empty] | LED |  | Federally-Regulated Consumer Product | 02/28/2017 |  | 02/28/2017
Air Cool Industrial | Home Decorators Collection | AC-303OD(AC303-NI-MH) | True |  | 3 | Yes | 1621 | 11 | 147 | 3284 | 39 | 84 | 4296 | 67 | 64 | [5 empty] | Compact Flourescent |  | Federally-Regulated Consumer Product | 02/28/2017 |  | 02/28/2017
Air Cool Industrial | Hampton Bay | AC-552A(AC288-LRU) | True |  | 3 | Yes | 1595 | 13 | 123 | 3943 | 42 | 94 | 5074 | 68 | 75 | [5 empty] | Compact Flourescent |  | Federally-Regulated Consumer Product | 02/28/2017 |  | 02/28/2017
Air Cool Industrial | Hampton Bay | AC-552(AG712-BN+GN) | True |  | 3 | Yes | 1628 | 13 | 125 | 3137 | 33 | 95 | 4654 | 60 | 78 | [5 empty] | Compact Flourescent |  | Federally-Regulated Consumer Product | 02/28/2017 |  | 02/28/2017
Air Cool Industrial | Hampton Bay | AC-421(AC324A-WH) | True |  | 3 | Yes | 1140 | 8 | 142 | 2224 | 21 | 106 | 3495 | 47 | 74 | [5 empty] | Incandescent |  | Federally-Regulated Consumer Product | 02/28/2017 |  | 02/28/2017
Air Cool Industrial | Home Decorators Collection | AL14-22-BN | True |  | 3 | No | 1138 | 30 | 38 | 1359 | 38 | 36 | 1752 | 52 | 34 | [5 empty] | None |  | Federally-Regulated Consumer Product | 02/28/2017 |  | 02/28/2017
Air Cool Industrial | Home Decorators Collection | AC-552(YG419-NI) | True |  | 3 | Yes | 1915 | 10 | 192 | 4618 | 29 | 159 | 7508 | 66 | 114 | [5 empty] | Compact Flourescent |  | Federally-Regulated Consumer Product | 02/28/2017 |  | 02/28/2017
Air Cool Industrial | Hampton Bay | AM213-*** | True |  | 3 | Yes | 1624 | 12 | 135 | 2708 | 29 | 93 | 3567 | 45 | 79 | [5 empty] | Incandescent |  | Federally-Regulated Consumer Product | 02/28/2017 |  | 02/28/2017
Air Cool Industrial | Hampton Bay | AC-52437(STR09-RB) | True |  | 3 | Yes | 1959 | 13 | 151 | 3450 | 34 | 101 | 5196 | 66 | 79 | [5 empty] | Incandescent |  | Federally-Regulated Consumer Product | 02/28/2017 |  | 02/28/2017
Air Cool Industrial | Hampton Bay | AG942-BN | True |  | 3 | Yes | 1997 | 15 | 133 | 3933 | 42 | 94 | 5277 | 63 | 84 | [5 empty] | Other |  | Federally-Regulated Consumer Product | 02/28/2017 |  | 02/28/2017
Air Cool Industrial | Atlas | Kaye-* | True |  | 3 | Yes | 965 | 29 | 33 | 1214 | 36 | 34 | 1328 | 47 | 28 | [5 empty] | None |  | Federally-Regulated Consumer Product | 02/28/2017 |  | 02/28/2017
Air Cool Industrial | Hampton Bay | AL775-ORB | True |  | 3 | Yes | 2047 | 15 | 136 | 3150 | 30 | 105 | 4548 | 53 | 86 | [5 empty] | Other |  | Federally-Regulated Consumer Product | 02/28/2017 |  | 02/28/2017
Air Cool Industrial | Seasons | 269500 | True |  | 3 | Yes | 1655 | 13 | 127 | 2728 | 27 | 101 | 3135 | 38 | 83 | [5 empty] | Compact Flourescent |  | Federally-Regulated Consumer Product | 02/28/2017 |  | 02/28/2017
Air Cool Industrial | Hampton Bay | AC-527(YG177-CLP) | True |  | 3 | Yes | 2140 | 14 | 153 | 4205 | 40 | 105 | 5839 | 71 | 82 | [5 empty] | Other |  | Federally-Regulated Consumer Product | 02/28/2017 |  | 02/28/2017
Air Cool Industrial | Hampton Bay | AC-552OD(YG188-BN) | True |  | 3 | Yes | 1582 | 10 | 158 | 3459 | 31 | 112 | 5379 | 62 | 87 | [5 empty] | Compact Flourescent |  | Federally-Regulated Consumer Product | 02/28/2017 |  | 02/28/2017
Air Cool Industrial | Hampton Bay | AC-552(AL663A-LN) | True |  | 3 | Yes | 1732 | 11 | 157 | 3442 | 31 | 111 | 5092 | 60 | 85 | [5 empty] | None |  | Federally-Regulated Consumer Product | 02/28/2017 |  | 02/28/2017
Air Cool Industrial | Hampton Bay | YG288A-BN | True |  | 3 | Yes | 1606 | 11 | 146 | 3115 | 31 | 100 | 4722 | 63 | 75 | [5 empty] | Compact Flourescent |  | Federally-Regulated Consumer Product | 02/28/2017 |  | 02/28/2017
Air Cool Industrial | Atlas | Dagny-Wood-* | True |  | 3 | Yes | 2774 | 45 | 62 | 3143 | 60 | 52 | 4350 | 90 | 48 | [5 empty] | None |  | Federally-Regulated Consumer Product | 02/28/2017 |  | 02/28/2017
Air Cool Industrial | Hampton Bay | 14412 | True |  | 3 | Yes | 1322 | 10 | 132 | 2592 | 28 | 93 | 3852 | 48 | 80 | [5 empty] | Other |  | Federally-Regulated Consumer Product | 02/28/2017 |  | 02/28/2017
Air Cool Industrial | Hampton Bay | AG908OD-MWH | True |  | 3 | Yes | 1910 | 13 | 147 | 3502 | 32 | 109 | 5291 | 57 | 93 | [5 empty] | Incandescent |  | Federally-Regulated Consumer Product | 02/28/2017 |  | 02/28/2017
Air Cool Industrial | Seasons | 269606 | True |  | 3 | Yes | 1768 | 9 | 196 | 3216 | 28 | 115 | 4589 | 58 | 79 | [5 empty] | Compact Flourescent |  | Federally-Regulated Consumer Product | 02/28/2017 |  | 02/28/2017
Air Cool Industrial | Hampton Bay | AC413A-xxx | True |  | 3 | Yes | 1720 | 10 | 172 | 3265 | 30 | 109 | 4981 | 63 | 79 | [5 empty] | Compact Flourescent |  | Federally-Regulated Consumer Product | 02/28/2017 |  | 02/28/2017
Air Cool Industrial | Hampton Bay | AC-552RM52-B(AL995-ORB) | True |  | 3 | Yes | 2414 | 18 | 134 | 3955 | 38 | 104 | 5723 | 65 | 88 | [5 empty] | Incandescent |  | Federally-Regulated Consumer Product | 02/28/2017 |  | 02/28/2017
Air Cool Industrial | Hampton Bay | AL54-WH | True |  | 3 | Yes | 1674 | 12 | 140 | 2799 | 30 | 93 | 3752 | 52 | 72 | [5 empty] | Incandescent |  | Federally-Regulated Consumer Product | 02/28/2017 |  | 02/28/2017
Air Cool Industrial | Hampton Bay | YG-248A(AL753-AB) | True |  | 3 | Yes | 1660 | 12 | 138 | 3370 | 34 | 99 | 4858 | 60 | 81 | [5 empty] | Incandescent |  | Federally-Regulated Consumer Product | 02/28/2017 |  | 02/28/2017
Air Cool Industrial | Hampton Bay | AL-03OD(AL03-NI) | True |  | 3 | Yes | 1677 | 21 | 80 | 3259 | 39 | 84 | 5213 | 57 | 91 | [5 empty] | Incandescent |  | Federally-Regulated Consumer Product | 02/28/2017 |  | 02/28/2017
Air Cool Industrial | Home Decorators Collection | AC-552(YG352-3-BN) | True |  | 3 | Yes | 1915 | 13 | 147 | 3341 | 30 | 111 | 4935 | 54 | 91 | [5 empty] | LED |  | Federally-Regulated Consumer Product | 02/28/2017 |  | 02/28/2017
Air Cool Industrial | Hampton Bay | AL-47OD (AL47-NI) | True |  | 3 | Yes | 2171 | 21 | 103 | 3572 | 45 | 79 | 4729 | 81 | 58 | [5 empty] | Compact Flourescent |  | Federally-Regulated Consumer Product | 02/28/2017 |  | 02/28/2017
Air Cool Industrial | Seasons | 269232 | True |  | 3 | Yes | 2054 | 11 | 187 | 3109 | 27 | 115 | 4580 | 53 | 86 | [5 empty] | Incandescent |  | Federally-Regulated Consumer Product | 02/28/2017 |  | 02/28/2017
Air Cool Industrial | Hampton Bay | AC288 | True |  | 3 | Yes | 1595 | 13 | 123 | 3943 | 42 | 94 | 5074 | 68 | 75 | [5 empty] | Compact Flourescent |  | Federally-Regulated Consumer Product | 02/28/2017 |  | 02/28/2017
Air Cool Industrial | Hampton Bay | AC-552(AL770-BN) | True |  | 3 | Yes | 1565 | 10 | 156 | 3172 | 30 | 106 | 4755 | 61 | 78 | [5 empty] | Incandescent |  | Federally-Regulated Consumer Product | 02/28/2017 |  | 02/28/2017
Air Cool Industrial | Hampton Bay | AC-552(AL420-WH) | True |  | 3 | Yes | 1635 | 10 | 164 | 3221 | 31 | 104 | 5026 | 68 | 74 | [5 empty] | Compact Flourescent |  | Federally-Regulated Consumer Product | 02/28/2017 |  | 02/28/2017
Air Cool Industrial | Hampton Bay | AC-552OD(AG908OD-ORB) | True |  | 3 | Yes | 1910 | 13 | 147 | 3502 | 32 | 109 | 5291 | 57 | 93 | [5 empty] | Incandescent |  | Federally-Regulated Consumer Product | 02/28/2017 |  | 02/28/2017
Air Cool Industrial | HD Supply Repair & Remodel | 925529 | True |  | 3 | Yes | 2442 | 27 | 90 | 4079 | 48 | 85 | 4879 | 61 | 80 | [5 empty] | Incandescent |  | Federally-Regulated Consumer Product | 02/28/2017 |  | 02/28/2017
Air Cool Industrial | Hampton Bay | AG-566(YG213A-RB) | True |  | 3 | Yes | 1357 | 11 | 123 | 3025 | 33 | 92 | 4920 | 69 | 71 | [5 empty] | Incandescent |  | Federally-Regulated Consumer Product | 02/28/2017 |  | 02/28/2017
Air Cool Industrial | Hampton Bay | AC-552MK719 (24816-21) | True |  | 3 | Yes | 1889 | 13 | 145 | 3196 | 28 | 114 | 5143 | 57 | 90 | [5 empty] | Incandescent |  | Federally-Regulated Consumer Product | 02/28/2017 |  | 02/28/2017
Air Cool Industrial | HD Supply Repair & Remodel | 538249 | True |  | 3 | Yes | 1044 | 18 | 58 | 2347 | 33 | 71 | 3174 | 47 | 67 | [5 empty] | Incandescent |  | Federally-Regulated Consumer Product | 02/28/2017 |  | 02/28/2017
Air Cool Industrial | HD Supply | 269479 | True |  | 3 | Yes | 2339 | 26 | 90 | 3771 | 45 | 84 | 4469 | 57 | 78 | [5 empty] | Incandescent |  | Federally-Regulated Consumer Product | 02/28/2017 |  | 02/28/2017
Air Cool Industrial | Hampton Bay | AL-54(AM213-BN) | True |  | 3 | Yes | 1624 | 12 | 135 | 2708 | 29 | 93 | 3567 | 45 | 79 | [5 empty] | Incandescent |  | Federally-Regulated Consumer Product | 02/28/2017 |  | 02/28/2017
Air Cool Industrial | Hampton Bay | AC-552MK719(AL685-GM) | True |  | 3 | Yes | 1748 | 12 | 146 | 3616 | 34 | 106 | 5420 | 66 | 82 | [5 empty] | Incandescent |  | Federally-Regulated Consumer Product | 02/28/2017 |  | 02/28/2017
Air Cool Industrial | Hampton Bay | AL753-AB | True |  | 3 | Yes | 1660 | 12 | 138 | 3370 | 34 | 99 | 4858 | 60 | 81 | [5 empty] | Incandescent |  | Federally-Regulated Consumer Product | 02/28/2017 |  | 02/28/2017
Air Cool Industrial | Hampton Bay | AC-552(AG510-ORB) | True |  | 3 | Yes | 1637 | 10 | 164 | 3211 | 29 | 111 | 4735 | 61 | 78 | [5 empty] | Compact Flourescent |  | Federally-Regulated Consumer Product | 02/28/2017 |  | 02/28/2017
Air Cool Industrial | HD Supply | 261329 | True |  | 3 | Yes | 2345 | 28 | 84 | 4109 | 48 | 86 | 4957 | 62 | 80 | [5 empty] | None |  | Federally-Regulated Consumer Product | 02/28/2017 |  | 02/28/2017
Air Cool Industrial | Hampton Bay | AC-542OD(YG187-WH) | True |  | 3 | Yes | 1812 | 12 | 151 | 3267 | 29 | 113 | 4130 | 49 | 84 | [5 empty] | None |  | Federally-Regulated Consumer Product | 02/28/2017 |  | 02/28/2017
Air Cool Industrial | Hampton Bay | AC-421(AM214-WH) | True |  | 3 | Yes | 1341 | 7 | 192 | 2400 | 21 | 114 | 3720 | 52 | 72 | [5 empty] | Incandescent |  | Federally-Regulated Consumer Product | 02/28/2017 |  | 02/28/2017
Air Cool Industrial | Home Decorators Collection | AC-MGB2(AL14-TB) | True |  | 3 | Exception 3 | 736 | 13 | 57 | 1025 | 18 | 57 | 1458 | 42 | 35 | [5 empty] | None |  | Federally-Regulated Consumer Product | 02/28/2017 |  | 02/28/2017
Air Cool Industrial | Home Decorators Collection | AC-552(AM112-OWG) | True |  | 3 | Yes | 1462 | 8 | 183 | 3426 | 29 | 118 | 5869 | 69 | 85 | [5 empty] | Compact Flourescent |  | Federally-Regulated Consumer Product | 02/28/2017 |  | 02/28/2017
Air Cool Industrial | Home Decorators Collection | AL14-NI | True |  | 3 | No | 736 | 13 | 57 | 1025 | 18 | 57 | 1458 | 42 | 35 | [5 empty] | None |  | Federally-Regulated Consumer Product | 02/28/2017 |  | 02/28/2017
Air Cool Industrial | Hampton Bay | AC-542OD(YG187-NI) | True |  | 3 | Yes | 1812 | 12 | 151 | 3267 | 29 | 113 | 4130 | 49 | 84 | [5 empty] | None |  | Federally-Regulated Consumer Product | 02/28/2017 |  | 02/28/2017
Air Cool Industrial | Hampton Bay | YG187-NI | True |  | 3 | Yes | 1812 | 12 | 151 | 3267 | 29 | 113 | 4130 | 49 | 84 | [5 empty] | None |  | Federally-Regulated Consumer Product | 02/28/2017 |  | 02/28/2017
Air Cool Industrial | Hampton Bay | AM214-*** | True |  | 3 | Yes | 1341 | 7 | 192 | 2400 | 21 | 114 | 3720 | 52 | 72 | [5 empty] | Incandescent |  | Federally-Regulated Consumer Product | 02/28/2017 |  | 02/28/2017
Air Cool Industrial | Home Decorators Collection | AC303-*** | True |  | 3 | Yes | 1621 | 11 | 147 | 3284 | 39 | 84 | 4296 | 67 | 64 | [5 empty] | Compact Flourescent |  | Federally-Regulated Consumer Product | 02/28/2017 |  | 02/28/2017
Air Cool Industrial | Home Decorators Collection | AC-552(YG419-WH) | True |  | 3 | Yes | 1915 | 10 | 192 | 4618 | 29 | 159 | 7508 | 66 | 114 | [5 empty] | Compact Flourescent |  | Federally-Regulated Consumer Product | 02/28/2017 |  | 02/28/2017
Air Cool Industrial | Hampton Bay | AL634-NI | True |  | 3 | Yes | 1891 | 11 | 172 | 3408 | 31 | 110 | 5020 | 55 | 91 | [5 empty] | Compact Flourescent |  | Federally-Regulated Consumer Product | 02/28/2017 |  | 02/28/2017
Air Cool Industrial | Seasons | 269228 | True |  | 3 | Yes | 2007 | 11 | 182 | 3424 | 29 | 118 | 4748 | 58 | 82 | [5 empty] | Incandescent |  | Federally-Regulated Consumer Product | 02/28/2017 |  | 02/28/2017
Air Cool Industrial | Hampton Bay | AC-552RM52-B(AL968-ORB) | True |  | 3 | Yes | 1978 | 15 | 132 | 3433 | 33 | 104 | 4927 | 62 | 79 | [5 empty] | Incandescent |  | Federally-Regulated Consumer Product | 02/28/2017 |  | 02/28/2017
Air Cool Industrial | Hampton Bay | AC-552(AC413A-OBB) | True |  | 3 | Yes | 1720 | 10 | 172 | 3265 | 30 | 109 | 4981 | 63 | 79 | [5 empty] | Compact Flourescent |  | Federally-Regulated Consumer Product | 02/28/2017 |  | 02/28/2017
Air Cool Industrial | Home Decorators Collection | YG475-*** | True |  | 3 | Yes | 4092 | 20 | 205 | 6580 | 45 | 144 | 10273 | 96 | 107 | [5 empty] | Compact Flourescent |  | Federally-Regulated Consumer Product | 02/28/2017 |  | 02/28/2017
Air Cool Industrial | Home Decorators Collection | AC-552(AM21-TB) | True |  | 3 | Yes | 2003 | 14 | 143 | 3441 | 33 | 104 | 5201 | 65 | 80 | [5 empty] | Compact Flourescent |  | Federally-Regulated Consumer Product | 02/28/2017 |  | 02/28/2017
Air Cool Industrial | Seasons | 269236 | True |  | 3 | Yes | 2054 | 11 | 187 | 3109 | 27 | 115 | 4580 | 53 | 86 | [5 empty] | Incandescent |  | Federally-Regulated Consumer Product | 02/28/2017 |  | 02/28/2017
Air Cool Industrial | HD Supply | 269475 | True |  | 3 | Yes | 2339 | 26 | 90 | 3771 | 45 | 84 | 4469 | 57 | 78 | [5 empty] | Incandescent |  | Federally-Regulated Consumer Product | 02/28/2017 |  | 02/28/2017
Air Cool Industrial | Home Decorators Collection | YG528OD(YG528-EB) | True |  | V | Yes | 3432 | 16 | 214 | 7920 | 63 | 126 | 10268 | 102 | 101 | [5 empty] | LED |  | Federally-Regulated Consumer Product | 02/28/2017 |  | 02/28/2017
Air Cool Industrial | Home Decorators Collection | YG336-BN | True |  | 3 | Yes | 1942 | 13 | 149 | 3743 | 34 | 110 | 4932 | 59 | 84 | [5 empty] | Compact Flourescent |  | Federally-Regulated Consumer Product | 02/28/2017 |  | 02/28/2017
Air Cool Industrial | Seasons | 269148 | True |  | 3 | Yes | 1420 | 11 | 129 | 2430 | 30 | 81 | 3566 | 52 | 69 | [5 empty] | Incandescent |  | Federally-Regulated Consumer Product | 02/28/2017 |  | 02/28/2017
Air Cool Industrial | Hampton Bay | YG092 | True |  | 3 | Yes | 1768 | 17 | 104 | 3436 | 44 | 78 | 5338 | 80 | 67 | [5 empty] | Incandescent |  | Federally-Regulated Consumer Product | 02/28/2017 |  | 02/28/2017
Air Cool Industrial | Hampton Bay | AG524-ORB | True |  | 3 | Yes | 1491 | 10 | 149 | 2978 | 31 | 96 | 4519 | 64 | 71 | [5 empty] | Compact Flourescent |  | Federally-Regulated Consumer Product | 02/28/2017 |  | 02/28/2017
Air Cool Industrial | Hampton Bay | AC-552(AL663B-LN) | True |  | V | Yes | 1354 | 7 | 193 | 3346 | 30 | 112 | 4811 | 60 | 80 | [5 empty] | None |  | Federally-Regulated Consumer Product | 02/28/2017 |  | 02/28/2017
Air Cool Industrial | Hampton Bay | AL54-BN | True |  | 3 | Yes | 1674 | 12 | 140 | 2799 | 30 | 93 | 3752 | 52 | 72 | [5 empty] | Incandescent |  | Federally-Regulated Consumer Product | 02/28/2017 |  | 02/28/2017
Air Cool Industrial | Seasons | 269602 | True |  | 3 | Yes | 1632 | 11 | 148 | 2698 | 26 | 104 | 3507 | 44 | 80 | [5 empty] | Compact Flourescent |  | Federally-Regulated Consumer Product | 02/28/2017 |  | 02/28/2017
Air Cool Industrial | Home Decorators Collection | AC-552(YG419-BN) | True |  | 3 | Yes | 1915 | 10 | 192 | 4618 | 29 | 159 | 7508 | 66 | 114 | [5 empty] | Compact Flourescent |  | Federally-Regulated Consumer Product | 02/28/2017 |  | 02/28/2017
Air Cool Industrial | Hampton Bay | AL770-ORB | True |  | 3 | Yes | 1565 | 10 | 157 | 3172 | 30 | 106 | 4755 | 61 | 78 | [5 empty] | Incandescent |  | Federally-Regulated Consumer Product | 02/28/2017 |  | 02/28/2017
Air Cool Industrial | Hampton Bay | AM215-*** | True |  | 3 | Yes | 1974 | 14 | 141 | 2946 | 28 | 105 | 4325 | 60 | 72 | [5 empty] | LED |  | Federally-Regulated Consumer Product | 02/28/2017 |  | 02/28/2017
Air Cool Industrial | Home Decorators Collection | FPD8148(FN731)YG491-BN | True |  | V | Yes | 2611 | 3 | 870 | 6569 | 11 | 597 | 9619 | 29 | 332 | [5 empty] | None |  | Federally-Regulated Consumer Product | 02/28/2017 |  | 02/28/2017
Air Cool Industrial | Hampton Bay | AC-552LF9400(AL837-OB+GH) | True |  | 3 | Yes | 1557 | 10 | 156 | 3181 | 30 | 106 | 4805 | 62 | 78 | [5 empty] | Incandescent |  | Federally-Regulated Consumer Product | 02/28/2017 |  | 02/28/2017
Air Cool Industrial | Hampton Bay | YG215D-ORB | True |  | 3 | Yes | 2397 | 23 | 104 | 3886 | 48 | 81 | 5920 | 87 | 68 | [5 empty] | Compact Flourescent |  | Federally-Regulated Consumer Product | 02/28/2017 |  | 02/28/2017
Air Cool Industrial | Home Decorators Collection | AC-MGB2 (AL14-BN) | True |  | 3 | Exception 3 | 736 | 13 | 57 | 1025 | 18 | 57 | 1458 | 42 | 35 | [5 empty] | None |  | Federally-Regulated Consumer Product | 02/28/2017 |  | 02/28/2017
Air Cool Industrial | Hampton Bay | AG524-WH | True |  | 3 | Yes | 1491 | 10 | 149 | 2978 | 31 | 96 | 4519 | 64 | 71 | [5 empty] | Compact Flourescent |  | Federally-Regulated Consumer Product | 02/28/2017 |  | 02/28/2017
Air Cool Industrial | Hampton Bay | AC-552OD(AG908OD-MWH) | True |  | 3 | Yes | 1910 | 13 | 147 | 3502 | 32 | 109 | 5291 | 57 | 93 | [5 empty] | Incandescent |  | Federally-Regulated Consumer Product | 02/28/2017 |  | 02/28/2017
Air Cool Industrial | HD Supply Repair & Remodel | 538256 | True |  | 3 | Yes | 1044 | 18 | 58 | 2347 | 33 | 71 | 3174 | 47 | 67 | [5 empty] | Incandescent |  | Federally-Regulated Consumer Product | 02/28/2017 |  | 02/28/2017
Air Cool Industrial | Hampton Bay | AC-552AL (AL101-BN) | True |  | 3 | Yes | 2874 | 24 | 120 | 4641 | 53 | 88 | 6114 | 81 | 75 | [5 empty] | Incandescent |  | Federally-Regulated Consumer Product | 02/28/2017 |  | 02/28/2017
Air Cool Industrial | Hampton Bay | AC-552(AM215-BN) | True |  | 3 | Yes | 1939 | 13 | 149 | 2898 | 27 | 107 | 4504 | 63 | 71 | [5 empty] | LED |  | Federally-Regulated Consumer Product | 02/28/2017 |  | 02/28/2017
Air Cool Industrial | Hampton Bay | AC-552(YG288A-BN) | True |  | 3 | Yes | 1606 | 11 | 146 | 3115 | 31 | 100 | 4722 | 63 | 75 | [5 empty] | Compact Flourescent |  | Federally-Regulated Consumer Product | 02/28/2017 |  | 02/28/2017
Air Cool Industrial | Hampton Bay | STR09 | True |  | 3 | Yes | 1959 | 13 | 151 | 3450 | 34 | 101 | 5196 | 66 | 79 | [5 empty] | Incandescent |  | Federally-Regulated Consumer Product | 02/28/2017 |  | 02/28/2017
Air Cool Industrial | Seasons | 269610 | True |  | 3 | Yes | 1768 | 9 | 196 | 3216 | 28 | 115 | 4589 | 58 | 79 | [5 empty] | Compact Flourescent |  | Federally-Regulated Consumer Product | 02/28/2017 |  | 02/28/2017
Air Cool Industrial | Seasons | 269222 | True |  | 3 | Yes | 1766 | 10 | 177 | 3336 | 28 | 119 | 4570 | 51 | 90 | [5 empty] | Incandescent |  | Federally-Regulated Consumer Product | 02/28/2017 |  | 02/28/2017
Air Cool Industrial | Hampton Bay | AL508-BN | True |  | 3 | Yes | 602 | 6 | 100 | 920 | 12 | 77 | 1198 | 34 | 35 | [5 empty] | Compact Flourescent |  | Federally-Regulated Consumer Product | 02/28/2017 |  | 02/28/2017
Air Cool Industrial | Hampton Bay | AC-552OD(YG188-WB) | True |  | 3 | Yes | 1582 | 10 | 158 | 3459 | 31 | 112 | 5379 | 62 | 87 | [5 empty] | Compact Flourescent |  | Federally-Regulated Consumer Product | 02/28/2017 |  | 02/28/2017
Air Cool Industrial | Hampton Bay | AC-542(AL508-WH) | True |  | 3 | Yes | 602 | 6 | 100 | 920 | 12 | 77 | 1198 | 34 | 35 | [5 empty] | Compact Flourescent |  | Federally-Regulated Consumer Product | 02/28/2017 |  | 02/28/2017
Air Cool Industrial | Hampton Bay | AC446 | True |  | 3 | Yes | 2152 | 15 | 143 | 3866 | 40 | 97 | 5283 | 68 | 78 | [5 empty] | Incandescent |  | Federally-Regulated Consumer Product | 02/28/2017 |  | 02/28/2017
Air Cool Industrial | Home Decorators Collection | YG442-*** | True |  | 3 | Yes | 2771 | 22 | 126 | 4592 | 46 | 100 | 6068 | 78 | 78 | [5 empty] | Compact Flourescent |  | Federally-Regulated Consumer Product | 02/28/2017 |  | 02/28/2017
Air Cool Industrial | Hampton Bay | AC-552OD(AL731-NI) | True |  | 3 | Yes | 1510 | 10 | 151 | 3137 | 29 | 108 | 4479 | 50 | 90 | [5 empty] | Incandescent |  | Federally-Regulated Consumer Product | 02/28/2017 |  | 02/28/2017
Air Cool Industrial | Hampton Bay | AC-429A(AC446-CW) | True |  | 3 | Yes | 2152 | 15 | 143 | 3866 | 40 | 97 | 5283 | 68 | 78 | [5 empty] | Incandescent |  | Federally-Regulated Consumer Product | 02/28/2017 |  | 02/28/2017
Air Cool Industrial | Hampton Bay | AC-552LF9400(AL696A-BN) | True |  | 3 | Yes | 1610 | 9 | 179 | 3455 | 32 | 108 | 5666 | 72 | 79 | [5 empty] | Incandescent |  | Federally-Regulated Consumer Product | 02/28/2017 |  | 02/28/2017
Air Cool Industrial | Seasons | 269147 | True |  | 3 | Yes | 1420 | 11 | 129 | 2430 | 30 | 81 | 3566 | 52 | 69 | [5 empty] | Incandescent |  | Federally-Regulated Consumer Product | 02/28/2017 |  | 02/28/2017
Air Cool Industrial | Home Decorators Collection | AM382A-EB | True |  | 3 | Yes | 483 | 16 | 30 | 767 | 24 | 32 | 1063 | 56 | 19 | [5 empty] | LED |  | Federally-Regulated Consumer Product | 02/28/2017 |  | 02/28/2017
Air Cool Industrial | HD Supply | 269128 | True |  | 3 | Yes | 2186 | 27 | 81 | 3869 | 49 | 79 | 4881 | 62 | 79 | [5 empty] | Incandescent |  | Federally-Regulated Consumer Product | 02/28/2017 |  | 02/28/2017
Air Cool Industrial | Seasons | 269234 | True |  | 3 | Yes | 2054 | 11 | 187 | 3109 | 27 | 115 | 4580 | 53 | 86 | [5 empty] | Incandescent |  | Federally-Regulated Consumer Product | 02/28/2017 |  | 02/28/2017
Air Cool Industrial | Hampton Bay | AC-552(AG510-BN) | True |  | 3 | Yes | 1637 | 10 | 164 | 3211 | 29 | 111 | 4735 | 61 | 78 | [5 empty] | Compact Flourescent |  | Federally-Regulated Consumer Product | 02/28/2017 |  | 02/28/2017
Air Cool Industrial | Hampton Bay | AG909OD-WC | True |  | 3 | Yes | 2076 | 15 | 138 | 3720 | 37 | 101 | 4878 | 54 | 90 | [5 empty] | Compact Flourescent |  | Federally-Regulated Consumer Product | 02/28/2017 |  | 02/28/2017
Air Cool Industrial | Hampton Bay | AC-552(AG734-TB) | True |  | 3 | Yes | 2504 | 23 | 109 | 3757 | 43 | 87 | 5375 | 76 | 71 | [5 empty] | Incandescent |  | Federally-Regulated Consumer Product | 02/28/2017 |  | 02/28/2017
Air Cool Industrial | Hampton Bay | AC299OD(AC299-NI) | True |  | V | Yes | 1908 | 14 | 136 | 3608 | 35 | 103 | 5136 | 54 | 95 | [5 empty] | None |  | Federally-Regulated Consumer Product | 02/28/2017 |  | 02/28/2017
Air Cool Industrial | Hampton Bay | YG222-ORB | True |  | 3 | Yes | 2063 | 14 | 147 | 3967 | 37 | 107 | 5245 | 59 | 89 | [5 empty] | Incandescent |  | Federally-Regulated Consumer Product | 02/28/2017 |  | 02/28/2017
Air Cool Industrial | Hampton Bay | YG305-ORB | True |  | 3 | Yes | 2298 | 16 | 144 | 3469 | 33 | 105 | 5433 | 68 | 80 | [5 empty] | Incandescent |  | Federally-Regulated Consumer Product | 02/28/2017 |  | 02/28/2017
Air Cool Industrial | Home Decorators Collection | AG925-DW | True |  | 3 | Yes | 2078 | 14 | 148 | 4068 | 40 | 102 | 5965 | 73 | 82 | [5 empty] | Compact Flourescent |  | Federally-Regulated Consumer Product | 02/28/2017 |  | 02/28/2017
Air Cool Industrial | Hampton Bay | AG-566(AL694-BN) | True |  | 3 | Yes | 1768 | 13 | 136 | 3149 | 32 | 98 | 4725 | 59 | 80 | [5 empty] | Incandescent |  | Federally-Regulated Consumer Product | 02/28/2017 |  | 02/28/2017
Air Cool Industrial | Seasons | 269258 | True |  | 3 | Yes | 1402 | 11 | 127 | 3117 | 35 | 89 | 4348 | 62 | 70 | [5 empty] | Incandescent |  | Federally-Regulated Consumer Product | 02/28/2017 |  | 02/28/2017
Air Cool Industrial | Hampton Bay | AC386 | True |  | 3 | Yes | 2163 | 12 | 180 | 3163 | 40 | 79 | 5400 | 68 | 79 | [5 empty] | Incandescent |  | Federally-Regulated Consumer Product | 02/28/2017 |  | 02/28/2017
Air Cool Industrial | Atlas | Acqua-Wood-* | True |  | 3 | Yes | 2774 | 45 | 62 | 3143 | 60 | 52 | 4350 | 90 | 48 | [5 empty] | Incandescent |  | Federally-Regulated Consumer Product | 02/28/2017 |  | 02/28/2017
Air Cool Industrial | Hampton Bay | AC-554OD (AC457-WB) | True |  | 3 | Yes | 1510 | 12 | 126 | 2766 | 38 | 73 | 4150 | 70 | 59 | [5 empty] | Compact Flourescent |  | Federally-Regulated Consumer Product | 02/28/2017 |  | 02/28/2017
Air Cool Industrial | Home Decorators Collection | AC-552A(YG458-GM) | True |  | 3 | Yes | 1777 | 12 | 148 | 3716 | 34 | 109 | 5619 | 66 | 85 | [5 empty] | LED |  | Federally-Regulated Consumer Product | 02/28/2017 |  | 02/28/2017
Air Cool Industrial | Hampton Bay | AC426 | True |  | 3 | Yes | 2026 | 16 | 127 | 3219 | 42 | 77 | 5033 | 72 | 70 | [5 empty] | Compact Flourescent |  | Federally-Regulated Consumer Product | 02/28/2017 |  | 02/28/2017
Air Cool Industrial | Atlas | Eliza-* | True |  | 6 | Yes | 1443 | 3 | 481 | 3820 | 13 | 289 | 5396 | 32 | 167 | [5 empty] | None |  | Federally-Regulated Consumer Product | 02/28/2017 |  | 02/28/2017
Air Cool Industrial | Home Decorators Collection | YG528OD(YG528-WH) | True |  | V | Yes | 3432 | 16 | 214 | 7920 | 63 | 126 | 10268 | 102 | 101 | [5 empty] | LED |  | Federally-Regulated Consumer Product | 02/28/2017 |  | 02/28/2017
Air Cool Industrial | Hampton Bay | AG-566(YG213A-BN) | True |  | 3 | Yes | 1357 | 11 | 123 | 3025 | 33 | 92 | 4920 | 69 | 71 | [5 empty] | Incandescent |  | Federally-Regulated Consumer Product | 02/28/2017 |  | 02/28/2017
Air Cool Industrial | Seasons | 269340 | True |  | 3 | Yes | 2016 | 10 | 202 | 3698 | 31 | 119 | 5623 | 66 | 85 | [5 empty] | None |  | Federally-Regulated Consumer Product | 02/28/2017 |  | 02/28/2017
Air Cool Industrial | Home Decorators Collection | AC-552OD(AL499-NI) | True |  | 3 | Yes | 1483 | 10 | 148 | 3327 | 33 | 101 | 4904 | 70 | 70 | [5 empty] | LED |  | Federally-Regulated Consumer Product | 02/28/2017 |  | 02/28/2017
Air Cool Industrial | Home Decorators Collection | AM239-PN | True |  | 3 | Yes | 2091 | 15 | 139 | 3931 | 38 | 103 | 5581 | 70 | 80 | [5 empty] | None |  | Federally-Regulated Consumer Product | 02/28/2017 |  | 02/28/2017
Air Cool Industrial | Atlas | CIV-Rosewood-* | True |  | 3 | Yes | 2980 | 17 | 175 | 4876 | 40 | 122 | 6539 | 68 | 96 | [5 empty] | LED |  | Federally-Regulated Consumer Product | 02/28/2017 |  | 02/28/2017
Air Cool Industrial | Home Decorators Collection | AC-552OD(AM128-WH) | True |  | 3 | Yes | 1816 | 13 | 140 | 3372 | 36 | 94 | 4823 | 66 | 73 | [5 empty] | Compact Flourescent |  | Federally-Regulated Consumer Product | 02/28/2017 |  | 02/28/2017
Air Cool Industrial | Hampton Bay | AC-527 (AL979-BN) | True |  | 3 | Yes | 1621 | 14 | 116 | 3071 | 35 | 88 | 4277 | 61 | 70 | [5 empty] | Incandescent |  | Federally-Regulated Consumer Product | 02/28/2017 |  | 02/28/2017
Air Cool Industrial | Seasons | 269604 | True |  | 3 | Yes | 1632 | 11 | 148 | 2698 | 26 | 104 | 3507 | 44 | 80 | [5 empty] | Compact Flourescent |  | Federally-Regulated Consumer Product | 02/28/2017 |  | 02/28/2017
Air Cool Industrial | Hampton Bay | AC-536(AG806C-WH) | True |  | 3 | Yes | 1261 | 11 | 115 | 2253 | 29 | 78 | 2711 | 48 | 56 | [5 empty] | Compact Flourescent |  | Federally-Regulated Consumer Product | 02/28/2017 |  | 02/28/2017
Air Cool Industrial | Hampton Bay | AC-552 (AG565-BK) | True |  | 3 | Yes | 2132 | 16 | 133 | 3466 | 32 | 108 | 5450 | 67 | 81 | [5 empty] | Compact Flourescent |  | Federally-Regulated Consumer Product | 02/28/2017 |  | 02/28/2017
Air Cool Industrial | Seasons | 269600 | True |  | 3 | Yes | 1632 | 11 | 148 | 2698 | 26 | 104 | 3507 | 44 | 80 | [5 empty] | Compact Flourescent |  | Federally-Regulated Consumer Product | 02/28/2017 |  | 02/28/2017
Air Cool Industrial | Hampton Bay | YG187-WH | True |  | 3 | Yes | 1812 | 12 | 151 | 3267 | 29 | 113 | 4130 | 49 | 84 | [5 empty] | None |  | Federally-Regulated Consumer Product | 02/28/2017 |  | 02/28/2017
Air Cool Industrial | Hampton Bay | AL101-BN | True |  | 3 | Yes | 2874 | 24 | 120 | 4641 | 53 | 88 | 6114 | 81 | 75 | [5 empty] | Incandescent |  | Federally-Regulated Consumer Product | 02/28/2017 |  | 02/28/2017
Air Cool Industrial | HD Supply | 269440 | True |  | 3 | Yes | 1388 | 19 | 73 | 2709 | 33 | 82 | 3366 | 47 | 72 | [5 empty] | Incandescent |  | Federally-Regulated Consumer Product | 02/28/2017 |  | 02/28/2017
Air Cool Industrial | Hampton Bay | AL-323MK(AM217-BK) | True |  | 3 | Yes | 1800 | 9 | 200 | 3022 | 21 | 144 | 4323 | 38 | 114 | [5 empty] | Other |  | Federally-Regulated Consumer Product | 02/28/2017 |  | 02/28/2017
Air Cool Industrial | Hampton Bay | AC457-WH | True |  | 3 | Yes | 1510 | 12 | 126 | 2766 | 38 | 73 | 4150 | 70 | 59 | [5 empty] | Compact Flourescent |  | Federally-Regulated Consumer Product | 02/28/2017 |  | 02/28/2017
Air Cool Industrial | Hampton Bay | YG213A-RB | True |  | 3 | Yes | 1357 | 11 | 123 | 3025 | 33 | 92 | 4920 | 69 | 71 | [5 empty] | Incandescent |  | Federally-Regulated Consumer Product | 02/28/2017 |  | 02/28/2017
Air Cool Industrial | Hampton Bay | AL-450(AL775-ORB) | True |  | 3 | Yes | 2047 | 15 | 136 | 3150 | 30 | 105 | 4548 | 53 | 86 | [5 empty] | Other |  | Federally-Regulated Consumer Product | 02/28/2017 |  | 02/28/2017
Air Cool Industrial | Hampton Bay | AC-552OD(YG115-MWH) | True |  | 3 | Yes | 1481 | 11 | 135 | 2598 | 31 | 84 | 3549 | 56 | 63 | [5 empty] | Incandescent |  | Federally-Regulated Consumer Product | 02/28/2017 |  | 02/28/2017
Air Cool Industrial | Hampton Bay | AC-542(AL508-BN) | True |  | 3 | Yes | 602 | 6 | 100 | 920 | 12 | 77 | 1198 | 34 | 35 | [5 empty] | Compact Flourescent |  | Federally-Regulated Consumer Product | 02/28/2017 |  | 02/28/2017
Big Ass Solutions | Haiku | B3213-X3-B*-04-01-B | True |  | 7 | Yes | 3887 | 3 | 1296 | 5898 | 5 | 1180 | 7632 | 9 | 848 | [5 empty] | LED |  | Federally-Regulated Consumer Product | 02/28/2017 |  | 02/28/2017
Big Ass Solutions | Haiku | S3150-X2-A*-04-03-C-F421 | True |  | 7 | Yes | 2677 | 3 | 892 | 3273 | 4 | 818 | 6205 | 14 | 443 | [5 empty] | LED |  | Federally-Regulated Consumer Product | 02/28/2017 |  | 02/28/2017
Big Ass Solutions | Haiku | S3150-X2-A*-04-02-C-F421 | True |  | 7 | Yes | 2690 | 3 | 897 | 3309 | 4 | 827 | 6118 | 14 | 437 | [5 empty] | LED |  | Federally-Regulated Consumer Product | 02/28/2017 |  | 02/28/2017
Big Ass Solutions | Haiku | S3150-S0-A*-04-03-C-F421 | True |  | 7 | Yes | 2539 | 3 | 846 | 3173 | 4 | 793 | 6127 | 13 | 471 | [5 empty] | LED |  | Federally-Regulated Consumer Product | 02/28/2017 |  | 02/28/2017
Big Ass Solutions | Haiku | S3150-S0-A*-04-02-C-F421 | True |  | 7 | Yes | 2313 | 3 | 771 | 4257 | 8 | 532 | 5447 | 14 | 389 | [5 empty] | LED |  | Federally-Regulated Consumer Product | 02/28/2017 |  | 02/28/2017
Big Ass Solutions | Haiku | S3150-A2-A*-04-03-C-F421 | True |  | 7 | Yes | 2653 | 3 | 884 | 3267 | 4 | 817 | 6095 | 13 | 469 | [5 empty] | LED |  | Federally-Regulated Consumer Product | 02/28/2017 |  | 02/28/2017
Big Ass Solutions | Haiku | S3150-A2-A*-04-02-C-F421 | True |  | 7 | Yes | 2657 | 3 | 886 | 3292 | 4 | 823 | 6051 | 14 | 432 | [5 empty] | LED |  | Federally-Regulated Consumer Product | 02/28/2017 |  | 02/28/2017
Big Ass Solutions | Haiku | S3127-S0-A*-04-03-C-F421 | True |  | 7 | Yes | 2275 | 3 | 758 | 4228 | 8 | 529 | 5287 | 13 | 407 | [5 empty] | LED |  | Federally-Regulated Consumer Product | 02/28/2017 |  | 02/28/2017
Big Ass Solutions | Haiku | S3127-A2-A*-04-03-C-F421 | True |  | 7 | Yes | 2318 | 3 | 773 | 4048 | 7 | 578 | 5328 | 13 | 410 | [5 empty] | LED |  | Federally-Regulated Consumer Product | 02/28/2017 |  | 02/28/2017
Big Ass Solutions | Haiku | S3127-A2-A*-04-02-C-F421 | True |  | 7 | Yes | 2261 | 3 | 754 | 3584 | 7 | 512 | 5329 | 13 | 410 | [5 empty] | LED |  | Federally-Regulated Consumer Product | 02/28/2017 |  | 02/28/2017
Big Ass Solutions | Haiku | B3213-X4-B*-04-02-D | True |  | 7 | Yes | 3930 | 4 | 983 | 5971 | 6 | 995 | 7740 | 9 | 860 | [5 empty] | LED |  | Federally-Regulated Consumer Product | 02/28/2017 |  | 02/28/2017
Big Ass Solutions | Haiku | B3213-X4-B*-04-03-D | True |  | 7 | Yes | 4060 | 3 | 1353 | 6011 | 5 | 1202 | 7794 | 9 | 866 | [5 empty] | LED |  | Federally-Regulated Consumer Product | 02/28/2017 |  | 02/28/2017
Big Ass Solutions | Haiku | B3213-X4-A*-04-02-D | True |  | 7 | Yes | 4362 | 4 | 1091 | 6548 | 7 | 935 | 9132 | 13 | 702 | [5 empty] | LED |  | Federally-Regulated Consumer Product | 02/28/2017 |  | 02/28/2017
Big Ass Solutions | Haiku | B3213-X4-A*-04-03-D-F421 | True |  | 7 | Yes | 4772 | 3 | 1591 | 7319 | 6 | 1220 | 9471 | 11 | 861 | [5 empty] | LED |  | Federally-Regulated Consumer Product | 02/28/2017 |  | 02/28/2017
Big Ass Solutions | Haiku | S3127-X2-A*-04-02-C-F421 | True |  | 7 | Yes | 2341 | 3 | 780 | 3946 | 7 | 564 | 5448 | 15 | 363 | [5 empty] | LED |  | Federally-Regulated Consumer Product | 02/28/2017 |  | 02/28/2017
Big Ass Solutions | Haiku | S3127-S0-A*-04-02-C-F421 | True |  | 7 | Yes | 2281 | 3 | 760 | 3862 | 7 | 552 | 5332 | 15 | 355 | [5 empty] | LED |  | Federally-Regulated Consumer Product | 02/28/2017 |  | 02/28/2017
Big Ass Solutions | Haiku | L3127-X5-P*-00-0*-E | True |  | 7 | Yes | 2274 | 4 | 569 | 3053 | 7 | 436 | 5216 | 18 | 290 | [5 empty] | LED |  | Federally-Regulated Consumer Product | 02/28/2017 |  | 02/28/2017
Fanimation | Fanimation | FPD6254GR | True |  | 6 | Yes | 1909 | 2 | 954 | 3812 | 13 | 293 | 5013 | 32 | 155 | [5 empty] | LED |  | Federally-Regulated Consumer Product | 10/10/2016 |  | 03/03/2017
Fanimation | Fanimation | FP7996BLBN | True |  | 3 | Yes | 2387 | 12 | 198 | 4292 | 33 | 130 | 6270 | 66 | 95 | [5 empty] | LED |  | Federally-Regulated Consumer Product | 10/10/2016 |  | 03/03/2017
Fanimation | Fanimation | FP7996BLBS | True |  | 3 | Yes | 2387 | 12 | 198 | 4292 | 33 | 130 | 6270 | 66 | 95 | [5 empty] | LED |  | Federally-Regulated Consumer Product | 10/10/2016 |  | 03/03/2017
Hunter | Hunter | 54044 | True |  | 3 | Yes | 2196 | 10 | 220 | 4025 | 29 | 139 | 6393 | 77 | 83 | [5 empty] | Incandescent |  | Federally-Regulated Consumer Product | 03/06/2017 |  | 03/06/2017
Hunter | Hunter | 54045 | True |  | 3 | Yes | 2196 | 10 | 220 | 4025 | 29 | 139 | 6393 | 77 | 83 | [5 empty] | Incandescent |  | Federally-Regulated Consumer Product | 03/06/2017 |  | 03/06/2017
Hunter Fan Co. | Hunter Fan Co. | 23457 |  |  |  |  | 1308 | 8 | 164 | 3594 | 31 | 116 | 7262 | 107 | 68 | [5 empty] | Incandescent |  | Non Federally-Regulated | 03/06/2017 |  | 03/06/2017
Hunter Fan Co. | Hunter | 53181 | True |  | 3 | Yes | 2039 | 10 | 204 | 3254 | 25 | 130 | 5049 | 64 | 79 | [5 empty] | Compact Flourescent |  | Federally-Regulated Consumer Product | 03/06/2017 |  | 03/06/2017
Hunter Fan Co. | Casablanca | 54006 | True |  | 4 | Yes | 1105 | 5 | 221 | 4123 | 39 | 106 | 6095 | 80 | 76 | [5 empty] | Compact Flourescent |  | Federally-Regulated Consumer Product | 03/06/2017 |  | 03/06/2017
Hunter Fan Co. | Hunter Fan Co. | 53310 | True |  | 3 | Yes | 2110 | 9 | 234 | 3354 | 25 | 134 | 5077 | 62 | 82 | [5 empty] | Compact Flourescent |  | Federally-Regulated Consumer Product | 03/06/2017 |  | 03/06/2017
Hunter Fan Co. | Hunter Fan Co. | 53311 | True |  | 3 | Yes | 2110 | 9 | 234 | 3354 | 25 | 134 | 5077 | 62 | 82 | [5 empty] | Compact Flourescent |  | Federally-Regulated Consumer Product | 03/06/2017 |  | 03/06/2017
Hunter Fan Co. | Hunter Fan Co. | 53312 | True |  | 3 | Yes | 2110 | 9 | 234 | 3354 | 25 | 134 | 5077 | 62 | 82 | [5 empty] | Compact Flourescent |  | Federally-Regulated Consumer Product | 03/06/2017 |  | 03/06/2017
Hunter Fan Co. | Hunter Fan Co. | 53316 | True |  | 3 | Yes | 2110 | 9 | 234 | 3354 | 25 | 134 | 5077 | 62 | 82 | [5 empty] | Compact Flourescent |  | Federally-Regulated Consumer Product | 03/06/2017 |  | 03/06/2017
Hunter Fan Co. | Hunter Fan Co. | 53317 | True |  | 3 | Yes | 2110 | 9 | 234 | 3354 | 25 | 134 | 5077 | 62 | 82 | [5 empty] | Compact Flourescent |  | Federally-Regulated Consumer Product | 03/06/2017 |  | 03/06/2017
Hunter Fan Co. | Hunter Fan Co. | 53318 | True |  | 3 | Yes | 2110 | 9 | 234 | 3354 | 25 | 134 | 5077 | 62 | 82 | [5 empty] | Compact Flourescent |  | Federally-Regulated Consumer Product | 03/06/2017 |  | 03/06/2017
Hunter Fan Co. | Hunter Fan Co. | 53319 | True |  | 3 | Yes | 2110 | 9 | 234 | 3354 | 25 | 134 | 5077 | 62 | 82 | [5 empty] | None |  | Federally-Regulated Consumer Product | 03/06/2017 |  | 03/06/2017
Hunter Fan Co. | Hunter Fan Co. | 53320 | True |  | 3 | Yes | 2110 | 9 | 234 | 3354 | 25 | 134 | 5077 | 62 | 82 | [5 empty] | None |  | Federally-Regulated Consumer Product | 03/06/2017 |  | 03/06/2017
Hunter Fan Co. | Hunter Fan Co. | 53321 | True |  | 3 | Yes | 2110 | 9 | 234 | 3354 | 25 | 134 | 5077 | 62 | 82 | [5 empty] | None |  | Federally-Regulated Consumer Product | 03/06/2017 |  | 03/06/2017
Hunter Fan Co. | Hunter Fan Co. | 53322 | True |  | 3 | Yes | 2253 | 10 | 225 | 3475 | 25 | 139 | 5226 | 62 | 84 | [5 empty] | None |  | Federally-Regulated Consumer Product | 03/06/2017 |  | 03/06/2017
Hunter Fan Co. | Hunter Fan Co. | 53323 | True |  | 3 | Yes | 2253 | 10 | 225 | 3475 | 25 | 139 | 5226 | 62 | 84 | [5 empty] | None |  | Federally-Regulated Consumer Product | 03/06/2017 |  | 03/06/2017
Hunter Fan Co. | Hunter Fan Co. | 53324 | True |  | 3 | Yes | 2253 | 10 | 225 | 3475 | 25 | 139 | 5226 | 62 | 84 | [5 empty] | None |  | Federally-Regulated Consumer Product | 03/06/2017 |  | 03/06/2017
Hunter Fan Co. | Hunter Fan Co. | 54160 | True |  | 3 | Yes | 2301 | 9 | 256 | 3572 | 26 | 137 | 6361 | 85 | 75 | [5 empty] | Compact Flourescent |  | Federally-Regulated Consumer Product | 03/06/2017 |  | 03/06/2017
Hunter Fan Co. | Hunter Fan Co. | 54161 | True |  | 3 | Yes | 2301 | 9 | 256 | 3572 | 26 | 137 | 6361 | 85 | 75 | [5 empty] | Compact Flourescent |  | Federally-Regulated Consumer Product | 03/06/2017 |  | 03/06/2017
Hunter Fan Co. | Hunter Fan Co. | 54162 | True |  | 3 | Yes | 2301 | 9 | 256 | 3572 | 26 | 137 | 6361 | 85 | 75 | [5 empty] | Compact Flourescent |  | Federally-Regulated Consumer Product | 03/06/2017 |  | 03/06/2017
Hunter Fan Co. | Hunter Fan Co. | 53313 | True |  | 3 | Yes | 1341 | 9 | 149 | 1973 | 24 | 82 | 3222 | 62 | 52 | [5 empty] | Compact Flourescent |  | Federally-Regulated Consumer Product | 03/06/2017 |  | 03/06/2017
Hunter Fan Co. | Hunter Fan Co. | 53314 | True |  | 3 | Yes | 1341 | 9 | 149 | 1973 | 24 | 82 | 3222 | 62 | 52 | [5 empty] | Compact Flourescent |  | Federally-Regulated Consumer Product | 03/06/2017 |  | 03/06/2017
Hunter Fan Co. | Hunter Fan Co. | 53315 | True |  | 3 | Yes | 1341 | 9 | 149 | 1973 | 24 | 82 | 3222 | 62 | 52 | [5 empty] | Compact Flourescent |  | Federally-Regulated Consumer Product | 03/06/2017 |  | 03/06/2017
Hunter Fan Co. | Hunter Fan Co. | 51080 | True |  | 3 | Yes | 1146 | 7 | 164 | 1531 | 14 | 109 | 2646 | 49 | 54 | [5 empty] | Compact Flourescent |  | Federally-Regulated Consumer Product | 03/06/2017 |  | 03/06/2017
Hunter Fan Co. | Hunter Fan Co. | 51081 | True |  | 3 | Yes | 1146 | 7 | 164 | 1531 | 14 | 109 | 2646 | 49 | 54 | [5 empty] | Compact Flourescent |  | Federally-Regulated Consumer Product | 03/06/2017 |  | 03/06/2017
Hunter Fan Co. | Hunter Fan Co. | 51082 | True |  | 3 | Yes | 1146 | 7 | 164 | 1531 | 14 | 109 | 2646 | 49 | 54 | [5 empty] | Compact Flourescent |  | Federally-Regulated Consumer Product | 03/06/2017 |  | 03/06/2017
Hunter Fan Co. | Hunter Fan Co. | 51083 | True |  | 3 | Yes | 1454 | 7 | 208 | 2066 | 15 | 138 | 3399 | 48 | 71 | [5 empty] | Compact Flourescent |  | Federally-Regulated Consumer Product | 03/06/2017 |  | 03/06/2017
Hunter Fan Co. | Hunter Fan Co. | 51084 | True |  | 3 | Yes | 1454 | 7 | 208 | 2066 | 15 | 138 | 3399 | 48 | 71 | [5 empty] | Compact Flourescent |  | Federally-Regulated Consumer Product | 03/06/2017 |  | 03/06/2017
Hunter Fan Co. | Hunter Fan Co. | 51085 | True |  | 3 | Yes | 1454 | 7 | 208 | 2066 | 15 | 138 | 3399 | 48 | 71 | [5 empty] | Compact Flourescent |  | Federally-Regulated Consumer Product | 03/06/2017 |  | 03/06/2017
Hunter Fan Co. | Hunter Fan Co. | 51086 | True |  | 3 | Yes | 1454 | 7 | 208 | 2066 | 15 | 138 | 3399 | 48 | 71 | [5 empty] | Compact Flourescent |  | Federally-Regulated Consumer Product | 03/06/2017 |  | 03/06/2017
Hunter Fan Co. | Hunter Fan Co. | 51087 | True |  | 3 | Yes | 1454 | 7 | 208 | 2066 | 15 | 138 | 3399 | 48 | 71 | [5 empty] | Compact Flourescent |  | Federally-Regulated Consumer Product | 03/06/2017 |  | 03/06/2017
Hunter Fan Co. | Hunter Fan Co. | 51088 | True |  | 3 | Yes | 1454 | 7 | 208 | 2066 | 15 | 138 | 3399 | 48 | 71 | [5 empty] | Compact Flourescent |  | Federally-Regulated Consumer Product | 03/06/2017 |  | 03/06/2017
Hunter Fan Co. | Hunter Fan Co. | 52224 | True |  | 3 | Yes | 1714 | 7 | 245 | 2606 | 16 | 163 | 4754 | 59 | 81 | [5 empty] | Incandescent |  | Federally-Regulated Consumer Product | 03/06/2017 |  | 03/06/2017
Hunter Fan Co. | Casablanca Fan Co. | 59191 | True |  | 3 | Yes | 4543 | 28 | 162 | 6132 | 51 | 120 | 8978 | 114 | 79 | [5 empty] | None |  | Federally-Regulated Consumer Product | 03/06/2017 |  | 03/06/2017
Hunter Fan Co. | Casablanca Fan Co. | 59192 | True |  | 3 | Yes | 4543 | 28 | 162 | 6132 | 51 | 120 | 8978 | 114 | 79 | [5 empty] | None |  | Federally-Regulated Consumer Product | 03/06/2017 |  | 03/06/2017
Hunter Fan Co. | Casablanca Fan Co. | 59193 | True |  | 3 | Yes | 5160 | 28 | 184 | 6561 | 51 | 129 | 9475 | 110 | 86 | [5 empty] | None |  | Federally-Regulated Consumer Product | 03/06/2017 |  | 03/06/2017
Hunter Fan Co. | Casablanca Fan Co. | 59194 | True |  | 3 | Yes | 5160 | 28 | 184 | 6561 | 51 | 129 | 9475 | 110 | 86 | [5 empty] | None |  | Federally-Regulated Consumer Product | 03/06/2017 |  | 03/06/2017
Hunter Fan Co. | Hunter Fan Co. | 54090 | True |  | 3 | Yes | 2424 | 9 | 269 | 3957 | 26 | 152 | 6489 | 79 | 82 | [5 empty] | Incandescent |  | Federally-Regulated Consumer Product | 03/06/2017 |  | 03/06/2017
Hunter Fan Co. | Hunter Fan Co. | 59203 | True |  | 3 | Yes | 2134 | 9 | 237 | 3402 | 24 | 142 | 5063 | 63 | 80 | [5 empty] | Compact Flourescent |  | Federally-Regulated Consumer Product | 03/06/2017 |  | 03/06/2017
Hunter Fan Co. | Hunter Fan Co. | 54134 | True |  | 3 | Yes | 2238 | 13 | 172 | 3733 | 37 | 101 | 4880 | 66 | 74 | [5 empty] | LED |  | Federally-Regulated Consumer Product | 03/06/2017 |  | 03/06/2017
Hunter Fan Co. | Hunter Fan Co. | 59201 | True |  | 3 | Yes | 2353 | 9 | 261 | 3552 | 24 | 148 | 5145 | 62 | 83 | [5 empty] | None |  | Federally-Regulated Consumer Product | 03/06/2017 |  | 03/06/2017
Hunter Fan Co. | Casablanca Fan Co. | 59137 | True |  | 4 | Yes | 1345 | 10 | 134 | 2563 | 36 | 71 | 2855 | 56 | 51 | [5 empty] | LED |  | Federally-Regulated Consumer Product | 03/06/2017 |  | 03/06/2017
Hunter Fan Co. | Casablanca Fan Co. | 59138 | True |  | 4 | Yes | 1345 | 10 | 134 | 2563 | 36 | 71 | 2855 | 56 | 51 | [5 empty] | LED |  | Federally-Regulated Consumer Product | 03/06/2017 |  | 03/06/2017
Hunter Fan Co. | Casablanca Fan Co. | 54129 | True |  | 3 | Yes | 2177 | 8 | 272 | 3497 | 26 | 134 | 5707 | 80 | 71 | [5 empty] | Compact Flourescent |  | Federally-Regulated Consumer Product | 03/06/2017 |  | 03/06/2017
Hunter Fan Co. | Hunter Fan Co. | 52223 | True |  | 3 | Yes | 1688 | 6 | 281 | 2551 | 15 | 170 | 4639 | 62 | 75 | [5 empty] | Incandescent |  | Federally-Regulated Consumer Product | 03/06/2017 |  | 03/06/2017
Hunter Fan Co. | Hunter Fan Co. | 51095 | True |  | 3 | Yes | 1586 | 7 | 227 | 2187 | 15 | 146 | 3527 | 49 | 72 | [5 empty] | Incandescent |  | Federally-Regulated Consumer Product | 03/06/2017 |  | 03/06/2017
Hunter Fan Co. | Hunter Fan Co. | 51096 | True |  | 3 | Yes | 1586 | 7 | 227 | 2187 | 15 | 146 | 3527 | 49 | 72 | [5 empty] | Incandescent |  | Federally-Regulated Consumer Product | 03/06/2017 |  | 03/06/2017
Hunter Fan Co. | Hunter Fan Co. | 54058 | True |  | 3 | Yes | 984 | 9 | 109 | 1162 | 27 | 43 | 1631 | 80 | 20 | [5 empty] | Compact Flourescent |  | Federally-Regulated Consumer Product | 03/06/2017 |  | 03/06/2017
Hunter Fan Co. | Hunter Fan Co. | 53221 | True |  | 3 | Yes | 1492 | 9 | 166 | 2501 | 24 | 104 | 3542 | 64 | 55 | [5 empty] | Incandescent |  | Federally-Regulated Consumer Product | 03/06/2017 |  | 03/06/2017
Hunter Fan Co. | Hunter Fan Co. | 59200 | True |  | 3 | Yes | 2157 | 9 | 240 | 3489 | 24 | 145 | 5410 | 63 | 86 | [5 empty] | Compact Flourescent |  | Federally-Regulated Consumer Product | 03/06/2017 |  | 03/06/2017
Hunter Fan Co. | Hunter Fan Co. | 54055 | True |  | 3 | Yes | 2548 | 10 | 255 | 4128 | 27 | 153 | 7042 | 84 | 84 | [5 empty] | Incandescent |  | Federally-Regulated Consumer Product | 03/06/2017 |  | 03/06/2017
Hunter Fan Co. | Hunter Fan Co. | 54130 | True |  | 3 | Yes | 2551 | 9 | 283 | 4183 | 26 | 161 | 6766 | 81 | 84 | [5 empty] | Incandescent |  | Federally-Regulated Consumer Product | 03/06/2017 |  | 03/06/2017
Hunter Fan Co. | Hunter Fan Co. | 53290 | True |  | 3 | Yes | 2372 | 11 | 216 | 3461 | 26 | 133 | 5233 | 64 | 82 | [5 empty] | Incandescent |  | Federally-Regulated Consumer Product | 03/06/2017 |  | 03/06/2017
Hunter Fan Co. | Hunter Fan Co. | 59202 | True |  | 3 | Yes | 2106 | 11 | 191 | 3428 | 26 | 132 | 5273 | 63 | 84 | [5 empty] | Compact Flourescent |  | Federally-Regulated Consumer Product | 03/06/2017 |  | 03/06/2017
Hunter Fan Co. | Hunter Fan Co. | 59275 | True |  | 3 | Yes | 2419 | 11 | 220 | 3587 | 26 | 138 | 5342 | 63 | 85 | [5 empty] | Incandescent |  | Federally-Regulated Consumer Product | 03/06/2017 |  | 03/06/2017
Hunter Fan Co. | Hunter Fan Co. | 59276 | True |  | 3 | Yes | 2192 | 9 | 244 | 3564 | 25 | 143 | 5302 | 62 | 86 | [5 empty] | Compact Flourescent |  | Federally-Regulated Consumer Product | 03/06/2017 |  | 03/06/2017
Hunter Fan Co. | Hunter Fan Co. | 53372 | True |  | 3 | Yes | 2306 | 9 | 256 | 3493 | 25 | 140 | 5069 | 61 | 83 | [5 empty] | Incandescent |  | Federally-Regulated Consumer Product | 03/06/2017 |  | 03/06/2017
Hunter Fan Co. | Hunter Fan Co. | 59026 | True |  | 3 | Yes | 2211 | 11 | 201 | 3409 | 27 | 126 | 5164 | 65 | 79 | [5 empty] | Compact Flourescent |  | Federally-Regulated Consumer Product | 03/06/2017 |  | 03/06/2017
Hunter Fan Co. | Hunter Fan Co. | 59207 | True |  | 3 | Yes | 1981 | 11 | 180 | 3114 | 29 | 107 | 4573 | 66 | 69 | [5 empty] | Compact Flourescent |  | Federally-Regulated Consumer Product | 03/06/2017 |  | 03/06/2017
Hunter Fan Co. | Casablanca Fan Co. | 59143 | True |  | 6 | Yes | 2726 | 4 | 682 | 4988 | 14 | 356 | 6684 | 32 | 209 | [5 empty] | LED |  | Federally-Regulated Consumer Product | 03/06/2017 |  | 03/06/2017
Hunter Fan Co. | Casablanca Fan Co. | 59144 | True |  | 6 | Yes | 2726 | 4 | 682 | 4988 | 14 | 356 | 6684 | 32 | 209 | [5 empty] | LED |  | Federally-Regulated Consumer Product | 03/06/2017 |  | 03/06/2017
Hunter Fan Co. | Hunter Fan Co. | 53326 | True |  | 3 | Yes | 1194 | 9 | 133 | 2072 | 25 | 83 | 3191 | 63 | 51 | [5 empty] | Incandescent |  | Federally-Regulated Consumer Product | 03/06/2017 |  | 03/06/2017
Hunter Fan Co. | Hunter Fan Co. | 53327 | True |  | 3 | Yes | 1194 | 9 | 133 | 2072 | 25 | 83 | 3191 | 63 | 51 | [5 empty] | Incandescent |  | Federally-Regulated Consumer Product | 03/06/2017 |  | 03/06/2017
Hunter Fan Co. | Hunter Fan Co. | 53328 | True |  | 3 | Yes | 1194 | 9 | 133 | 2072 | 25 | 83 | 3191 | 63 | 51 | [5 empty] | Incandescent |  | Federally-Regulated Consumer Product | 03/06/2017 |  | 03/06/2017
Hunter Fan Co. | Hunter Fan Co. | 59040 | True |  | 3 | Yes | 2187 | 11 | 199 | 3312 | 26 | 127 | 4918 | 64 | 77 | [5 empty] | Compact Flourescent |  | Federally-Regulated Consumer Product | 03/06/2017 |  | 03/06/2017
Hunter Fan Co. | Hunter Fan Co. | 53292 | True |  | 3 | Yes | 2153 | 9 | 239 | 3309 | 24 | 138 | 4999 | 63 | 79 | [5 empty] | None |  | Federally-Regulated Consumer Product | 03/06/2017 |  | 03/06/2017
Hunter Fan Co. | Hunter Fan Co. | 53293 | True |  | 3 | Yes | 2153 | 9 | 239 | 3309 | 24 | 138 | 4999 | 63 | 79 | [5 empty] | None |  | Federally-Regulated Consumer Product | 03/06/2017 |  | 03/06/2017
Hunter Fan Co. | Casablanca Fan Co. | 59195 | True |  | 3 | Yes | 2146 | 11 | 195 | 3452 | 29 | 119 | 5549 | 82 | 68 | [5 empty] | Compact Flourescent |  | Federally-Regulated Consumer Product | 03/06/2017 |  | 03/06/2017
Hunter Fan Co. | Casablanca Fan Co. | 59196 | True |  | 3 | Yes | 2146 | 11 | 195 | 3452 | 29 | 119 | 5549 | 82 | 68 | [5 empty] | Compact Flourescent |  | Federally-Regulated Consumer Product | 03/06/2017 |  | 03/06/2017
Hunter Fan Co. | Casablanca Fan Co. | 59167 | True |  | 4 | Yes | 2808 | 10 | 281 | 5717 | 49 | 117 | 7658 | 89 | 86 | [5 empty] | LED |  | Federally-Regulated Consumer Product | 03/06/2017 |  | 03/06/2017
Hunter Fan Co. | Casablanca Fan Co. | 59168 | True |  | 4 | Yes | 2808 | 10 | 281 | 5717 | 49 | 117 | 7658 | 89 | 86 | [5 empty] | LED |  | Federally-Regulated Consumer Product | 03/06/2017 |  | 03/06/2017
Hunter Fan Co. | Casablanca Fan Co. | 59149 | True |  | 4 | Yes | 2047 | 10 | 205 | 3936 | 40 | 98 | 4527 | 61 | 74 | [5 empty] | LED |  | Federally-Regulated Consumer Product | 03/06/2017 |  | 03/06/2017
Hunter Fan Co. | Casablanca Fan Co. | 59150 | True |  | 4 | Yes | 2047 | 10 | 205 | 3936 | 40 | 98 | 4527 | 61 | 74 | [5 empty] | LED |  | Federally-Regulated Consumer Product | 03/06/2017 |  | 03/06/2017
Hunter Fan Co. | Casablanca Fan Co. | 59151 | True |  | 4 | Yes | 2214 | 11 | 201 | 4235 | 41 | 103 | 5079 | 65 | 78 | [5 empty] | LED |  | Federally-Regulated Consumer Product | 03/06/2017 |  | 03/06/2017
Hunter Fan Co. | Casablanca Fan Co. | 59152 | True |  | 4 | Yes | 2214 | 11 | 201 | 4235 | 41 | 103 | 5079 | 65 | 78 | [5 empty] | LED |  | Federally-Regulated Consumer Product | 03/06/2017 |  | 03/06/2017
Hunter Fan Co. | Hunter Fan Co. | 53340 | True |  | 3 | Yes | 1982 | 9 | 220 | 3165 | 25 | 127 | 4701 | 65 | 72 | [5 empty] | Compact Flourescent |  | Federally-Regulated Consumer Product | 03/06/2017 |  | 03/06/2017
Hunter Fan Co. | Hunter Fan Co. | 53331 | True |  | 3 | Yes | 2242 | 9 | 249 | 3357 | 25 | 134 | 4906 | 62 | 79 | [5 empty] | Incandescent |  | Federally-Regulated Consumer Product | 03/06/2017 |  | 03/06/2017
Hunter Fan Co. | Casablanca Fan Co. | 59197 | True |  | 4 | Yes | 2391 | 10 | 239 | 5115 | 47 | 109 | 7152 | 86 | 83 | [5 empty] | LED |  | Federally-Regulated Consumer Product | 03/06/2017 |  | 03/06/2017
Hunter Fan Co. | Casablanca Fan Co. | 59198 | True |  | 4 | Yes | 2391 | 10 | 239 | 5115 | 47 | 109 | 7152 | 86 | 83 | [5 empty] | LED |  | Federally-Regulated Consumer Product | 03/06/2017 |  | 03/06/2017
Hunter Fan Co. | Hunter Fan Co. | 52248 | True |  | 3 | Yes | 1869 | 7 | 267 | 2592 | 16 | 162 | 4634 | 62 | 75 | [5 empty] | Compact Flourescent |  | Federally-Regulated Consumer Product | 03/06/2017 |  | 03/06/2017
Hunter Fan Co. | Hunter Fan Co. | 52097 | True |  | 3 | Yes | 1720 | 7 | 246 | 2502 | 16 | 156 | 4583 | 64 | 72 | [5 empty] | Incandescent |  | Federally-Regulated Consumer Product | 03/06/2017 |  | 03/06/2017
Hunter Fan Co. | Hunter Fan Co. | 59233 | True |  | 3 | Yes | 2265 | 9 | 252 | 3380 | 25 | 135 | 4835 | 63 | 77 | [5 empty] | Compact Flourescent |  | Federally-Regulated Consumer Product | 03/06/2017 |  | 03/06/2017
Hunter Fan Co. | Hunter Fan Co. | 59187 | True |  | 3 | Yes | 2246 | 9 | 250 | 3419 | 25 | 137 | 5079 | 63 | 81 | [5 empty] | None |  | Federally-Regulated Consumer Product | 03/06/2017 |  | 03/06/2017
Hunter Fan Co. | Hunter Fan Co. | 59189 | True |  | 3 | Yes | 2263 | 12 | 189 | 3347 | 30 | 112 | 4798 | 63 | 76 | [5 empty] | Compact Flourescent |  | Federally-Regulated Consumer Product | 03/06/2017 |  | 03/06/2017
Hunter Fan Co. | Hunter Fan Co. | 59209 | True |  | 3 | Yes | 2206 | 9 | 245 | 3375 | 25 | 135 | 4885 | 63 | 78 | [5 empty] | Compact Flourescent |  | Federally-Regulated Consumer Product | 03/06/2017 |  | 03/06/2017
Hunter Fan Co. | Hunter Fan Co. | 59222 | True |  | 4 | Yes | 2401 | 11 | 218 | 4515 | 45 | 100 | 5657 | 67 | 84 | [5 empty] | Compact Flourescent |  | Federally-Regulated Consumer Product | 03/06/2017 |  | 03/06/2017
Hunter Fan Co. | Hunter Fan Co. | 59208 | True |  | 3 | Yes | 2227 | 9 | 247 | 3620 | 26 | 139 | 6135 | 80 | 77 | [5 empty] | None |  | Federally-Regulated Consumer Product | 03/06/2017 |  | 03/06/2017
Hunter Fan Co. | Hunter Fan Co. | 54170 | True |  | 3 | Yes | 2388 | 9 | 265 | 3771 | 27 | 140 | 6350 | 81 | 78 | [5 empty] | Compact Flourescent |  | Federally-Regulated Consumer Product | 03/06/2017 |  | 03/06/2017
Hunter Fan Co. | Hunter Fan Co. | 54171 | True |  | 3 | Yes | 2388 | 9 | 265 | 3771 | 27 | 140 | 6350 | 81 | 78 | [5 empty] | Compact Flourescent |  | Federally-Regulated Consumer Product | 03/06/2017 |  | 03/06/2017
Hunter Fan Co. | Hunter Fan Co. | 54172 | True |  | 3 | Yes | 2388 | 9 | 265 | 3771 | 27 | 140 | 6350 | 81 | 78 | [5 empty] | Compact Flourescent |  | Federally-Regulated Consumer Product | 03/06/2017 |  | 03/06/2017
Hunter Fan Co. | Hunter Fan Co. | 54167 | True |  | 3 | Yes | 2130 | 9 | 237 | 3475 | 26 | 134 | 5685 | 77 | 74 | [5 empty] | None |  | Federally-Regulated Consumer Product | 03/06/2017 |  | 03/06/2017
Hunter Fan Co. | Hunter Fan Co. | 54168 | True |  | 3 | Yes | 2130 | 9 | 237 | 3475 | 26 | 134 | 5685 | 77 | 74 | [5 empty] | None |  | Federally-Regulated Consumer Product | 03/06/2017 |  | 03/06/2017
Hunter Fan Co. | Hunter Fan Co. | 59188 | True |  | 3 | Yes | 2102 | 12 | 175 | 3310 | 30 | 110 | 4670 | 66 | 71 | [5 empty] | Compact Flourescent |  | Federally-Regulated Consumer Product | 03/06/2017 |  | 03/06/2017
Hunter Fan Co. | Hunter Fan Co. | 59216 | True |  | 3 | Yes | 2308 | 11 | 210 | 3450 | 27 | 128 | 4972 | 61 | 82 | [5 empty] | Compact Flourescent |  | Federally-Regulated Consumer Product | 03/06/2017 |  | 03/06/2017
Hunter Fan Co. | Hunter Fan Co. | 59217 | True |  | 3 | Yes | 2308 | 11 | 210 | 3450 | 27 | 128 | 4972 | 61 | 82 | [5 empty] | Compact Flourescent |  | Federally-Regulated Consumer Product | 03/06/2017 |  | 03/06/2017
Hunter Fan Co. | Hunter Fan Co. | 59247 | True |  | 3 | Yes | 2308 | 11 | 210 | 3450 | 27 | 128 | 4972 | 61 | 82 | [5 empty] | None |  | Federally-Regulated Consumer Product | 03/06/2017 |  | 03/06/2017
Hunter Fan Co. | Hunter Fan Co. | 59248 | True |  | 3 | Yes | 2308 | 11 | 210 | 3450 | 27 | 128 | 4972 | 61 | 82 | [5 empty] | None |  | Federally-Regulated Consumer Product | 03/06/2017 |  | 03/06/2017
Hunter Fan Co. | Hunter Fan Co. | 59249 | True |  | 3 | Yes | 2308 | 11 | 210 | 3450 | 27 | 128 | 4972 | 61 | 82 | [5 empty] | None |  | Federally-Regulated Consumer Product | 03/06/2017 |  | 03/06/2017
Hunter Fan Co. | Hunter Fan Co. | 59250 | True |  | 3 | Yes | 2308 | 11 | 210 | 3450 | 27 | 128 | 4972 | 61 | 82 | [5 empty] | None |  | Federally-Regulated Consumer Product | 03/06/2017 |  | 03/06/2017
Hunter Fan Co. | Hunter Fan Co. | 59251 | True |  | 3 | Yes | 2308 | 11 | 210 | 3450 | 27 | 128 | 4972 | 61 | 82 | [5 empty] | Compact Flourescent |  | Federally-Regulated Consumer Product | 03/06/2017 |  | 03/06/2017
Hunter Fan Co. | Hunter Fan Co. | 59252 | True |  | 3 | Yes | 2308 | 11 | 210 | 3450 | 27 | 128 | 4972 | 61 | 82 | [5 empty] | Compact Flourescent |  | Federally-Regulated Consumer Product | 03/06/2017 |  | 03/06/2017
Hunter Fan Co. | Hunter Fan Co. | 53332 | True |  | 3 | Yes | 2164 | 9 | 240 | 3356 | 24 | 140 | 5102 | 62 | 82 | [5 empty] | None |  | Federally-Regulated Consumer Product | 03/06/2017 |  | 03/06/2017
Hunter Fan Co. | Hunter Fan Co. | 54060 | True |  | 3 | Yes | 2168 | 9 | 241 | 3223 | 27 | 119 | 5213 | 80 | 65 | [5 empty] | Incandescent |  | Federally-Regulated Consumer Product | 03/06/2017 |  | 03/06/2017
Hunter Fan Co. | Hunter Fan Co. | 59205 | True |  | 3 | Yes | 2240 | 11 | 204 | 3818 | 29 | 132 | 6461 | 80 | 81 | [5 empty] | Compact Flourescent |  | Federally-Regulated Consumer Product | 03/06/2017 |  | 03/06/2017
Hunter Fan Co. | Hunter Fan Co. | 59277 | True |  | 3 | Yes | 2241 | 11 | 204 | 3635 | 28 | 130 | 6090 | 79 | 77 | [5 empty] | Compact Flourescent |  | Federally-Regulated Consumer Product | 03/06/2017 |  | 03/06/2017
Hunter Fan Co. | Hunter Fan Co. | 53333 | True |  | 3 | Yes | 2103 | 9 | 234 | 3265 | 25 | 131 | 4930 | 62 | 80 | [5 empty] | Compact Flourescent |  | Federally-Regulated Consumer Product | 03/06/2017 |  | 03/06/2017
Hunter Fan Co. | Hunter Fan Co. | 53334 | True |  | 3 | Yes | 2103 | 9 | 234 | 3265 | 25 | 131 | 4930 | 62 | 80 | [5 empty] | Compact Flourescent |  | Federally-Regulated Consumer Product | 03/06/2017 |  | 03/06/2017
Hunter Fan Co. | Hunter Fan Co. | 53335 | True |  | 3 | Yes | 2103 | 9 | 234 | 3265 | 25 | 131 | 4930 | 62 | 80 | [5 empty] | Compact Flourescent |  | Federally-Regulated Consumer Product | 03/06/2017 |  | 03/06/2017
Hunter Fan Co. | Hunter Fan Co. | 53336 | True |  | 3 | Yes | 2103 | 9 | 234 | 3265 | 25 | 131 | 4930 | 62 | 80 | [5 empty] | Compact Flourescent |  | Federally-Regulated Consumer Product | 03/06/2017 |  | 03/06/2017
Hunter Fan Co. | Hunter Fan Co. | 53337 | True |  | 3 | Yes | 2103 | 9 | 234 | 3265 | 25 | 131 | 4930 | 62 | 80 | [5 empty] | Compact Flourescent |  | Federally-Regulated Consumer Product | 03/06/2017 |  | 03/06/2017
Hunter Fan Co. | Hunter Fan Co. | 53338 | True |  | 3 | Yes | 2103 | 9 | 234 | 3265 | 25 | 131 | 4930 | 62 | 80 | [5 empty] | Compact Flourescent |  | Federally-Regulated Consumer Product | 03/06/2017 |  | 03/06/2017
Hunter Fan Co. | Hunter Fan Co. | 53342 | True |  | 3 | Yes | 2103 | 9 | 234 | 3265 | 25 | 131 | 4930 | 62 | 80 | [5 empty] | Compact Flourescent |  | Federally-Regulated Consumer Product | 03/06/2017 |  | 03/06/2017
Hunter Fan Co. | Hunter Fan Co. | 53343 | True |  | 3 | Yes | 2103 | 9 | 234 | 3265 | 25 | 131 | 4930 | 62 | 80 | [5 empty] | Compact Flourescent |  | Federally-Regulated Consumer Product | 03/06/2017 |  | 03/06/2017
Hunter Fan Co. | Hunter Fan Co. | 53344 | True |  | 3 | Yes | 2103 | 9 | 234 | 3265 | 25 | 131 | 4930 | 62 | 80 | [5 empty] | Compact Flourescent |  | Federally-Regulated Consumer Product | 03/06/2017 |  | 03/06/2017
Hunter Fan Co. | Hunter Fan Co. | 59210 | True |  | 3 | Yes | 2256 | 11 | 205 | 3374 | 26 | 130 | 5123 | 62 | 83 | [5 empty] | Compact Flourescent |  | Federally-Regulated Consumer Product | 03/06/2017 |  | 03/06/2017
Hunter Fan Co. | Hunter Fan Co. | 59211 | True |  | 3 | Yes | 2256 | 11 | 205 | 3374 | 26 | 130 | 5123 | 62 | 83 | [5 empty] | Compact Flourescent |  | Federally-Regulated Consumer Product | 03/06/2017 |  | 03/06/2017
Hunter Fan Co. | Hunter Fan Co. | 59204 | True |  | 3 | Yes | 1790 | 6 | 298 | 2685 | 15 | 179 | 4790 | 63 | 76 | [5 empty] | Compact Flourescent |  | Federally-Regulated Consumer Product | 03/06/2017 |  | 03/06/2017
Hunter Fan Co. | Hunter Fan Co. | 59162 | True |  | 4 | Yes | 2297 | 10 | 230 | 4811 | 42 | 115 | 6600 | 80 | 82 | [5 empty] | LED |  | Federally-Regulated Consumer Product | 03/06/2017 |  | 03/06/2017
Hunter Fan Co. | Hunter Fan Co. | 59163 | True |  | 4 | Yes | 2297 | 10 | 230 | 4811 | 42 | 115 | 6600 | 80 | 82 | [5 empty] | LED |  | Federally-Regulated Consumer Product | 03/06/2017 |  | 03/06/2017
Hunter Fan Co. | Hunter | 52249 | True |  | 3 | Yes | 1869 | 7 | 267 | 2592 | 16 | 162 | 4634 | 62 | 75 | [5 empty] | Incandescent |  | Federally-Regulated Consumer Product | 03/06/2017 |  | 03/06/2017
Hunter Fan Co. | Hunter | 51090 | True |  | 3 | Yes | 1021 | 7 | 146 | 1484 | 14 | 106 | 2481 | 49 | 51 | [5 empty] | Incandescent |  | Federally-Regulated Consumer Product | 03/06/2017 |  | 03/06/2017
Hunter Fan Co. | Hunter | 51091 | True |  | 3 | Yes | 1021 | 7 | 146 | 1484 | 14 | 106 | 2481 | 49 | 51 | [5 empty] | Incandescent |  | Federally-Regulated Consumer Product | 03/06/2017 |  | 03/06/2017
Hunter Fan Co. | Hunter | 51092 | True |  | 3 | Yes | 1021 | 7 | 146 | 1484 | 14 | 106 | 2481 | 49 | 51 | [5 empty] | Incandescent |  | Federally-Regulated Consumer Product | 03/06/2017 |  | 03/06/2017
Hunter Fan Co. | Hunter | 59228 | True |  | 3 | Yes | 2114 | 11 | 192 | 3344 | 26 | 129 | 5135 | 64 | 80 | [5 empty] | Compact Flourescent |  | Federally-Regulated Consumer Product | 03/06/2017 |  | 03/06/2017
Hunter Fan Co. | Hunter | 59232 | True |  | 3 | Yes | 2257 | 12 | 188 | 3533 | 28 | 126 | 5444 | 65 | 84 | [5 empty] | LED |  | Federally-Regulated Consumer Product | 03/06/2017 |  | 03/06/2017
Hunter Fan Co. | Hunter | 52253 | True |  | 3 | Yes | 1637 | 7 | 234 | 2535 | 16 | 158 | 4656 | 63 | 74 | [5 empty] | Incandescent |  | Federally-Regulated Consumer Product | 03/06/2017 |  | 03/06/2017
Hunter Fan Co. | Hunter | 52252 | True |  | 3 | Yes | 1637 | 7 | 234 | 2535 | 16 | 158 | 4656 | 63 | 74 | [5 empty] | Incandescent |  | Federally-Regulated Consumer Product | 03/06/2017 |  | 03/06/2017
Hunter Fan Co. | Hunter | 59264 | True |  | 3 | Yes | 2203 | 10 | 220 | 3604 | 26 | 139 | 5537 | 64 | 87 | [5 empty] | None |  | Federally-Regulated Consumer Product | 03/06/2017 |  | 03/06/2017
Hunter Fan Co. | Hunter | 59263 | True |  | 3 | Yes | 2203 | 10 | 220 | 3604 | 26 | 139 | 5537 | 64 | 87 | [5 empty] | None |  | Federally-Regulated Consumer Product | 03/06/2017 |  | 03/06/2017
Hunter Fan Co. | Hunter | 53364 | True |  | 3 | Yes | 2507 | 10 | 251 | 3842 | 25 | 154 | 5774 | 63 | 92 | [5 empty] | Incandescent |  | Federally-Regulated Consumer Product | 03/06/2017 |  | 03/06/2017
Hunter Fan Co. | Hunter | 59262 | True |  | 3 | Yes | 2203 | 10 | 220 | 3604 | 26 | 139 | 5537 | 64 | 87 | [5 empty] | None |  | Federally-Regulated Consumer Product | 03/06/2017 |  | 03/06/2017
Hunter Fan Co. | Hunter | 53363 | True |  | 3 | Yes | 2507 | 10 | 251 | 3842 | 25 | 154 | 5774 | 63 | 92 | [5 empty] | Incandescent |  | Federally-Regulated Consumer Product | 03/06/2017 |  | 03/06/2017
Hunter Fan Co. | Hunter | 53362 | True |  | 3 | Yes | 2507 | 10 | 251 | 3842 | 25 | 154 | 5774 | 63 | 92 | [5 empty] | Incandescent |  | Federally-Regulated Consumer Product | 03/06/2017 |  | 03/06/2017
Hunter Fan Co. | Hunter | 52219 | True |  | 3 | Yes | 1837 | 7 | 262 | 2615 | 16 | 163 | 4614 | 61 | 76 | [5 empty] | Incandescent |  | Federally-Regulated Consumer Product | 03/06/2017 |  | 03/06/2017
Hunter Fan Co. | Hunter | 52218 | True |  | 3 | Yes | 1837 | 7 | 262 | 2615 | 16 | 163 | 4614 | 61 | 76 | [5 empty] | Incandescent |  | Federally-Regulated Consumer Product | 03/06/2017 |  | 03/06/2017
Hunter Fan Co. | Hunter | 52217 | True |  | 3 | Yes | 1837 | 7 | 262 | 2615 | 16 | 163 | 4614 | 61 | 76 | [5 empty] | Incandescent |  | Federally-Regulated Consumer Product | 03/06/2017 |  | 03/06/2017
Hunter Fan Co. | Hunter | 59220 | True |  | 3 | Yes | 2234 | 11 | 203 | 3338 | 26 | 128 | 4910 | 63 | 78 | [5 empty] | LED |  | Federally-Regulated Consumer Product | 03/06/2017 |  | 03/06/2017
Hunter Fan Co. | Hunter | 59219 | True |  | 3 | Yes | 2234 | 11 | 203 | 3338 | 26 | 128 | 4910 | 63 | 78 | [5 empty] | LED |  | Federally-Regulated Consumer Product | 03/06/2017 |  | 03/06/2017
Hunter Fan Co. | Hunter | 59241 | True |  | 3 | Yes | 1701 | 12 | 142 | 2580 | 27 | 96 | 4107 | 66 | 62 | [5 empty] | LED |  | Federally-Regulated Consumer Product | 03/06/2017 |  | 03/06/2017
Hunter Fan Co. | Hunter | 59242 | True |  | 3 | Yes | 1701 | 12 | 142 | 2580 | 27 | 96 | 4107 | 66 | 62 | [5 empty] | LED |  | Federally-Regulated Consumer Product | 03/06/2017 |  | 03/06/2017
Hunter Fan Co. | Hunter | 59213 | True |  | 3 | Yes | 2327 | 9 | 259 | 3740 | 27 | 139 | 6636 | 83 | 80 | [5 empty] | Compact Flourescent |  | Federally-Regulated Consumer Product | 03/06/2017 |  | 03/06/2017
Hunter Fan Co. | Hunter | 59214 | True |  | 3 | Yes | 2327 | 9 | 259 | 3740 | 27 | 139 | 6636 | 83 | 80 | [5 empty] | Compact Flourescent |  | Federally-Regulated Consumer Product | 03/06/2017 |  | 03/06/2017
Hunter Fan Co. | Hunter | 53350 | True |  | 3 | Yes | 2160 | 9 | 240 | 3328 | 25 | 133 | 5100 | 65 | 78 | [5 empty] | None |  | Federally-Regulated Consumer Product | 03/06/2017 |  | 03/06/2017
Hunter Fan Co. | Hunter | 53351 | True |  | 3 | Yes | 2160 | 9 | 240 | 3328 | 25 | 133 | 5100 | 65 | 78 | [5 empty] | None |  | Federally-Regulated Consumer Product | 03/06/2017 |  | 03/06/2017
Hunter Fan Co. | Hunter | 54164 | True |  | 3 | Yes | 1822 | 10 | 182 | 2816 | 28 | 101 | 4275 | 82 | 52 | [5 empty] | LED |  | Federally-Regulated Consumer Product | 03/06/2017 |  | 03/06/2017
Hunter Fan Co. | Hunter | 54165 | True |  | 3 | Yes | 1822 | 10 | 182 | 2816 | 28 | 101 | 4275 | 82 | 52 | [5 empty] | LED |  | Federally-Regulated Consumer Product | 03/06/2017 |  | 03/06/2017
Hunter Fan Co. | Hunter | 59245 | True |  | 3 | Yes | 2037 | 13 | 157 | 3085 | 30 | 103 | 4250 | 60 | 71 | [5 empty] | LED |  | Federally-Regulated Consumer Product | 03/06/2017 |  | 03/06/2017
Hunter Fan Co. | Hunter | 59246 | True |  | 3 | Yes | 2037 | 13 | 157 | 3085 | 30 | 103 | 4250 | 60 | 71 | [5 empty] | LED |  | Federally-Regulated Consumer Product | 03/06/2017 |  | 03/06/2017
Hunter Fan Co. | Hunter | 59243 | True |  | 3 | Yes | 1319 | 13 | 101 | 2188 | 30 | 73 | 3157 | 61 | 52 | [5 empty] | LED |  | Federally-Regulated Consumer Product | 03/06/2017 |  | 03/06/2017
Hunter Fan Co. | Hunter | 59244 | True |  | 3 | Yes | 1319 | 13 | 101 | 2188 | 30 | 73 | 3157 | 61 | 52 | [5 empty] | LED |  | Federally-Regulated Consumer Product | 03/06/2017 |  | 03/06/2017
Hunter Fan Co. | Hunter | 59230 | True |  | 3 | Yes | 2260 | 9 | 251 | 3411 | 24 | 142 | 5159 | 62 | 83 | [5 empty] | Compact Flourescent |  | Federally-Regulated Consumer Product | 03/06/2017 |  | 03/06/2017
Hunter Fan Co. | Hunter | 52225 | True |  | 3 | Yes | 1640 | 8 | 205 | 2404 | 16 | 150 | 4255 | 60 | 71 | [5 empty] | LED |  | Federally-Regulated Consumer Product | 03/06/2017 |  | 03/06/2017
Hunter Fan Co. | Hunter | 52226 | True |  | 3 | Yes | 1640 | 8 | 205 | 2404 | 16 | 150 | 4255 | 60 | 71 | [5 empty] | LED |  | Federally-Regulated Consumer Product | 03/06/2017 |  | 03/06/2017
Hunter Fan Co. | Hunter | 52227 | True |  | 3 | Yes | 1640 | 8 | 205 | 2404 | 16 | 150 | 4255 | 60 | 71 | [5 empty] | LED |  | Federally-Regulated Consumer Product | 03/06/2017 |  | 03/06/2017
Hunter Fan Co. | Hunter | 52228 | True |  | 3 | Yes | 1640 | 8 | 205 | 2404 | 16 | 150 | 4255 | 60 | 71 | [5 empty] | LED |  | Federally-Regulated Consumer Product | 03/06/2017 |  | 03/06/2017
Hunter Fan Co. | Hunter | 52229 | True |  | 3 | Yes | 1640 | 8 | 205 | 2404 | 16 | 150 | 4255 | 60 | 71 | [5 empty] | LED |  | Federally-Regulated Consumer Product | 03/06/2017 |  | 03/06/2017
Hunter Fan Co. | Hunter | 52230 | True |  | 3 | Yes | 1640 | 8 | 205 | 2404 | 16 | 150 | 4255 | 60 | 71 | [5 empty] | LED |  | Federally-Regulated Consumer Product | 03/06/2017 |  | 03/06/2017
Hunter Fan Co. | Hunter | 59238 | True |  | 3 | Yes | 2444 | 12 | 204 | 3713 | 27 | 138 | 5414 | 61 | 89 | [5 empty] | LED |  | Federally-Regulated Consumer Product | 03/06/2017 |  | 03/06/2017
Hunter Fan Co. | Hunter | 59239 | True |  | 3 | Yes | 2444 | 12 | 204 | 3713 | 27 | 138 | 5414 | 61 | 89 | [5 empty] | LED |  | Federally-Regulated Consumer Product | 03/06/2017 |  | 03/06/2017
Hunter Fan Co. | Hunter | 59174 | True |  | 3 | Yes | 2237 | 11 | 203 | 3456 | 27 | 128 | 5055 | 62 | 82 | [5 empty] | LED |  | Federally-Regulated Consumer Product | 03/06/2017 |  | 03/06/2017
Hunter Fan Co. | Hunter | 52250 | True |  | 3 | Yes | 1707 | 7 | 244 | 2584 | 16 | 162 | 4759 | 62 | 77 | [5 empty] | LED |  | Federally-Regulated Consumer Product | 03/06/2017 |  | 03/06/2017
Hunter Fan Co. | Hunter | 52251 | True |  | 3 | Yes | 1707 | 7 | 244 | 2584 | 16 | 162 | 4759 | 62 | 77 | [5 empty] | LED |  | Federally-Regulated Consumer Product | 03/06/2017 |  | 03/06/2017
Hunter Fan Co. | Hunter | 54174 | True |  | 3 | Yes | 2630 | 10 | 263 | 4440 | 28 | 159 | 7062 | 81 | 87 | [5 empty] | LED |  | Federally-Regulated Consumer Product | 03/06/2017 |  | 03/06/2017
Hunter Fan Co. | Hunter | 53353 | True |  | 3 | Yes | 2215 | 10 | 222 | 3426 | 26 | 132 | 5070 | 62 | 82 | [5 empty] | LED |  | Federally-Regulated Consumer Product | 03/06/2017 |  | 03/06/2017
Hunter Fan Co. | Hunter | 53354 | True |  | 3 | Yes | 2215 | 10 | 222 | 3426 | 26 | 132 | 5070 | 62 | 82 | [5 empty] | LED |  | Federally-Regulated Consumer Product | 03/06/2017 |  | 03/06/2017
Hunter Fan Co. | Hunter | 53355 | True |  | 3 | Yes | 1641 | 10 | 164 | 2615 | 25 | 105 | 3613 | 63 | 57 | [5 empty] | LED |  | Federally-Regulated Consumer Product | 03/06/2017 |  | 03/06/2017
Hunter Fan Co. | Hunter | 53356 | True |  | 3 | Yes | 1641 | 10 | 164 | 2615 | 25 | 105 | 3613 | 63 | 57 | [5 empty] | LED |  | Federally-Regulated Consumer Product | 03/06/2017 |  | 03/06/2017
Hunter Fan Co. | Hunter | 53358 | True |  | 3 | Yes | 2251 | 10 | 225 | 3509 | 26 | 135 | 5295 | 63 | 84 | [5 empty] | Compact Flourescent |  | Federally-Regulated Consumer Product | 03/06/2017 |  | 03/06/2017
Hunter Fan Co. | Hunter | 53359 | True |  | 3 | Yes | 2251 | 10 | 225 | 3509 | 26 | 135 | 5295 | 63 | 84 | [5 empty] | Compact Flourescent |  | Federally-Regulated Consumer Product | 03/06/2017 |  | 03/06/2017
Hunter Fan Co. | Hunter | 53360 | True |  | 3 | Yes | 2251 | 10 | 225 | 3509 | 26 | 135 | 5295 | 63 | 84 | [5 empty] | Compact Flourescent |  | Federally-Regulated Consumer Product | 03/06/2017 |  | 03/06/2017
Hunter Fan Co. | Hunter | 52232 | True |  | 3 | Yes | 1685 | 7 | 241 | 2433 | 16 | 152 | 4311 | 61 | 71 | [5 empty] | LED |  | Federally-Regulated Consumer Product | 03/06/2017 |  | 03/06/2017
Hunter Fan Co. | Hunter | 52233 | True |  | 3 | Yes | 1685 | 7 | 241 | 2433 | 16 | 152 | 4311 | 61 | 71 | [5 empty] | LED |  | Federally-Regulated Consumer Product | 03/06/2017 |  | 03/06/2017
Hunter Fan Co. | Hunter | 52254 | True |  | 3 | Yes | 1895 | 9 | 211 | 2736 | 17 | 161 | 4961 | 64 | 78 | [5 empty] | Incandescent |  | Federally-Regulated Consumer Product | 03/06/2017 |  | 03/06/2017
Hunter Fan Co. | Hunter | 52255 | True |  | 3 | Yes | 1895 | 9 | 211 | 2736 | 17 | 161 | 4961 | 64 | 78 | [5 empty] | Incandescent |  | Federally-Regulated Consumer Product | 03/06/2017 |  | 03/06/2017
Hunter Fan Co. | Hunter | 59265 | True |  | 3 | Yes | 1595 | 7 | 228 | 2414 | 15 | 161 | 4788 | 65 | 74 | [5 empty] | Compact Flourescent |  | Federally-Regulated Consumer Product | 03/06/2017 |  | 03/06/2017
Hunter Fan Co. | Hunter | 59266 | True |  | 3 | Yes | 1595 | 7 | 228 | 2414 | 15 | 161 | 4788 | 65 | 74 | [5 empty] | Compact Flourescent |  | Federally-Regulated Consumer Product | 03/06/2017 |  | 03/06/2017
Hunter Fan Co. | Hunter | 59267 | True |  | 3 | Yes | 1595 | 7 | 228 | 2414 | 15 | 161 | 4788 | 65 | 74 | [5 empty] | Compact Flourescent |  | Federally-Regulated Consumer Product | 03/06/2017 |  | 03/06/2017
Hunter Fan Co. | Hunter | 59268 | True |  | 3 | Yes | 1412 | 7 | 202 | 2188 | 16 | 137 | 3955 | 63 | 63 | [5 empty] | Compact Flourescent |  | Federally-Regulated Consumer Product | 03/06/2017 |  | 03/06/2017
Hunter Fan Co. | Hunter | 59269 | True |  | 3 | Yes | 1412 | 7 | 202 | 2188 | 16 | 137 | 3955 | 63 | 63 | [5 empty] | Compact Flourescent |  | Federally-Regulated Consumer Product | 03/06/2017 |  | 03/06/2017
Hunter Fan Co. | Hunter | 59270 | True |  | 3 | Yes | 1412 | 7 | 202 | 2188 | 16 | 137 | 3955 | 63 | 63 | [5 empty] | Compact Flourescent |  | Federally-Regulated Consumer Product | 03/06/2017 |  | 03/06/2017
Hunter Fan Co. | Hunter | 59259 | True |  | 3 | Yes | 1924 | 11 | 175 | 2917 | 25 | 117 | 4529 | 61 | 74 | [5 empty] | LED |  | Federally-Regulated Consumer Product | 03/06/2017 |  | 03/06/2017
Hunter Fan Co. | Hunter | 59260 | True |  | 3 | Yes | 1924 | 11 | 175 | 2917 | 25 | 117 | 4529 | 61 | 74 | [5 empty] | LED |  | Federally-Regulated Consumer Product | 03/06/2017 |  | 03/06/2017
Hunter Fan Co. | Hunter | 59257 | True |  | 3 | Yes | 2325 | 12 | 194 | 3603 | 27 | 133 | 5383 | 63 | 85 | [5 empty] | LED |  | Federally-Regulated Consumer Product | 03/06/2017 |  | 03/06/2017
Hunter Fan Co. | Hunter | 59258 | True |  | 3 | Yes | 2325 | 12 | 194 | 3603 | 27 | 133 | 5383 | 63 | 85 | [5 empty] | LED |  | Federally-Regulated Consumer Product | 03/06/2017 |  | 03/06/2017
Hunter Fan Co. | Hunter | 59271 | True |  | 4 | Yes | 2029 | 10 | 203 | 4309 | 44 | 98 | 5971 | 83 | 72 | [5 empty] | LED |  | Federally-Regulated Consumer Product | 03/06/2017 |  | 03/06/2017
Hunter Fan Co. | Hunter | 59226 | True |  | 4 | Yes | 2378 | 11 | 216 | 4850 | 43 | 113 | 6800 | 85 | 80 | [5 empty] | LED |  | Federally-Regulated Consumer Product | 03/06/2017 |  | 03/06/2017
Hunter Fan Co. | Hunter | 53346 | True |  | 3 | Yes | 2200 | 9 | 244 | 3470 | 24 | 145 | 5205 | 63 | 83 | [5 empty] | None |  | Federally-Regulated Consumer Product | 03/06/2017 |  | 03/06/2017
Hunter Fan Co. | Hunter | 53347 | True |  | 3 | Yes | 2200 | 9 | 244 | 3470 | 24 | 145 | 5205 | 63 | 83 | [5 empty] | None |  | Federally-Regulated Consumer Product | 03/06/2017 |  | 03/06/2017
Hunter Fan Co. | Hunter | 53348 | True |  | 3 | Yes | 2200 | 9 | 244 | 3470 | 24 | 145 | 5205 | 63 | 83 | [5 empty] | None |  | Federally-Regulated Consumer Product | 03/06/2017 |  | 03/06/2017
Hunter Fan Co. | Hunter | 53342 | True |  | 3 | Yes | 1080 | 10 | 108 | 1778 | 25 | 71 | 2586 | 61 | 42 | [5 empty] | Compact Flourescent |  | Federally-Regulated Consumer Product | 03/06/2017 |  | 03/06/2017
Hunter Fan Co. | Hunter | 53343 | True |  | 3 | Yes | 1080 | 10 | 108 | 1778 | 25 | 71 | 2586 | 61 | 42 | [5 empty] | Compact Flourescent |  | Federally-Regulated Consumer Product | 03/06/2017 |  | 03/06/2017
Hunter Fan Co. | Hunter | 53344 | True |  | 3 | Yes | 1080 | 10 | 108 | 1778 | 25 | 71 | 2586 | 61 | 42 | [5 empty] | Compact Flourescent |  | Federally-Regulated Consumer Product | 03/06/2017 |  | 03/06/2017
Hunter Fan Co. | Hunter | 59235 | True |  | 3 | Yes | 3902 | 27 | 145 | 4916 | 43 | 114 | 6696 | 82 | 82 | [5 empty] | None |  | Federally-Regulated Consumer Product | 03/06/2017 |  | 03/06/2017
Hunter Fan Co. | Hunter | 59236 | True |  | 3 | Yes | 3902 | 27 | 145 | 4916 | 43 | 114 | 6696 | 82 | 82 | [5 empty] | None |  | Federally-Regulated Consumer Product | 03/06/2017 |  | 03/06/2017
Hunter Fan Co. | Hunter | 59186 | True |  | 3 | Yes | 2392 | 9 | 266 | 3306 | 24 | 138 | 5120 | 61 | 84 | [5 empty] | Compact Flourescent |  | Federally-Regulated Consumer Product | 03/06/2017 |  | 03/06/2017
Hunter Fan Co. | Hunter | 52256 | True |  | 3 | Yes | 1057 | 7 | 151 | 1376 | 15 | 92 | 2607 | 62 | 42 | [5 empty] | LED |  | Federally-Regulated Consumer Product | 03/06/2017 |  | 03/06/2017
Hunter Fan Co. | Hunter | 52257 | True |  | 3 | Yes | 1057 | 7 | 151 | 1376 | 15 | 92 | 2607 | 62 | 42 | [5 empty] | LED |  | Federally-Regulated Consumer Product | 03/06/2017 |  | 03/06/2017
Hunter Fan Co. | Hunter | 52027 | True |  | 3 | Yes | 1341 | 8 | 168 | 2167 | 16 | 135 | 4677 | 66 | 71 | [5 empty] | LED |  | Federally-Regulated Consumer Product | 03/06/2017 |  | 03/06/2017
Hunter Fan Co. | Hunter | 52028 | True |  | 3 | Yes | 1341 | 8 | 168 | 2167 | 16 | 135 | 4677 | 66 | 71 | [5 empty] | LED |  | Federally-Regulated Consumer Product | 03/06/2017 |  | 03/06/2017
Hunter Fan Co. | Hunter | 52029 | True |  | 3 | Yes | 1341 | 8 | 168 | 2167 | 16 | 135 | 4677 | 66 | 71 | [5 empty] | LED |  | Federally-Regulated Consumer Product | 03/06/2017 |  | 03/06/2017
Hunter Fan Co. | Hunter | 59221 | True |  | 3 | Yes | 2234 | 11 | 203 | 3338 | 26 | 128 | 4910 | 63 | 78 | [5 empty] | LED |  | Federally-Regulated Consumer Product | 03/06/2017 |  | 03/06/2017
Hunter Fan Co. | Hunter | 59272 | True |  | 3 | Yes | 1412 | 7 | 202 | 2188 | 16 | 137 | 3955 | 63 | 63 | [5 empty] | Compact Flourescent |  | Federally-Regulated Consumer Product | 03/06/2017 |  | 03/06/2017
Hunter Fan Co. | Hunter | 59183 | True |  | 3 | Yes | 2414 | 11 | 219 | 3823 | 28 | 137 | 5692 | 71 | 80 | [5 empty] | LED |  | Federally-Regulated Consumer Product | 03/06/2017 |  | 03/06/2017
Hunter Fan Co. | Hunter | 59184 | True |  | 3 | Yes | 2414 | 11 | 219 | 3823 | 28 | 137 | 5692 | 71 | 80 | [5 empty] | LED |  | Federally-Regulated Consumer Product | 03/06/2017 |  | 03/06/2017
Hunter Fan Co. | Hunter | 59234 | True |  | 3 | Yes | 2257 | 12 | 188 | 3533 | 28 | 126 | 5444 | 65 | 84 | [5 empty] | LED |  | Federally-Regulated Consumer Product | 03/06/2017 |  | 03/06/2017
Hunter Fan Co. | Hunter | 52267 | True |  | 3 | Yes | 1763 | 7 | 252 | 2452 | 16 | 153 | 4793 | 64 | 75 | [5 empty] | LED |  | Federally-Regulated Consumer Product | 03/06/2017 |  | 03/06/2017
Hunter Fan Co. | Hunter | 52268 | True |  | 3 | Yes | 1763 | 7 | 252 | 2452 | 16 | 153 | 4793 | 64 | 75 | [5 empty] | LED |  | Federally-Regulated Consumer Product | 03/06/2017 |  | 03/06/2017
Hunter Fan Co. | Hunter | 52269 | True |  | 3 | Yes | 1763 | 7 | 252 | 2452 | 16 | 153 | 4793 | 64 | 75 | [5 empty] | LED |  | Federally-Regulated Consumer Product | 03/06/2017 |  | 03/06/2017
Hunter Fan Co. | Hunter | 54131 | True |  | 3 | Yes | 2551 | 9 | 283 | 4183 | 26 | 161 | 6766 | 81 | 84 | [5 empty] | LED |  | Federally-Regulated Consumer Product | 03/06/2017 |  | 03/06/2017
Hunter Fan Co. | Hunter | 53222 | True |  | 3 | Yes | 1492 | 9 | 166 | 2501 | 24 | 104 | 3642 | 64 | 57 | [5 empty] | LED |  | Federally-Regulated Consumer Product | 03/06/2017 |  | 03/06/2017
Hunter Fan Co. | Hunter | 59199 | True |  | 3 | Yes | 2392 | 9 | 266 | 3306 | 24 | 138 | 5120 | 61 | 84 | [5 empty] | LED |  | Federally-Regulated Consumer Product | 03/06/2017 |  | 03/06/2017
Hunter Fan Co. | Hunter | 59218 | True |  | 3 | Yes | 2392 | 9 | 266 | 3306 | 24 | 138 | 5120 | 61 | 84 | [5 empty] | LED |  | Federally-Regulated Consumer Product | 03/06/2017 |  | 03/06/2017
Hunter Fan Co. | Hunter | 51008 | True |  | 3 | Yes | 1006 | 8 | 126 | 1514 | 15 | 101 | 2993 | 48 | 62 | [5 empty] | LED |  | Federally-Regulated Consumer Product | 03/06/2017 |  | 03/06/2017
Hunter Fan Co. | Hunter | 59212 | True |  | 3 | Yes | 1528 | 7 | 218 | 2344 | 15 | 156 | 4432 | 60 | 74 | [5 empty] | LED |  | Federally-Regulated Consumer Product | 03/06/2017 |  | 03/06/2017
Hunter Fan Co. | Hunter | 59215 | True |  | 3 | Yes | 1528 | 7 | 218 | 2344 | 15 | 156 | 4432 | 60 | 74 | [5 empty] | LED |  | Federally-Regulated Consumer Product | 03/06/2017 |  | 03/06/2017
Hunter Fan Co. | Hunter | 53272 | True |  | 3 | Yes | 1428 | 9 | 159 | 2294 | 25 | 92 | 3488 | 62 | 56 | [5 empty] | LED |  | Federally-Regulated Consumer Product | 03/06/2017 |  | 03/06/2017
Hunter Fan Co. | Hunter | 53276 | True |  | 3 | Yes | 1428 | 9 | 159 | 2294 | 25 | 92 | 3488 | 62 | 56 | [5 empty] | LED |  | Federally-Regulated Consumer Product | 03/06/2017 |  | 03/06/2017
Hunter Fan Co. | Hunter | 53277 | True |  | 3 | Yes | 1428 | 9 | 159 | 2294 | 25 | 92 | 3488 | 62 | 56 | [5 empty] | LED |  | Federally-Regulated Consumer Product | 03/06/2017 |  | 03/06/2017
Hunter Fan Co. | Hunter | 52118 | True |  | 3 | Yes | 1543 | 7 | 220 | 2357 | 16 | 147 | 4480 | 63 | 71 | [5 empty] | LED |  | Federally-Regulated Consumer Product | 03/06/2017 |  | 03/06/2017
Hunter Fan Co. | Hunter | 52119 | True |  | 3 | Yes | 1543 | 7 | 220 | 2357 | 16 | 147 | 4480 | 63 | 71 | [5 empty] | LED |  | Federally-Regulated Consumer Product | 03/06/2017 |  | 03/06/2017
Hunter Fan Co. | Hunter | 54127 | True |  | 3 | Yes | 1742 | 9 | 194 | 3502 | 27 | 130 | 6112 | 80 | 76 | [5 empty] | LED |  | Federally-Regulated Consumer Product | 03/06/2017 |  | 03/06/2017
Hunter Fan Co. | Hunter | 52074 | True |  | 3 | Yes | 1262 | 7 | 180 | 2237 | 16 | 140 | 4564 | 64 | 71 | [5 empty] | LED |  | Federally-Regulated Consumer Product | 03/06/2017 |  | 03/06/2017
Hunter Fan Co. | Hunter | 52078 | True |  | 3 | Yes | 1262 | 7 | 180 | 2237 | 16 | 140 | 4564 | 64 | 71 | [5 empty] | LED |  | Federally-Regulated Consumer Product | 03/06/2017 |  | 03/06/2017
Hunter Fan Co. | Hunter | 52079 | True |  | 3 | Yes | 1262 | 7 | 180 | 2237 | 16 | 140 | 4564 | 64 | 71 | [5 empty] | LED |  | Federally-Regulated Consumer Product | 03/06/2017 |  | 03/06/2017
Hunter Fan Co. | Hunter | 52016 | True |  | 3 | Yes | 782 | 7 | 112 | 1881 | 17 | 111 | 3340 | 65 | 51 | [5 empty] | LED |  | Federally-Regulated Consumer Product | 03/06/2017 |  | 03/06/2017
Hunter Fan Co. | Hunter | 52018 | True |  | 3 | Yes | 782 | 7 | 112 | 1881 | 17 | 111 | 3340 | 65 | 51 | [5 empty] | LED |  | Federally-Regulated Consumer Product | 03/06/2017 |  | 03/06/2017
Hunter Fan Co. | Hunter | 52125 | True |  | 3 | Yes | 782 | 7 | 112 | 1881 | 17 | 111 | 3340 | 65 | 51 | [5 empty] | LED |  | Federally-Regulated Consumer Product | 03/06/2017 |  | 03/06/2017
Hunter Fan Co. | Hunter | 54052 | True |  | 3 | Yes | 2130 | 10 | 213 | 3553 | 28 | 127 | 5920 | 76 | 78 | [5 empty] | LED |  | Federally-Regulated Consumer Product | 03/06/2017 |  | 03/06/2017
Hunter Fan Co. | Hunter | 53037 | True |  | 3 | Yes | 1428 | 10 | 143 | 2288 | 26 | 88 | 3531 | 65 | 54 | [5 empty] | LED |  | Federally-Regulated Consumer Product | 03/06/2017 |  | 03/06/2017
Hunter Fan Co. | Casablanca | 59284 | True |  | 4 | Yes | 2214 | 11 | 201 | 4235 | 41 | 103 | 5079 | 65 | 78 | [5 empty] | LED |  | Federally-Regulated Consumer Product | 03/06/2017 |  | 03/06/2017
Hunter Fan Co. | Casablanca | 59286 | True |  | 4 | Yes | 2047 | 10 | 205 | 3936 | 40 | 98 | 4527 | 61 | 74 | [5 empty] | LED |  | Federally-Regulated Consumer Product | 03/06/2017 |  | 03/06/2017
Hunter Fan Co. | Casablanca | 59285 | True |  | 4 | Yes | 2214 | 11 | 201 | 4235 | 41 | 103 | 5079 | 65 | 78 | [5 empty] | LED |  | Federally-Regulated Consumer Product | 03/06/2017 |  | 03/06/2017
Hunter Fan Co. | Casablanca | 59287 | True |  | 4 | Yes | 2047 | 10 | 205 | 3936 | 40 | 98 | 4527 | 61 | 74 | [5 empty] | LED |  | Federally-Regulated Consumer Product | 03/06/2017 |  | 03/06/2017
Hunter Fan Co. | Hunter | 52265 | True |  | 3 | Yes | 1493 | 7 | 213 | 2414 | 15 | 161 | 4225 | 63 | 67 | [5 empty] | Compact Flourescent |  | Federally-Regulated Consumer Product | 03/06/2017 |  | 03/06/2017
Hunter Fan Co. | Hunter | 52266 | True |  | 3 | Yes | 1493 | 7 | 213 | 2414 | 15 | 161 | 4225 | 63 | 67 | [5 empty] | Compact Flourescent |  | Federally-Regulated Consumer Product | 03/06/2017 |  | 03/06/2017
Hunter Fan Co. | Hunter | 59280 | True |  | 3 | Yes | 1761 | 11 | 160 | 3823 | 28 | 137 | 5687 | 84 | 68 | [5 empty] | LED |  | Federally-Regulated Consumer Product | 03/06/2017 |  | 03/06/2017
Hunter Fan Co. | Hunter | 52271 | True |  | 3 | Yes | 1585 | 7 | 226 | 2912 | 25 | 116 | 4507 | 65 | 69 | [5 empty] | Incandescent |  | Federally-Regulated Consumer Product | 03/06/2017 |  | 03/06/2017
Hunter Fan Co. | Hunter | 52272 | True |  | 3 | Yes | 1585 | 7 | 226 | 2912 | 25 | 116 | 4507 | 65 | 69 | [5 empty] | Incandescent |  | Federally-Regulated Consumer Product | 03/06/2017 |  | 03/06/2017
Hunter Fan Co. | Hunter | 52273 | True |  | 3 | Yes | 1585 | 7 | 226 | 2912 | 25 | 116 | 4507 | 65 | 69 | [5 empty] | Incandescent |  | Federally-Regulated Consumer Product | 03/06/2017 |  | 03/06/2017
Hunter Fan Co. | Hunter | 52274 | True |  | 3 | Yes | 1550 | 7 | 221 | 3252 | 27 | 120 | 4464 | 64 | 70 | [5 empty] | Incandescent |  | Federally-Regulated Consumer Product | 03/06/2017 |  | 03/06/2017
Hunter Fan Co. | Hunter | 52275 | True |  | 3 | Yes | 1550 | 7 | 221 | 3252 | 27 | 120 | 4464 | 64 | 70 | [5 empty] | Incandescent |  | Federally-Regulated Consumer Product | 03/06/2017 |  | 03/06/2017
Hunter Fan Co. | Hunter | 52276 | True |  | 3 | Yes | 1550 | 7 | 221 | 3252 | 27 | 120 | 4464 | 64 | 70 | [5 empty] | Incandescent |  | Federally-Regulated Consumer Product | 03/06/2017 |  | 03/06/2017
Hunter Fan Co. | Hunter Fan Co. | 28486 |  |  |  |  | 1765 | 162 | 11 | 3439 | 117 | 29 | 7354 | 73 | 101 | [5 empty] | None |  | Non Federally-Regulated | 03/06/2017 |  | 03/06/2017
Hunter Fan Co. | Hunter Fan Co. | 27298 |  |  |  |  | 1671 | 11 | 152 | 3648 | 33 | 111 | 6541 | 78 | 84 | [5 empty] | Incandescent |  | Non Federally-Regulated | 03/06/2017 |  | 03/06/2017
Hunter Fan Co. | Casablanca | 55002 | True |  | 4 | Yes | 1471 | 5 | 294 | 4866 | 43 | 113 | 6871 | 85 | 81 | [5 empty] | None |  | Federally-Regulated Consumer Product | 03/06/2017 |  | 03/06/2017
Hunter Fan Co. | Hunter Fan Co. | 22564 |  |  |  |  | 1803 | 192 | 9 | 3837 | 127 | 30 | 6379 | 86 | 74 | [5 empty] | Incandescent |  | Non Federally-Regulated | 03/06/2017 |  | 03/06/2017
Hunter Fan Co. | Hunter | 53024 | True |  | 3 | Yes | 2011 | 10 | 201 | 3341 | 28 | 119 | 5124 | 67 | 76 | [5 empty] | Incandescent |  | Federally-Regulated Consumer Product | 03/06/2017 |  | 03/06/2017
Hunter Fan Co. | Casablanca | C31U11B | True |  | 6 | Yes | 2696 | 6 | 449 | 7087 | 31 | 229 | 4787 | 12 | 399 | [5 empty] | None |  | Federally-Regulated Consumer Product | 03/06/2017 |  | 03/06/2017
Hunter Fan Co. | Casablanca | 54001 | True |  | 4 | Yes | 1510 | 5 | 302 | 4278 | 39 | 110 | 6125 | 78 | 79 | [5 empty] | None |  | Federally-Regulated Consumer Product | 03/06/2017 |  | 03/06/2017
Hunter Fan Co. | Hunter Fan Co. | 28481 |  |  |  |  | 1310 | 172 | 8 | 3264 | 111 | 29 | 6466 | 68 | 95 | [5 empty] | Incandescent |  | Non Federally-Regulated | 03/06/2017 |  | 03/06/2017
Hunter Fan Co. | Hunter Fan Co. | 28078 |  |  |  |  | 1240 | 128 | 10 | 2636 | 95 | 28 | 4512 | 65 | 69 | [5 empty] | Incandescent |  | Non Federally-Regulated | 03/06/2017 |  | 03/06/2017
Hunter Fan Co. | Hunter | 53119 | True |  | 3 | Yes | 1593 | 10 | 159 | 2631 | 26 | 101 | 4072 | 64 | 64 | [5 empty] | None |  | Federally-Regulated Consumer Product | 03/06/2017 |  | 03/06/2017
Hunter Fan Co. | Hunter | 23871 | True |  | 3 | Yes | 1000 | 9 | 111 | 1400 | 18 | 78 | 2900 | 51 | 57 | [5 empty] | None |  | Federally-Regulated Consumer Product | 03/06/2017 |  | 03/06/2017
Hunter Fan Co. | Hunter | 53103 | True |  | 3 | Yes | 2006 | 10 | 201 | 3204 | 26 | 123 | 5014 | 64 | 78 | [5 empty] | None |  | Federally-Regulated Consumer Product | 03/06/2017 |  | 03/06/2017
Hunter Fan Co. | Hunter Fan Co. | 26490 |  |  |  |  | 1350 | 147 | 9 | 3225 | 100 | 32 | 5805 | 76 | 76 | [5 empty] | None |  | Non Federally-Regulated | 03/06/2017 |  | 03/06/2017
Hunter Fan Co. | Hunter | 55045 | True |  | 4 | Yes | 4660 | 24 | 194 | 6445 | 46 | 140 | 8467 | 87 | 97 | [5 empty] | Compact Flourescent |  | Federally-Regulated Consumer Product | 03/06/2017 |  | 03/06/2017
Hunter Fan Co. | Hunter Fan Co. | 28461 |  |  |  |  | 1531 | 152 | 10 | 2624 | 96 | 27 | 5148 | 75 | 69 | [5 empty] | Incandescent |  | Non Federally-Regulated | 03/06/2017 |  | 03/06/2017
Hunter Fan Co. | Hunter Fan Co. | 28180 |  |  |  |  | 1329 | 8 | 166 | 3924 | 33 | 119 | 6126 | 80 | 77 | [5 empty] | None |  | Non Federally-Regulated | 03/06/2017 |  | 03/06/2017
Hunter Fan Co. | Hunter | 54014 | True |  | 3 | Yes | 2093 | 12 | 174 | 3318 | 29 | 114 | 5727 | 81 | 71 | [5 empty] | Compact Flourescent |  | Federally-Regulated Consumer Product | 03/06/2017 |  | 03/06/2017
Hunter Fan Co. | Hunter Fan Co. | 28145 |  |  |  |  | 1318 | 7 | 188 | 3415 | 31 | 110 | 6751 | 111 | 61 | [5 empty] | None |  | Non Federally-Regulated | 03/06/2017 |  | 03/06/2017
Hunter Fan Co. | Hunter Fan Co. | 21220 |  |  |  |  | 1566 | 9 | 174 | 2989 | 26 | 115 | 5203 | 69 | 75 | [5 empty] | Incandescent |  | Non Federally-Regulated | 03/06/2017 |  | 03/06/2017
Hunter Fan Co. | Casablanca | 54039 | True |  | 4 | Yes | 2070 | 12 | 173 | 4710 | 47 | 100 | 6504 | 85 | 77 | [5 empty] | Incandescent |  | Federally-Regulated Consumer Product | 03/06/2017 |  | 03/06/2017
Hunter Fan Co. | Casablanca | 59537 | True |  | 4 | Yes | 2205 | 11 | 200 | 5106 | 52 | 98 | 6679 | 87 | 77 | [5 empty] | Compact Flourescent |  | Federally-Regulated Consumer Product | 03/06/2017 |  | 03/06/2017
Hunter Fan Co. | Casablanca | C35G11L | True |  | 3 | Yes | 2549 | 31 | 82 | 3915 | 73 | 54 | 3224 | 46 | 70 | [5 empty] | Other |  | Federally-Regulated Consumer Product | 03/06/2017 |  | 03/06/2017
Hunter Fan Co. | Hunter Fan Co. | 23486 |  |  |  |  | 1212 | 7 | 173 | 3465 | 28 | 124 | 7043 | 108 | 65 | [5 empty] | Incandescent |  | Non Federally-Regulated | 03/06/2017 |  | 03/06/2017
Hunter Fan Co. | Hunter | 51026 | True |  | 3 | Yes | 1216 | 8 | 152 | 1887 | 16 | 118 | 3472 | 57 | 61 | [5 empty] | Incandescent |  | Federally-Regulated Consumer Product | 03/06/2017 |  | 03/06/2017
Hunter Fan Co. | Hunter | 53125 | True |  | 3 | Yes | 2254 | 10 | 225 | 3516 | 26 | 135 | 5671 | 66 | 86 | [5 empty] | None |  | Federally-Regulated Consumer Product | 03/06/2017 |  | 03/06/2017
Hunter Fan Co. | Hunter | 28418 | True |  | 3 | Yes | 1626 | 9 | 181 | 3053 | 27 | 113 | 5251 | 66 | 80 | [5 empty] | None |  | Federally-Regulated Consumer Product | 03/06/2017 |  | 03/06/2017
Hunter Fan Co. | Hunter | 28792A | True |  | 3 | Yes | 2097 | 10 | 210 | 3870 | 32 | 121 | 5675 | 73 | 78 | [5 empty] | Incandescent |  | Federally-Regulated Consumer Product | 03/06/2017 |  | 03/06/2017
Hunter Fan Co. | Casablanca | 54025 | True |  | 4 | Yes | 1319 | 5 | 264 | 4214 | 39 | 108 | 6129 | 81 | 76 | [5 empty] | Incandescent |  | Federally-Regulated Consumer Product | 03/06/2017 |  | 03/06/2017
Hunter Fan Co. | Hunter Fan Co. | 28152 |  |  |  |  | 1374 | 7 | 196 | 3563 | 33 | 108 | 7464 | 108 | 69 | [5 empty] | None |  | Non Federally-Regulated | 03/06/2017 |  | 03/06/2017
Hunter Fan Co. | Hunter | 53085 | True |  | 3 | Yes | 1808 | 10 | 181 | 3157 | 25 | 126 | 5006 | 66 | 76 | [5 empty] | Incandescent |  | Federally-Regulated Consumer Product | 03/06/2017 |  | 03/06/2017
Hunter Fan Co. | Hunter | 59141 | True |  | 3 | Yes | 1179 | 12 | 98 | 1940 | 27 | 72 | 5133 | 65 | 79 | [5 empty] | Compact Flourescent |  | Federally-Regulated Consumer Product | 03/06/2017 |  | 03/06/2017
Hunter Fan Co. | Hunter Fan Co. | 28402 |  |  |  |  | 1262 | 10 | 126 | 3374 | 36 | 94 | 5704 | 85 | 67 | [5 empty] | None |  | Non Federally-Regulated | 03/06/2017 |  | 03/06/2017
Hunter Fan Co. | Casablanca | 59110 | True |  | 4 | Yes | 1902 | 11 | 173 | 4933 | 50 | 99 | 6468 | 85 | 76 | [5 empty] | LED |  | Federally-Regulated Consumer Product | 03/06/2017 |  | 03/06/2017
Hunter Fan Co. | Hunter Fan Co. | 28468 |  |  |  |  | 1677 | 178 | 9 | 3519 | 114 | 31 | 6499 | 78 | 83 | [5 empty] | None |  | Non Federally-Regulated | 03/06/2017 |  | 03/06/2017
Hunter Fan Co. | Casablanca | C38U73K | True |  | 4 | Yes | 3616 | 28 | 129 | 5878 | 75 | 78 | 4667 | 48 | 97 | [5 empty] | None |  | Federally-Regulated Consumer Product | 03/06/2017 |  | 03/06/2017
Hunter Fan Co. | Casablanca | 53187 | True |  | 4 | Yes | 2111 | 21 | 101 | 2680 | 34 | 79 | 3375 | 61 | 55 | [5 empty] | Compact Flourescent |  | Federally-Regulated Consumer Product | 03/06/2017 |  | 03/06/2017
Hunter Fan Co. | Casablanca | 47846D | True |  | 3 | Yes | 2042 | 9 | 227 | 7126 | 82 | 87 | 3902 | 30 | 130 | [5 empty] | None |  | Federally-Regulated Consumer Product | 03/06/2017 |  | 03/06/2017
Hunter Fan Co. | Hunter Fan Co. | 20516 |  |  |  |  | 1731 | 9 | 192 | 3556 | 29 | 123 | 5256 | 63 | 83 | [5 empty] | None |  | Non Federally-Regulated | 03/06/2017 |  | 03/06/2017
Hunter Fan Co. | Hunter Fan Co. | 20775 |  |  |  |  | 1403 | 139 | 10 | 2817 | 109 | 26 | 4696 | 75 | 63 | [5 empty] | Incandescent |  | Non Federally-Regulated | 03/06/2017 |  | 03/06/2017
Hunter Fan Co. | Hunter Fan Co. | 23862 |  |  |  |  | 1683 | 11 | 153 | 3143 | 31 | 101 | 6274 | 88 | 71 | [5 empty] | None |  | Non Federally-Regulated | 03/06/2017 |  | 03/06/2017
Hunter Fan Co. | Hunter | 28713 | True |  | 3 | Yes | 1653 | 9 | 184 | 2464 | 19 | 130 | 4137 | 55 | 75 | [5 empty] | None |  | Federally-Regulated Consumer Product | 03/06/2017 |  | 03/06/2017
Hunter Fan Co. | Casablanca | 59095 | True |  | 4 | Yes | 1281 | 9 | 142 | 3835 | 41 | 94 | 6179 | 111 | 56 | [5 empty] | None |  | Federally-Regulated Consumer Product | 03/06/2017 |  | 03/06/2017
Hunter Fan Co. | Hunter Fan Co. | 22282 |  |  |  |  | 2633 | 131 | 20 | 4619 | 113 | 41 | 7097 | 88 | 81 | [5 empty] | None |  | Non Federally-Regulated | 03/06/2017 |  | 03/06/2017
Hunter Fan Co. | Hunter | 20806 | True |  | 3 | Yes | 1500 | 9 | 167 | 2900 | 26 | 112 | 5000 | 66 | 76 | [5 empty] | None |  | Federally-Regulated Consumer Product | 03/06/2017 |  | 03/06/2017
Hunter Fan Co. | Casablanca | 6622G | True |  | 4 | Yes | 1236 | 5 | 247 | 6398 | 85 | 75 | 4555 | 46 | 99 | [5 empty] | None |  | Federally-Regulated Consumer Product | 03/06/2017 |  | 03/06/2017
Hunter Fan Co. | Casablanca | 55060 | True |  | 4 | Yes | 2028 | 11 | 184 | 4682 | 50 | 94 | 6393 | 89 | 72 | [5 empty] | Compact Flourescent |  | Federally-Regulated Consumer Product | 03/06/2017 |  | 03/06/2017
Hunter Fan Co. | Hunter | 52001 | True |  | 3 | Yes | 1546 | 7 | 221 | 2310 | 17 | 136 | 4627 | 63 | 73 | [5 empty] | Compact Flourescent |  | Federally-Regulated Consumer Product | 03/06/2017 |  | 03/06/2017
Hunter Fan Co. | Casablanca | C17G97Z | True |  | 6 | Yes | 1488 | 8 | 186 | 6885 | 120 | 57 | 4059 | 39 | 104 | [5 empty] | Other |  | Federally-Regulated Consumer Product | 03/06/2017 |  | 03/06/2017
Hunter Fan Co. | Hunter Fan Co. | 21400 |  |  |  |  | 1407 | 9 | 156 | 3980 | 33 | 121 | 6558 | 82 | 80 | [5 empty] | None |  | Non Federally-Regulated | 03/06/2017 |  | 03/06/2017
Hunter Fan Co. | Hunter | 20494 | True |  | 3 | Yes | 1664 | 11 | 151 | 2785 | 30 | 93 | 6236 | 84 | 74 | [5 empty] | Incandescent |  | Federally-Regulated Consumer Product | 03/06/2017 |  | 03/06/2017
Hunter Fan Co. | Casablanca | 6632G | True |  | 4 | Yes | 1236 | 5 | 247 | 6398 | 85 | 75 | 4555 | 46 | 99 | [5 empty] | None |  | Federally-Regulated Consumer Product | 03/06/2017 |  | 03/06/2017
Hunter Fan Co. | Hunter Fan Co. | 20531 |  |  |  |  | 1439 | 9 | 160 | 2757 | 25 | 110 | 4861 | 64 | 76 | [5 empty] | Incandescent |  | Non Federally-Regulated | 03/06/2017 |  | 03/06/2017
Hunter Fan Co. | Hunter | 23249 | True |  | 3 | Yes | 1620 | 8 | 203 | 3701 | 31 | 119 | 6963 | 91 | 77 | [5 empty] | None |  | Federally-Regulated Consumer Product | 03/06/2017 |  | 03/06/2017
Hunter Fan Co. | Hunter | 21215 | True |  | 3 | Yes | 1157 | 12 | 96 | 3208 | 34 | 94 | 5439 | 74 | 74 | [5 empty] | None |  | Federally-Regulated Consumer Product | 03/06/2017 |  | 03/06/2017
Hunter Fan Co. | Hunter | 23863 | True |  | 3 | Yes | 2696 | 18 | 150 | 4164 | 39 | 107 | 6644 | 86 | 77 | [5 empty] | None |  | Federally-Regulated Consumer Product | 03/06/2017 |  | 03/06/2017
Hunter Fan Co. | Casablanca | 72U11D | True |  | 3 | Yes | 1363 | 10 | 136 | 5100 | 80 | 64 | 3090 | 27 | 114 | [5 empty] | None |  | Federally-Regulated Consumer Product | 03/06/2017 |  | 03/06/2017
Hunter Fan Co. | Hunter | 52033 | True |  | 3 | Yes | 1436 | 7 | 205 | 2178 | 16 | 136 | 4557 | 66 | 69 | [5 empty] | None |  | Federally-Regulated Consumer Product | 03/06/2017 |  | 03/06/2017
Hunter Fan Co. | Casablanca | 6644G | True |  | 4 | Yes | 1236 | 5 | 247 | 6398 | 85 | 75 | 4555 | 46 | 99 | [5 empty] | None |  | Federally-Regulated Consumer Product | 03/06/2017 |  | 03/06/2017
Hunter Fan Co. | Casablanca | 54002 | True |  | 4 | Yes | 1510 | 5 | 302 | 4278 | 39 | 110 | 6125 | 78 | 79 | [5 empty] | None |  | Federally-Regulated Consumer Product | 03/06/2017 |  | 03/06/2017
Hunter Fan Co. | Hunter | 53161 | True |  | 3 | Yes | 1760 | 10 | 176 | 3073 | 25 | 123 | 5132 | 65 | 79 | [5 empty] | Incandescent |  | Federally-Regulated Consumer Product | 03/06/2017 |  | 03/06/2017
Hunter Fan Co. | Hunter | 28789 | True |  | 3 | Yes | 2122 | 9 | 236 | 4285 | 30 | 143 | 7429 | 84 | 88 | [5 empty] | Incandescent |  | Federally-Regulated Consumer Product | 03/06/2017 |  | 03/06/2017
Hunter Fan Co. | Hunter Fan Co. | 22285 |  |  |  |  | 1683 | 11 | 153 | 3143 | 31 | 101 | 6274 | 88 | 71 | [5 empty] | None |  | Non Federally-Regulated | 03/06/2017 |  | 03/06/2017
Hunter Fan Co. | Hunter Fan Co. | 24132 |  |  |  |  | 1430 | 7 | 204 | 4346 | 42 | 103 | 5836 | 70 | 83 | [5 empty] | None |  | Non Federally-Regulated | 03/06/2017 |  | 03/06/2017
Hunter Fan Co. | Hunter | 53097 | True |  | 3 | Yes | 1918 | 10 | 192 | 3235 | 26 | 124 | 4950 | 63 | 79 | [5 empty] | Incandescent |  | Federally-Regulated Consumer Product | 03/06/2017 |  | 03/06/2017
Hunter Fan Co. | Casablanca | C42G45L | True |  | 3 | Yes | 3789 | 29 | 131 | 6838 | 91 | 75 | 4909 | 49 | 100 | [5 empty] | Compact Flourescent |  | Federally-Regulated Consumer Product | 03/06/2017 |  | 03/06/2017
Hunter Fan Co. | Casablanca | 3832Z | True |  | 6 | Yes | 1410 | 42 | 34 | 7174 | 119 | 60 | 3942 | 74 | 53 | [5 empty] | None |  | Federally-Regulated Consumer Product | 03/06/2017 |  | 03/06/2017
Hunter Fan Co. | Hunter | 21978 | True |  | 3 | Yes | 1803 | 9 | 200 | 3837 | 30 | 128 | 6379 | 74 | 86 | [5 empty] | Incandescent |  | Federally-Regulated Consumer Product | 03/06/2017 |  | 03/06/2017
Hunter Fan Co. | Casablanca | C42G546L | True |  | 4 | Yes | 3789 | 29 | 131 | 6838 | 91 | 75 | 4909 | 49 | 100 | [5 empty] | Compact Flourescent |  | Federally-Regulated Consumer Product | 03/06/2017 |  | 03/06/2017
Hunter Fan Co. | Hunter Fan Co. | 28540 |  |  |  |  | 2508 | 155 | 16 | 4120 | 106 | 39 | 6607 | 79 | 84 | [5 empty] | None |  | Non Federally-Regulated | 03/06/2017 |  | 03/06/2017
Hunter Fan Co. | Casablanca | 54083 | True |  | 4 | Yes | 4020 | 22 | 183 | 5148 | 40 | 129 | 7157 | 80 | 89 | [5 empty] | None |  | Federally-Regulated Consumer Product | 03/06/2017 |  | 03/06/2017
Hunter Fan Co. | Hunter | 52037 | True |  | 3 | Yes | 1126 | 7 | 161 | 1877 | 16 | 117 | 4001 | 65 | 62 | [5 empty] | Incandescent |  | Federally-Regulated Consumer Product | 03/06/2017 |  | 03/06/2017
Hunter Fan Co. | Hunter Fan Co. | 18865 |  |  |  |  | 1828 | 183 | 10 | 3945 | 125 | 32 | 6422 | 84 | 76 | [5 empty] | None |  | Non Federally-Regulated | 03/06/2017 |  | 03/06/2017
Hunter Fan Co. | Hunter Fan Co. | 20761 |  |  |  |  | 1591 | 8 | 199 | 2846 | 27 | 105 | 5148 | 66 | 78 | [5 empty] | Incandescent |  | Non Federally-Regulated | 03/06/2017 |  | 03/06/2017
Hunter Fan Co. | Hunter | 23253 | True |  | 3 | Yes | 1620 | 8 | 203 | 3701 | 31 | 119 | 6963 | 91 | 77 | [5 empty] | None |  | Federally-Regulated Consumer Product | 03/06/2017 |  | 03/06/2017
Hunter Fan Co. | Hunter | 53031 | True |  | 3 | Yes | 1591 | 9 | 177 | 2624 | 24 | 109 | 4478 | 75 | 60 | [5 empty] | Incandescent |  | Federally-Regulated Consumer Product | 03/06/2017 |  | 03/06/2017
Hunter Fan Co. | Casablanca | C20G624F | True |  | 3 | Yes | 2494 | 18 | 139 | 8021 | 100 | 80 | 3976 | 37 | 107 | [5 empty] | Other |  | Federally-Regulated Consumer Product | 03/06/2017 |  | 03/06/2017
Hunter Fan Co. | Hunter | 53243 | True |  | 3 | Yes | 1930 | 10 | 193 | 3252 | 27 | 120 | 5049 | 66 | 77 | [5 empty] | Incandescent |  | Federally-Regulated Consumer Product | 03/06/2017 |  | 03/06/2017
Hunter Fan Co. | Hunter Fan Co. | 22552 |  |  |  |  | 1577 | 158 | 10 | 3014 | 109 | 28 | 4783 | 72 | 66 | [5 empty] | Incandescent |  | Non Federally-Regulated | 03/06/2017 |  | 03/06/2017
Hunter Fan Co. | Hunter | 53218 | True |  | 3 | Yes | 1933 | 10 | 193 | 3195 | 26 | 121 | 5057 | 65 | 78 | [5 empty] | Incandescent |  | Federally-Regulated Consumer Product | 03/06/2017 |  | 03/06/2017
Hunter Fan Co. | Hunter | 20400 | True |  | 3 | Yes | 1200 | 8 | 150 | 2600 | 23 | 113 | 4600 | 62 | 74 | [5 empty] | None |  | Federally-Regulated Consumer Product | 03/06/2017 |  | 03/06/2017
Hunter Fan Co. | Hunter Fan Co. | 28451 |  |  |  |  | 1543 | 9 | 171 | 3361 | 30 | 112 | 6003 | 80 | 75 | [5 empty] | None |  | Non Federally-Regulated | 03/06/2017 |  | 03/06/2017
Hunter Fan Co. | Hunter | 52005 | True |  | 3 | Yes | 1341 | 8 | 168 | 2167 | 16 | 135 | 4677 | 66 | 71 | [5 empty] | Compact Flourescent |  | Federally-Regulated Consumer Product | 03/06/2017 |  | 03/06/2017
Hunter Fan Co. | Hunter Fan Co. | 26418 |  |  |  |  | 1497 | 150 | 10 | 2835 | 134 | 21 | 5012 | 84 | 60 | [5 empty] | Incandescent |  | Non Federally-Regulated | 03/06/2017 |  | 03/06/2017
Hunter Fan Co. | Hunter Fan Co. | 28458 |  |  |  |  | 1543 | 9 | 171 | 3361 | 30 | 112 | 6003 | 80 | 75 | [5 empty] | None |  | Non Federally-Regulated | 03/06/2017 |  | 03/06/2017
Hunter Fan Co. | Hunter | 52013 | True |  | 3 | Yes | 1317 | 7 | 188 | 2072 | 16 | 130 | 4149 | 64 | 65 | [5 empty] | None |  | Federally-Regulated Consumer Product | 03/06/2017 |  | 03/06/2017
Hunter Fan Co. | Casablanca | 93011M | True |  | 4 | Yes | 1786 | 10 | 179 | 7440 | 86 | 87 | 3763 | 30 | 125 | [5 empty] | Other |  | Federally-Regulated Consumer Product | 03/06/2017 |  | 03/06/2017
Hunter Fan Co. | Hunter Fan Co. | 28875 |  |  |  |  | 1658 | 9 | 184 | 3702 | 30 | 123 | 6936 | 88 | 79 | [5 empty] | Other |  | Non Federally-Regulated | 03/06/2017 |  | 03/06/2017
Hunter Fan Co. | Hunter | 51066 | True |  | 3 | Yes | 1227 | 7 | 175 | 1757 | 15 | 117 | 3041 | 50 | 61 | [5 empty] | Compact Flourescent |  | Federally-Regulated Consumer Product | 03/06/2017 |  | 03/06/2017
Hunter Fan Co. | Hunter | 21325 | True |  | 3 | Yes | 1950 | 9 | 217 | 4572 | 30 | 152 | 8480 | 88 | 96 | [5 empty] | Compact Flourescent |  | Federally-Regulated Consumer Product | 03/06/2017 |  | 03/06/2017
Hunter Fan Co. | Hunter Fan Co. | 24131 |  |  |  |  | 1430 | 7 | 204 | 4346 | 42 | 103 | 5836 | 70 | 83 | [5 empty] | None |  | Non Federally-Regulated | 03/06/2017 |  | 03/06/2017
Hunter Fan Co. | Hunter Fan Co. | 27542 |  |  |  |  | 1309 | 10 | 131 | 2796 | 29 | 96 | 4800 | 71 | 68 | [5 empty] | Incandescent |  | Non Federally-Regulated | 03/06/2017 |  | 03/06/2017
Hunter Fan Co. | Hunter | 53026 | True |  | 3 | Yes | 1995 | 9 | 222 | 3249 | 24 | 135 | 5346 | 66 | 81 | [5 empty] | Incandescent |  | Federally-Regulated Consumer Product | 03/06/2017 |  | 03/06/2017
Hunter Fan Co. | Hunter Fan Co. | 23547 |  |  |  |  | 1431 | 9 | 159 | 2979 | 27 | 110 | 5289 | 75 | 71 | [5 empty] | Compact Flourescent |  | Non Federally-Regulated | 03/06/2017 |  | 03/06/2017
Hunter Fan Co. | Hunter Fan Co. | 28417 |  |  |  |  | 1626 | 9 | 181 | 3053 | 27 | 113 | 5251 | 66 | 80 | [5 empty] | None |  | Non Federally-Regulated | 03/06/2017 |  | 03/06/2017
Hunter Fan Co. | Hunter Fan Co. | 23980 |  |  |  |  | 1415 | 9 | 157 | 3461 | 30 | 115 | 6419 | 83 | 77 | [5 empty] | None |  | Non Federally-Regulated | 03/06/2017 |  | 03/06/2017
Hunter Fan Co. | Hunter Fan Co. | 28454 |  |  |  |  | 1543 | 9 | 171 | 3361 | 30 | 112 | 6003 | 80 | 75 | [5 empty] | None |  | Non Federally-Regulated | 03/06/2017 |  | 03/06/2017
Hunter Fan Co. | Casablanca | 93068M | True |  | 3 | Yes | 1786 | 10 | 179 | 7440 | 86 | 87 | 3763 | 30 | 125 | [5 empty] | Other |  | Federally-Regulated Consumer Product | 03/06/2017 |  | 03/06/2017
Hunter Fan Co. | Casablanca | 82U45D | True |  | 3 | Yes | 1363 | 10 | 136 | 5100 | 80 | 64 | 3090 | 27 | 114 | [5 empty] | None |  | Federally-Regulated Consumer Product | 03/06/2017 |  | 03/06/2017
Hunter Fan Co. | Casablanca | 55051 | True |  | 4 | Yes | 1987 | 11 | 181 | 4686 | 49 | 96 | 6192 | 88 | 70 | [5 empty] | Incandescent |  | Federally-Regulated Consumer Product | 03/06/2017 |  | 03/06/2017
Hunter Fan Co. | Hunter Fan Co. | 23797 |  |  |  |  | 1445 | 7 | 206 | 3300 | 30 | 110 | 6403 | 95 | 67 | [5 empty] | Incandescent |  | Non Federally-Regulated | 03/06/2017 |  | 03/06/2017
Hunter Fan Co. | Hunter Fan Co. | 23290 |  |  |  |  | 1512 | 9 | 168 | 3362 | 28 | 120 | 6552 | 85 | 77 | [5 empty] | Incandescent |  | Non Federally-Regulated | 03/06/2017 |  | 03/06/2017
Hunter Fan Co. | Hunter | 28712 | True |  | 3 | Yes | 1653 | 9 | 184 | 2464 | 19 | 130 | 4137 | 55 | 75 | [5 empty] | None |  | Federally-Regulated Consumer Product | 03/06/2017 |  | 03/06/2017
Hunter Fan Co. | Hunter Fan Co. | 18870 |  |  |  |  | 1883 | 10 | 188 | 3898 | 31 | 126 | 6270 | 76 | 83 | [5 empty] | None |  | Non Federally-Regulated | 03/06/2017 |  | 03/06/2017
Hunter Fan Co. | Hunter Fan Co. | 23801 |  |  |  |  | 1577 | 175 | 9 | 2892 | 117 | 25 | 4983 | 70 | 71 | [5 empty] | Incandescent |  | Non Federally-Regulated | 03/06/2017 |  | 03/06/2017
Hunter Fan Co. | Hunter | 21101 | True |  | 3 | Yes | 1736 | 11 | 158 | 2954 | 30 | 98 | 4439 | 60 | 74 | [5 empty] | Incandescent |  | Federally-Regulated Consumer Product | 03/06/2017 |  | 03/06/2017
Hunter Fan Co. | Hunter Fan Co. | 28466 |  |  |  |  | 1677 | 178 | 9 | 3519 | 114 | 31 | 6499 | 78 | 83 | [5 empty] | None |  | Non Federally-Regulated | 03/06/2017 |  | 03/06/2017
Hunter Fan Co. | Hunter | 52008 | True |  | 3 | Yes | 1341 | 8 | 168 | 2167 | 16 | 135 | 4677 | 66 | 71 | [5 empty] | Compact Flourescent |  | Federally-Regulated Consumer Product | 03/06/2017 |  | 03/06/2017
Hunter Fan Co. | Casablanca | 54029 | True |  | 4 | Yes | 1488 | 5 | 298 | 4415 | 39 | 113 | 6496 | 83 | 78 | [5 empty] | None |  | Federally-Regulated Consumer Product | 03/06/2017 |  | 03/06/2017
Hunter Fan Co. | Casablanca | C45G45B | True |  | 6 | Yes | 2022 | 11 | 184 | 6553 | 30 | 218 | 4205 | 30 | 140 | [5 empty] | Other |  | Federally-Regulated Consumer Product | 03/06/2017 |  | 03/06/2017
Hunter Fan Co. | Casablanca | C5S63T | True |  | 6 | Yes | 1522 | 10 | 152 | 6059 | 108 | 56 | 3897 | 42 | 93 | [5 empty] | None |  | Federally-Regulated Consumer Product | 03/06/2017 |  | 03/06/2017
Hunter Fan Co. | Hunter | 53051 | True |  | 3 | Yes | 2049 | 10 | 205 | 3276 | 26 | 126 | 5159 | 67 | 77 | [5 empty] | Incandescent |  | Federally-Regulated Consumer Product | 03/06/2017 |  | 03/06/2017
Hunter Fan Co. | Hunter | 51011 | True |  | 3 | Yes | 1110 | 8 | 139 | 1692 | 16 | 106 | 3369 | 57 | 59 | [5 empty] | Incandescent |  | Federally-Regulated Consumer Product | 03/06/2017 |  | 03/06/2017
Hunter Fan Co. | Hunter Fan Co. | 28418 |  |  |  |  | 1626 | 9 | 181 | 3053 | 27 | 113 | 5251 | 66 | 80 | [5 empty] | None |  | Non Federally-Regulated | 03/06/2017 |  | 03/06/2017
Hunter Fan Co. | Hunter Fan Co. | 25903 |  |  |  |  | 1249 | 156 | 8 | 3142 | 105 | 30 | 6088 | 67 | 91 | [5 empty] | Incandescent |  | Non Federally-Regulated | 03/06/2017 |  | 03/06/2017
Hunter Fan Co. | Hunter | 20182 | True |  | 3 | Yes | 1403 | 9 | 156 | 2817 | 26 | 108 | 4696 | 62 | 76 | [5 empty] | Incandescent |  | Federally-Regulated Consumer Product | 03/06/2017 |  | 03/06/2017
Hunter Fan Co. | Hunter | 20177 | True |  | 3 | Yes | 1413 | 10 | 141 | 2775 | 27 | 103 | 4748 | 68 | 70 | [5 empty] | Incandescent |  | Federally-Regulated Consumer Product | 03/06/2017 |  | 03/06/2017
Hunter Fan Co. | Hunter | 28787A | True |  | 3 | Yes | 1629 | 11 | 148 | 3422 | 36 | 95 | 5077 | 75 | 68 | [5 empty] | Incandescent |  | Federally-Regulated Consumer Product | 03/06/2017 |  | 03/06/2017
Hunter Fan Co. | Casablanca | C31U97Z | True |  | 6 | Yes | 871 | 8 | 109 | 6494 | 115 | 56 | 3520 | 39 | 90 | [5 empty] | None |  | Federally-Regulated Consumer Product | 03/06/2017 |  | 03/06/2017
Hunter Fan Co. | Hunter | 21201 | True |  | 3 | Yes | 1373 | 11 | 125 | 2796 | 29 | 96 | 4663 | 59 | 79 | [5 empty] | None |  | Federally-Regulated Consumer Product | 03/06/2017 |  | 03/06/2017
Hunter Fan Co. | Hunter Fan Co. | 24926 |  |  |  |  | 1731 | 9 | 192 | 3556 | 29 | 123 | 5256 | 63 | 83 | [5 empty] | None |  | Non Federally-Regulated | 03/06/2017 |  | 03/06/2017
Hunter Fan Co. | Casablanca | 54011 | True |  | 4 | Yes | 1611 | 5 | 322 | 5173 | 43 | 120 | 7231 | 83 | 87 | [5 empty] | None |  | Federally-Regulated Consumer Product | 03/06/2017 |  | 03/06/2017
Hunter Fan Co. | Hunter | 52055 | True |  | 3 | Yes | 1074 | 9 | 119 | 1766 | 18 | 98 | 3164 | 57 | 56 | [5 empty] | Incandescent |  | Federally-Regulated Consumer Product | 03/06/2017 |  | 03/06/2017
Hunter Fan Co. | Casablanca | 4999D | True |  | 3 | Yes | 1892 | 8 | 237 | 6640 | 81 | 82 | 3515 | 28 | 126 | [5 empty] | None |  | Federally-Regulated Consumer Product | 03/06/2017 |  | 03/06/2017
Hunter Fan Co. | Hunter Fan Co. | 51070 | True |  | 3 | Yes | 1126 | 7 | 161 | 1778 | 15 | 119 | 3532 | 57 | 62 | [5 empty] | Incandescent |  | Federally-Regulated Consumer Product | 03/06/2017 |  | 03/06/2017
Hunter Fan Co. | Hunter | 28614 | True |  | 3 | Yes | 2390 | 11 | 217 | 5300 | 33 | 161 | 9150 | 90 | 102 | [5 empty] | None |  | Federally-Regulated Consumer Product | 03/06/2017 |  | 03/06/2017
Hunter Fan Co. | Hunter Fan Co. | 28020 |  |  |  |  | 1498 | 9 | 166 | 2865 | 26 | 110 | 5082 | 66 | 77 | [5 empty] | Incandescent |  | Non Federally-Regulated | 03/06/2017 |  | 03/06/2017
Hunter Fan Co. | Casablanca | 59518 | True |  | 6 | Yes | 4600 | 9 | 511 | 6711 | 17 | 395 | 8651 | 35 | 247 | [5 empty] | None |  | Federally-Regulated Consumer Product | 03/06/2017 |  | 03/06/2017
Hunter Fan Co. | Casablanca | 3811Z | True |  | 6 | Yes | 1410 | 42 | 34 | 7174 | 119 | 60 | 3942 | 74 | 53 | [5 empty] | None |  | Federally-Regulated Consumer Product | 03/06/2017 |  | 03/06/2017
Hunter Fan Co. | Casablanca | 54035 | True |  | 4 | Yes | 1404 | 5 | 281 | 4259 | 39 | 109 | 6420 | 81 | 79 | [5 empty] | None |  | Federally-Regulated Consumer Product | 03/06/2017 |  | 03/06/2017
Hunter Fan Co. | Hunter Fan Co. | 21399 |  |  |  |  | 1407 | 9 | 156 | 3980 | 33 | 121 | 6558 | 82 | 80 | [5 empty] | None |  | Non Federally-Regulated | 03/06/2017 |  | 03/06/2017
Hunter Fan Co. | Hunter | 23958 | True |  | 3 | Yes | 1713 | 9 | 190 | 3244 | 26 | 125 | 5771 | 72 | 80 | [5 empty] | Incandescent |  | Federally-Regulated Consumer Product | 03/06/2017 |  | 03/06/2017
Hunter Fan Co. | Hunter Fan Co. | 25866 |  |  |  |  | 1954 | 10 | 195 | 3945 | 31 | 127 | 6210 | 73 | 85 | [5 empty] | None |  | Non Federally-Regulated | 03/06/2017 |  | 03/06/2017
Hunter Fan Co. | Hunter Fan Co. | 28452 |  |  |  |  | 1543 | 9 | 171 | 3361 | 30 | 112 | 6003 | 80 | 75 | [5 empty] | None |  | Non Federally-Regulated | 03/06/2017 |  | 03/06/2017
Hunter Fan Co. | Hunter Fan Co. | 21226 |  |  |  |  | 1566 | 9 | 174 | 2989 | 26 | 115 | 5203 | 69 | 75 | [5 empty] | Incandescent |  | Non Federally-Regulated | 03/06/2017 |  | 03/06/2017
Hunter Fan Co. | Hunter | 59543 | True |  | 3 | Yes | 1047 | 9 | 116 | 1748 | 24 | 73 | 2697 | 66 | 41 | [5 empty] | Incandescent |  | Federally-Regulated Consumer Product | 03/06/2017 |  | 03/06/2017
Hunter Fan Co. | Hunter | 53022 | True |  | 3 | Yes | 1892 | 10 | 189 | 3212 | 27 | 119 | 4656 | 66 | 71 | [5 empty] | Incandescent |  | Federally-Regulated Consumer Product | 03/06/2017 |  | 03/06/2017
Hunter Fan Co. | Casablanca | C17G667Z | True |  | 6 | Yes | 1488 | 8 | 186 | 6885 | 120 | 57 | 4059 | 39 | 104 | [5 empty] | Other |  | Federally-Regulated Consumer Product | 03/06/2017 |  | 03/06/2017
Hunter Fan Co. | Hunter | 28700 | True |  | 3 | Yes | 1749 | 14 | 125 | 2719 | 32 | 85 | 3945 | 67 | 59 | [5 empty] | Incandescent |  | Federally-Regulated Consumer Product | 03/06/2017 |  | 03/06/2017
Hunter Fan Co. | Hunter | 26418 | True |  | 3 | Yes | 1497 | 10 | 150 | 2835 | 21 | 135 | 5012 | 60 | 84 | [5 empty] | None |  | Federally-Regulated Consumer Product | 03/06/2017 |  | 03/06/2017
Hunter Fan Co. | Casablanca | C17G97A | True |  | 6 | Yes | 1488 | 8 | 186 | 6885 | 120 | 57 | 4059 | 39 | 104 | [5 empty] | Other |  | Federally-Regulated Consumer Product | 03/06/2017 |  | 03/06/2017
Hunter Fan Co. | Hunter | 52105 | True |  | 3 | Yes | 1213 | 7 | 173 | 1928 | 16 | 121 | 3659 | 63 | 58 | [5 empty] | Incandescent |  | Federally-Regulated Consumer Product | 03/06/2017 |  | 03/06/2017
Hunter Fan Co. | Hunter Fan Co. | 28410 |  |  |  |  | 1626 | 9 | 181 | 3053 | 27 | 113 | 5251 | 66 | 80 | [5 empty] | None |  | Non Federally-Regulated | 03/06/2017 |  | 03/06/2017
Hunter Fan Co. | Casablanca | C5S63Z | True |  | 6 | Yes | 1522 | 10 | 152 | 6059 | 108 | 56 | 3897 | 42 | 93 | [5 empty] | None |  | Federally-Regulated Consumer Product | 03/06/2017 |  | 03/06/2017
Hunter Fan Co. | Casablanca | 3268A | True |  | 6 | Yes | 1213 | 40 | 30 | 6251 | 112 | 56 | 3497 | 73 | 48 | [5 empty] | Other |  | Federally-Regulated Consumer Product | 03/06/2017 |  | 03/06/2017
Hunter Fan Co. | Hunter | 23347 | True |  | 3 | Yes | 986 | 12 | 82 | 2145 | 29 | 74 | 2813 | 56 | 50 | [5 empty] | None |  | Federally-Regulated Consumer Product | 03/06/2017 |  | 03/06/2017
Hunter Fan Co. | Hunter | 53286 | True |  | 3 | Yes | 1593 | 9 | 177 | 2572 | 24 | 107 | 4089 | 63 | 65 | [5 empty] | LED |  | Federally-Regulated Consumer Product | 03/06/2017 |  | 03/06/2017
Hunter Fan Co. | Hunter | 53032 | True |  | 3 | Yes | 1591 | 9 | 177 | 2624 | 24 | 109 | 4478 | 75 | 60 | [5 empty] | Incandescent |  | Federally-Regulated Consumer Product | 03/06/2017 |  | 03/06/2017
Hunter Fan Co. | Casablanca | 49G11H | True |  | 3 | Yes | 1507 | 10 | 151 | 6729 | 94 | 72 | 3346 | 31 | 108 | [5 empty] | Incandescent |  | Federally-Regulated Consumer Product | 03/06/2017 |  | 03/06/2017
Hunter Fan Co. | Hunter Fan Co. | 23248 |  |  |  |  | 1620 | 8 | 203 | 3701 | 31 | 119 | 6963 | 91 | 77 | [5 empty] | None |  | Non Federally-Regulated | 03/06/2017 |  | 03/06/2017
Hunter Fan Co. | Casablanca | 66668G | True |  | 4 | Yes | 1236 | 5 | 247 | 6398 | 85 | 75 | 4555 | 46 | 99 | [5 empty] | None |  | Federally-Regulated Consumer Product | 03/06/2017 |  | 03/06/2017
Hunter Fan Co. | Hunter Fan Co. | 21185 |  |  |  |  | 1482 | 11 | 135 | 3126 | 28 | 112 | 5494 | 68 | 81 | [5 empty] | Incandescent |  | Non Federally-Regulated | 03/06/2017 |  | 03/06/2017
Hunter Fan Co. | Hunter | 21322 | True |  | 3 | Yes | 269 | 10 | 27 | 1042 | 28 | 37 | 2230 | 64 | 35 | [5 empty] | Incandescent |  | Federally-Regulated Consumer Product | 03/06/2017 |  | 03/06/2017
Hunter Fan Co. | Hunter | 53020 | True |  | 3 | Yes | 2042 | 10 | 204 | 3306 | 26 | 127 | 5032 | 66 | 76 | [5 empty] | Incandescent |  | Federally-Regulated Consumer Product | 03/06/2017 |  | 03/06/2017
Hunter Fan Co. | Hunter Fan Co. | 20766 |  |  |  |  | 1591 | 8 | 199 | 2846 | 27 | 105 | 5148 | 66 | 78 | [5 empty] | Incandescent |  | Non Federally-Regulated | 03/06/2017 |  | 03/06/2017
Hunter Fan Co. | Hunter | 23857 | True |  | 3 | Yes | 607 | 10 | 61 | 869 | 20 | 43 | 1341 | 48 | 28 | [5 empty] | Incandescent |  | Federally-Regulated Consumer Product | 03/06/2017 |  | 03/06/2017
Hunter Fan Co. | Hunter | 51048 | True |  | 3 | Yes | 968 | 8 | 121 | 1312 | 15 | 87 | 2851 | 59 | 48 | [5 empty] | Incandescent |  | Federally-Regulated Consumer Product | 03/06/2017 |  | 03/06/2017
Hunter Fan Co. | Hunter | 51064 | True |  | 3 | Yes | 1227 | 7 | 175 | 1757 | 15 | 117 | 3041 | 50 | 61 | [5 empty] | Compact Flourescent |  | Federally-Regulated Consumer Product | 03/06/2017 |  | 03/06/2017
Hunter Fan Co. | Hunter | 53171 | True |  | 3 | Yes | 1831 | 10 | 183 | 3184 | 25 | 127 | 5155 | 66 | 78 | [5 empty] | Compact Flourescent |  | Federally-Regulated Consumer Product | 03/06/2017 |  | 03/06/2017
Hunter Fan Co. | Hunter Fan Co. | 21409 |  |  |  |  | 1606 | 10 | 161 | 3567 | 30 | 119 | 7030 | 92 | 76 | [5 empty] | Incandescent |  | Non Federally-Regulated | 03/06/2017 |  | 03/06/2017
Hunter Fan Co. | Hunter | 28531 | True |  | 3 | Yes | 1501 | 10 | 150 | 2941 | 27 | 109 | 4791 | 66 | 73 | [5 empty] | None |  | Federally-Regulated Consumer Product | 03/06/2017 |  | 03/06/2017
Hunter Fan Co. | Hunter Fan Co. | 28174 |  |  |  |  | 1109 | 7 | 158 | 2933 | 27 | 109 | 6466 | 110 | 59 | [5 empty] | None |  | Non Federally-Regulated | 03/06/2017 |  | 03/06/2017
Hunter Fan Co. | Casablanca | 82U72D | True |  | 3 | Yes | 1363 | 10 | 136 | 5100 | 80 | 64 | 3090 | 27 | 114 | [5 empty] | None |  | Federally-Regulated Consumer Product | 03/06/2017 |  | 03/06/2017
Hunter Fan Co. | Hunter Fan Co. | 22554 |  |  |  |  | 1577 | 158 | 10 | 3014 | 109 | 28 | 4783 | 72 | 66 | [5 empty] | Incandescent |  | Non Federally-Regulated | 03/06/2017 |  | 03/06/2017
Hunter Fan Co. | Casablanca | 41U46D | True |  | 3 | Yes | 1398 | 12 | 117 | 3127 | 50 | 63 | 2268 | 27 | 84 | [5 empty] | None |  | Federally-Regulated Consumer Product | 03/06/2017 |  | 03/06/2017
Hunter Fan Co. | Hunter | 21802 | True |  | 3 | Yes | 2523 | 11 | 229 | 4585 | 34 | 135 | 6833 | 73 | 94 | [5 empty] | Incandescent |  | Federally-Regulated Consumer Product | 03/06/2017 |  | 03/06/2017
Hunter Fan Co. | Hunter | 54095 | True |  | 4 | Yes | 1911 | 10 | 191 | 3207 | 27 | 119 | 5413 | 82 | 66 | [5 empty] | Incandescent |  | Federally-Regulated Consumer Product | 03/06/2017 |  | 03/06/2017
Hunter Fan Co. | Hunter Fan Co. | 28413 |  |  |  |  | 1626 | 9 | 181 | 3053 | 27 | 113 | 5251 | 66 | 80 | [5 empty] | None |  | Non Federally-Regulated | 03/06/2017 |  | 03/06/2017
Hunter Fan Co. | Hunter | 28685 | True |  | 3 | Yes | 1766 | 10 | 177 | 3156 | 27 | 117 | 5302 | 69 | 77 | [5 empty] | Compact Flourescent |  | Federally-Regulated Consumer Product | 03/06/2017 |  | 03/06/2017
Hunter Fan Co. | Hunter | 23685 | True |  | 3 | Yes | 1550 | 10 | 155 | 4200 | 37 | 114 | 6590 | 84 | 78 | [5 empty] | None |  | Federally-Regulated Consumer Product | 03/06/2017 |  | 03/06/2017
Hunter Fan Co. | Casablanca | 38546A | True |  | 6 | Yes | 1410 | 42 | 34 | 7174 | 119 | 60 | 3942 | 74 | 53 | [5 empty] | None |  | Federally-Regulated Consumer Product | 03/06/2017 |  | 03/06/2017
Hunter Fan Co. | Casablanca | C38U11K | True |  | 6 | Yes | 3616 | 28 | 129 | 5878 | 75 | 78 | 4667 | 48 | 97 | [5 empty] | None |  | Federally-Regulated Consumer Product | 03/06/2017 |  | 03/06/2017
Hunter Fan Co. | Casablanca | 49G73H | True |  | 3 | Yes | 1507 | 10 | 151 | 6729 | 94 | 72 | 3346 | 31 | 108 | [5 empty] | Incandescent |  | Federally-Regulated Consumer Product | 03/06/2017 |  | 03/06/2017
Hunter Fan Co. | Hunter Fan Co. | 28608 |  |  |  |  | 1288 | 161 | 8 | 3198 | 106 | 30 | 6179 | 65 | 95 | [5 empty] | Incandescent |  | Non Federally-Regulated | 03/06/2017 |  | 03/06/2017
Hunter Fan Co. | Hunter Fan Co. | 21720 |  |  |  |  | 1377 | 9 | 153 | 3345 | 29 | 115 | 5415 | 70 | 77 | [5 empty] | Incandescent |  | Non Federally-Regulated | 03/06/2017 |  | 03/06/2017
Hunter Fan Co. | Hunter Fan Co. | 28170 |  |  |  |  | 1109 | 7 | 158 | 2933 | 27 | 109 | 6466 | 110 | 59 | [5 empty] | None |  | Non Federally-Regulated | 03/06/2017 |  | 03/06/2017
Hunter Fan Co. | Hunter Fan Co. | 28487 |  |  |  |  | 1583 | 176 | 9 | 4510 | 141 | 32 | 9204 | 90 | 102 | [5 empty] | None |  | Non Federally-Regulated | 03/06/2017 |  | 03/06/2017
Hunter Fan Co. | Hunter | 53250 | True |  | 3 | Yes | 1915 | 10 | 192 | 3100 | 26 | 119 | 4976 | 67 | 74 | [5 empty] | Compact Flourescent |  | Federally-Regulated Consumer Product | 03/06/2017 |  | 03/06/2017
Hunter Fan Co. | Hunter | 26487 | True |  | 3 | Yes | 1408 | 9 | 156 | 3451 | 31 | 111 | 6156 | 76 | 81 | [5 empty] | None |  | Federally-Regulated Consumer Product | 03/06/2017 |  | 03/06/2017
Hunter Fan Co. | Casablanca | 59124 | True |  | 4 | Yes | 1834 | 10 | 183 | 4252 | 42 | 101 | 6196 | 82 | 76 | [5 empty] | None |  | Federally-Regulated Consumer Product | 03/06/2017 |  | 03/06/2017
Hunter Fan Co. | Hunter Fan Co. | 28111 |  |  |  |  | 2040 | 13 | 157 | 4025 | 34 | 118 | 6538 | 75 | 87 | [5 empty] | Other |  | Non Federally-Regulated | 03/06/2017 |  | 03/06/2017
Hunter Fan Co. | Casablanca | 54020 | True |  | 4 | Yes | 1304 | 5 | 261 | 4357 | 43 | 101 | 6143 | 81 | 76 | [5 empty] | None |  | Federally-Regulated Consumer Product | 03/06/2017 |  | 03/06/2017
Hunter Fan Co. | Hunter | 53098 | True |  | 3 | Yes | 1918 | 10 | 192 | 3235 | 26 | 124 | 4950 | 63 | 79 | [5 empty] | Incandescent |  | Federally-Regulated Consumer Product | 03/06/2017 |  | 03/06/2017
Hunter Fan Co. | Casablanca | 55064 | True |  | 4 | Yes | 2319 | 10 | 232 | 3927 | 30 | 131 | 6519 | 86 | 76 | [5 empty] | None |  | Federally-Regulated Consumer Product | 03/06/2017 |  | 03/06/2017
Hunter Fan Co. | Hunter | 21705 | True |  | 3 | Yes | 1521 | 10 | 152 | 2796 | 27 | 104 | 4640 | 66 | 70 | [5 empty] | Incandescent |  | Federally-Regulated Consumer Product | 03/06/2017 |  | 03/06/2017
Hunter Fan Co. | Hunter Fan Co. | 21980 |  |  |  |  | 1543 | 9 | 171 | 3361 | 30 | 112 | 6003 | 80 | 75 | [5 empty] | None |  | Non Federally-Regulated | 03/06/2017 |  | 03/06/2017
Hunter Fan Co. | Casablanca | 46U73D | True |  | 3 | Yes | 1622 | 9 | 180 | 6691 | 89 | 75 | 3760 | 29 | 130 | [5 empty] | None |  | Federally-Regulated Consumer Product | 03/06/2017 |  | 03/06/2017
Hunter Fan Co. | Hunter Fan Co. | 23247 |  |  |  |  | 1620 | 8 | 203 | 3701 | 31 | 119 | 6963 | 91 | 77 | [5 empty] | None |  | Non Federally-Regulated | 03/06/2017 |  | 03/06/2017
Hunter Fan Co. | Hunter | 53028 | True |  | 3 | Yes | 1896 | 11 | 172 | 3260 | 27 | 121 | 5120 | 67 | 76 | [5 empty] | Incandescent |  | Federally-Regulated Consumer Product | 03/06/2017 |  | 03/06/2017
Hunter Fan Co. | Casablanca | C43G45L | True |  | 6 | Yes | 3908 | 28 | 140 | 6691 | 81 | 83 | 4959 | 45 | 110 | [5 empty] | None |  | Federally-Regulated Consumer Product | 03/06/2017 |  | 03/06/2017
Hunter Fan Co. | Hunter | 21958 | True |  | 3 | Yes | 1848 | 11 | 168 | 3632 | 29 | 125 | 5716 | 63 | 91 | [5 empty] | None |  | Federally-Regulated Consumer Product | 03/06/2017 |  | 03/06/2017
Hunter Fan Co. | Hunter Fan Co. | 21300 |  |  |  |  | 1431 | 147 | 10 | 2947 | 108 | 27 | 5331 | 78 | 68 | [5 empty] | None |  | Non Federally-Regulated | 03/06/2017 |  | 03/06/2017
Hunter Fan Co. | Hunter Fan Co. | 21872 |  |  |  |  | 1441 | 157 | 9 | 3469 | 114 | 30 | 6615 | 84 | 79 | [5 empty] | Incandescent |  | Non Federally-Regulated | 03/06/2017 |  | 03/06/2017
Hunter Fan Co. | Casablanca | C66U45B | True |  | 6 | Yes | 2312 | 6 | 385 | 6416 | 32 | 201 | 4349 | 13 | 335 | [5 empty] | None |  | Federally-Regulated Consumer Product | 03/06/2017 |  | 03/06/2017
Hunter Fan Co. | Casablanca | 59065 | True |  | 4 | Yes | 3400 | 29 | 117 | 4425 | 44 | 101 | 6234 | 81 | 77 | [5 empty] | Other |  | Federally-Regulated Consumer Product | 03/06/2017 |  | 03/06/2017
Hunter Fan Co. | Casablanca | C35G45H | True |  | 3 | Yes | 2549 | 31 | 82 | 3915 | 73 | 54 | 3224 | 46 | 70 | [5 empty] | Other |  | Federally-Regulated Consumer Product | 03/06/2017 |  | 03/06/2017
Hunter Fan Co. | Casablanca | 54123 | True |  | 4 | Yes | 1679 | 5 | 336 | 4455 | 40 | 111 | 6201 | 82 | 76 | [5 empty] | None |  | Federally-Regulated Consumer Product | 03/06/2017 |  | 03/06/2017
Hunter Fan Co. | Hunter | 54068 | True |  | 3 | Yes | 2264 | 10 | 226 | 3732 | 28 | 133 | 6113 | 75 | 82 | [5 empty] | None |  | Federally-Regulated Consumer Product | 03/06/2017 |  | 03/06/2017
Hunter Fan Co. | Casablanca | C31U624Z | True |  | 6 | Yes | 871 | 8 | 109 | 6494 | 115 | 56 | 3520 | 39 | 90 | [5 empty] | None |  | Federally-Regulated Consumer Product | 03/06/2017 |  | 03/06/2017
Hunter Fan Co. | Casablanca | 59093 | True |  | 4 | Yes | 1942 | 11 | 177 | 3640 | 31 | 117 | 6566 | 90 | 73 | [5 empty] | LED |  | Federally-Regulated Consumer Product | 03/06/2017 |  | 03/06/2017
Hunter Fan Co. | Hunter Fan Co. | 23785 |  |  |  |  | 1793 | 191 | 9 | 3706 | 124 | 30 | 6565 | 83 | 79 | [5 empty] | Incandescent |  | Non Federally-Regulated | 03/06/2017 |  | 03/06/2017
Hunter Fan Co. | Casablanca | 59160 | True |  | 4 | Yes | 2461 | 11 | 224 | 5085 | 44 | 116 | 6979 | 83 | 84 | [5 empty] | LED |  | Federally-Regulated Consumer Product | 03/06/2017 |  | 03/06/2017
Hunter Fan Co. | Casablanca | C38U199K | True |  | 4 | Yes | 3616 | 28 | 129 | 5878 | 75 | 78 | 4667 | 48 | 97 | [5 empty] | None |  | Federally-Regulated Consumer Product | 03/06/2017 |  | 03/06/2017
Hunter Fan Co. | Hunter | 53109 | True |  | 3 | Yes | 1918 | 10 | 192 | 3129 | 25 | 125 | 4773 | 65 | 73 | [5 empty] | Incandescent |  | Federally-Regulated Consumer Product | 03/06/2017 |  | 03/06/2017
Hunter Fan Co. | Casablanca | C18G500F | True |  | 4 | Yes | 2904 | 16 | 182 | 9042 | 93 | 97 | 4493 | 34 | 132 | [5 empty] | Incandescent |  | Federally-Regulated Consumer Product | 03/06/2017 |  | 03/06/2017
Hunter Fan Co. | Hunter | 20713 | True |  | 3 | Yes | 918 | 7 | 131 | 1508 | 16 | 94 | 2975 | 51 | 58 | [5 empty] | Incandescent |  | Federally-Regulated Consumer Product | 03/06/2017 |  | 03/06/2017
Hunter Fan Co. | Casablanca | 59106 | True |  | 6 | Yes | 2013 | 3 | 671 | 4504 | 12 | 375 | 6142 | 32 | 192 | [5 empty] | Incandescent |  | Federally-Regulated Consumer Product | 03/06/2017 |  | 03/06/2017
Hunter Fan Co. | Hunter Fan Co. | 20540 |  |  |  |  | 1523 | 10 | 152 | 2906 | 25 | 116 | 5186 | 65 | 80 | [5 empty] | Incandescent |  | Non Federally-Regulated | 03/06/2017 |  | 03/06/2017
Hunter Fan Co. | Hunter | 28699 | True |  | 3 | Yes | 1467 | 9 | 163 | 2213 | 19 | 116 | 3511 | 45 | 78 | [5 empty] | Incandescent |  | Federally-Regulated Consumer Product | 03/06/2017 |  | 03/06/2017
Hunter Fan Co. | Hunter Fan Co. | 25579 |  |  |  |  | 1403 | 9 | 156 | 2817 | 26 | 108 | 4696 | 62 | 76 | [5 empty] | Incandescent |  | Non Federally-Regulated | 03/06/2017 |  | 03/06/2017
Hunter Fan Co. | Casablanca | 59109 | True |  | 4 | Yes | 1902 | 11 | 173 | 4933 | 50 | 99 | 6468 | 85 | 76 | [5 empty] | LED |  | Federally-Regulated Consumer Product | 03/06/2017 |  | 03/06/2017
Hunter Fan Co. | Hunter Fan Co. | 28077 |  |  |  |  | 1332 | 139 | 10 | 2692 | 102 | 26 | 4253 | 62 | 69 | [5 empty] | Incandescent |  | Non Federally-Regulated | 03/06/2017 |  | 03/06/2017
Hunter Fan Co. | Hunter | 21628 | True |  | 3 | Yes | 1719 | 11 | 156 | 3690 | 33 | 112 | 6707 | 87 | 77 | [5 empty] | Compact Flourescent |  | Federally-Regulated Consumer Product | 03/06/2017 |  | 03/06/2017
Hunter Fan Co. | Hunter | 21781 | True |  | 3 | Yes | 1453 | 10 | 145 | 2854 | 27 | 106 | 4893 | 68 | 72 | [5 empty] | None |  | Federally-Regulated Consumer Product | 03/06/2017 |  | 03/06/2017
Hunter Fan Co. | Hunter | 53071 | True |  | 3 | Yes | 1194 | 10 | 119 | 1855 | 26 | 71 | 2852 | 65 | 44 | [5 empty] | None |  | Federally-Regulated Consumer Product | 03/06/2017 |  | 03/06/2017
Hunter Fan Co. | Hunter | 23852 | True |  | 3 | Yes | 3595 | 19 | 189 | 3989 | 39 | 102 | 6947 | 87 | 80 | [5 empty] | None |  | Federally-Regulated Consumer Product | 03/06/2017 |  | 03/06/2017
Hunter Fan Co. | Casablanca | 66D73G | True |  | 6 | Yes | 1236 | 5 | 247 | 6398 | 85 | 75 | 4555 | 46 | 99 | [5 empty] | None |  | Federally-Regulated Consumer Product | 03/06/2017 |  | 03/06/2017
Hunter Fan Co. | Hunter | 53208 | True |  | 3 | Yes | 1482 | 10 | 148 | 2288 | 26 | 88 | 3623 | 65 | 56 | [5 empty] | Incandescent |  | Federally-Regulated Consumer Product | 03/06/2017 |  | 03/06/2017
Hunter Fan Co. | Hunter | 53175 | True |  | 3 | Yes | 1953 | 9 | 217 | 3181 | 25 | 127 | 5160 | 68 | 76 | [5 empty] | Incandescent |  | Federally-Regulated Consumer Product | 03/06/2017 |  | 03/06/2017
Hunter Fan Co. | Hunter Fan Co. | 28490 |  |  |  |  | 1765 | 11 | 160 | 3156 | 29 | 109 | 4799 | 65 | 74 | [5 empty] | None |  | Non Federally-Regulated | 03/06/2017 |  | 03/06/2017
Hunter Fan Co. | Hunter | 52110 | True |  | 3 | Yes | 1543 | 7 | 220 | 2357 | 16 | 147 | 4480 | 63 | 71 | [5 empty] | Compact Flourescent |  | Federally-Regulated Consumer Product | 03/06/2017 |  | 03/06/2017
Hunter Fan Co. | Casablanca | C35G707L | True |  | 3 | Yes | 2549 | 31 | 82 | 3915 | 73 | 54 | 3224 | 46 | 70 | [5 empty] | Other |  | Federally-Regulated Consumer Product | 03/06/2017 |  | 03/06/2017
Hunter Fan Co. | Casablanca | 3212A | True |  | 6 | Yes | 1213 | 40 | 30 | 6251 | 112 | 56 | 3497 | 73 | 48 | [5 empty] | Other |  | Federally-Regulated Consumer Product | 03/06/2017 |  | 03/06/2017
Hunter Fan Co. | Hunter | 52030 | True |  | 3 | Yes | 872 | 8 | 109 | 1512 | 17 | 89 | 3062 | 65 | 47 | [5 empty] | Incandescent |  | Federally-Regulated Consumer Product | 03/06/2017 |  | 03/06/2017
Hunter Fan Co. | Hunter Fan Co. | 20765 |  |  |  |  | 1591 | 8 | 199 | 2846 | 27 | 105 | 5148 | 66 | 78 | [5 empty] | Incandescent |  | Non Federally-Regulated | 03/06/2017 |  | 03/06/2017
Hunter Fan Co. | Casablanca | C28G12M | True |  | 3 | Yes | 2208 | 16 | 138 | 5640 | 66 | 85 | 4261 | 41 | 104 | [5 empty] | Other |  | Federally-Regulated Consumer Product | 03/06/2017 |  | 03/06/2017
Hunter Fan Co. | Casablanca | 38546T | True |  | 6 | Yes | 1410 | 42 | 34 | 7174 | 119 | 60 | 3942 | 74 | 53 | [5 empty] | None |  | Federally-Regulated Consumer Product | 03/06/2017 |  | 03/06/2017
Hunter Fan Co. | Hunter Fan Co. | 24685 |  |  |  |  | 2673 | 20 | 134 | 4286 | 36 | 119 | 7037 | 70 | 101 | [5 empty] | None |  | Non Federally-Regulated | 03/06/2017 |  | 03/06/2017
Hunter Fan Co. | Hunter | 59014 | True |  | 3 | Yes | 2004 | 10 | 200 | 3220 | 26 | 124 | 5026 | 65 | 77 | [5 empty] | Compact Flourescent |  | Federally-Regulated Consumer Product | 03/06/2017 |  | 03/06/2017
Hunter Fan Co. | Hunter | 23903 | True |  | 3 | Yes | 511 | 8 | 64 | 751 | 17 | 44 | 2049 | 55 | 37 | [5 empty] | Incandescent |  | Federally-Regulated Consumer Product | 03/06/2017 |  | 03/06/2017
Hunter Fan Co. | Hunter | 53306 | True |  | 3 | Yes | 2094 | 10 | 209 | 3376 | 27 | 125 | 5263 | 64 | 82 | [5 empty] | Incandescent |  | Federally-Regulated Consumer Product | 03/06/2017 |  | 03/06/2017
Hunter Fan Co. | Hunter | 53157 | True |  | 3 | Yes | 1857 | 10 | 186 | 3108 | 119 | 26 | 4859 | 64 | 76 | [5 empty] | Incandescent |  | Federally-Regulated Consumer Product | 03/06/2017 |  | 03/06/2017
Hunter Fan Co. | Hunter Fan Co. | 23530 |  |  |  |  | 1369 | 9 | 152 | 3568 | 30 | 119 | 6722 | 85 | 79 | [5 empty] | Incandescent |  | Non Federally-Regulated | 03/06/2017 |  | 03/06/2017
Hunter Fan Co. | Hunter Fan Co. | 23803 |  |  |  |  | 1512 | 184 | 8 | 3763 | 144 | 26 | 8663 | 91 | 95 | [5 empty] | Incandescent |  | Non Federally-Regulated | 03/06/2017 |  | 03/06/2017
Hunter Fan Co. | Casablanca | 84U45D | True |  | 3 | Yes | 1363 | 10 | 136 | 5114 | 68 | 75 | 3090 | 27 | 114 | [5 empty] | None |  | Federally-Regulated Consumer Product | 03/06/2017 |  | 03/06/2017
Hunter Fan Co. | Hunter Fan Co. | 25511 |  |  |  |  | 1489 | 9 | 165 | 3458 | 30 | 115 | 6159 | 79 | 78 | [5 empty] | None |  | Non Federally-Regulated | 03/06/2017 |  | 03/06/2017
Hunter Fan Co. | Hunter | 53011 | True |  | 3 | Yes | 1657 | 10 | 166 | 2566 | 25 | 103 | 4193 | 63 | 67 | [5 empty] | Incandescent |  | Federally-Regulated Consumer Product | 03/06/2017 |  | 03/06/2017
Hunter Fan Co. | Hunter Fan Co. | 20536 |  |  |  |  | 1439 | 9 | 160 | 2757 | 25 | 110 | 4861 | 64 | 76 | [5 empty] | Incandescent |  | Non Federally-Regulated | 03/06/2017 |  | 03/06/2017
Hunter Fan Co. | Hunter Fan Co. | 28523 |  |  |  |  | 1793 | 191 | 9 | 3706 | 124 | 30 | 6565 | 83 | 79 | [5 empty] | Incandescent |  | Non Federally-Regulated | 03/06/2017 |  | 03/06/2017
Hunter Fan Co. | Hunter Fan Co. | 28169 |  |  |  |  | 1127 | 9 | 125 | 3395 | 34 | 100 | 5635 | 81 | 70 | [5 empty] | None |  | Non Federally-Regulated | 03/06/2017 |  | 03/06/2017
Hunter Fan Co. | Hunter | 59013 | True |  | 3 | Yes | 2004 | 10 | 200 | 3220 | 26 | 124 | 5026 | 65 | 77 | [5 empty] | Incandescent |  | Federally-Regulated Consumer Product | 03/06/2017 |  | 03/06/2017
Hunter Fan Co. | Casablanca | 55054 | True |  | 4 | Yes | 1494 | 5 | 299 | 4858 | 44 | 110 | 6627 | 86 | 77 | [5 empty] | None |  | Federally-Regulated Consumer Product | 03/06/2017 |  | 03/06/2017
Hunter Fan Co. | Hunter | 52102 | True |  | 3 | Yes | 1645 | 8 | 206 | 2382 | 18 | 132 | 4274 | 57 | 75 | [5 empty] | Incandescent |  | Federally-Regulated Consumer Product | 03/06/2017 |  | 03/06/2017
Hunter Fan Co. | Hunter Fan Co. | 21726 |  |  |  |  | 1377 | 9 | 153 | 3345 | 29 | 115 | 5415 | 70 | 77 | [5 empty] | Incandescent |  | Non Federally-Regulated | 03/06/2017 |  | 03/06/2017
Hunter Fan Co. | Casablanca | 99U69Z | True |  | 3 | Yes | 1180 | 41 | 29 | 6000 | 110 | 55 | 3346 | 72 | 46 | [5 empty] | None |  | Federally-Regulated Consumer Product | 03/06/2017 |  | 03/06/2017
Hunter Fan Co. | Hunter | 28420 | True |  | 3 | Yes | 1635 | 12 | 136 | 2769 | 27 | 103 | 3822 | 50 | 76 | [5 empty] | None |  | Federally-Regulated Consumer Product | 03/06/2017 |  | 03/06/2017
Hunter Fan Co. | Hunter | 21585 | True |  | 3 | Yes | 1769 | 11 | 161 | 4101 | 40 | 103 | 6169 | 73 | 85 | [5 empty] | Compact Flourescent |  | Federally-Regulated Consumer Product | 03/06/2017 |  | 03/06/2017
Hunter Fan Co. | Hunter | 53055 | True |  | 3 | Yes | 1984 | 9 | 220 | 3376 | 26 | 130 | 5537 | 71 | 78 | [5 empty] | None |  | Federally-Regulated Consumer Product | 03/06/2017 |  | 03/06/2017
Hunter Fan Co. | Casablanca | 6711D | True |  | 4 | Yes | 1142 | 7 | 163 | 6105 | 106 | 58 | 3208 | 33 | 97 | [5 empty] | None |  | Federally-Regulated Consumer Product | 03/06/2017 |  | 03/06/2017
Hunter Fan Co. | Hunter | 28421 | True |  | 3 | Yes | 1635 | 12 | 136 | 2769 | 27 | 103 | 3822 | 50 | 76 | [5 empty] | None |  | Federally-Regulated Consumer Product | 03/06/2017 |  | 03/06/2017
Hunter Fan Co. | Hunter | 53069 | True |  | 3 | Yes | 1194 | 10 | 119 | 1855 | 26 | 71 | 2852 | 65 | 44 | [5 empty] | None |  | Federally-Regulated Consumer Product | 03/06/2017 |  | 03/06/2017
Hunter Fan Co. | Hunter Fan Co. | 28870 |  |  |  |  | 1658 | 9 | 184 | 3702 | 30 | 123 | 6936 | 88 | 79 | [5 empty] | Other |  | Non Federally-Regulated | 03/06/2017 |  | 03/06/2017
Hunter Fan Co. | Hunter | 53258 | True |  | 3 | Yes | 2013 | 10 | 201 | 3278 | 26 | 126 | 5030 | 66 | 76 | [5 empty] | Compact Flourescent |  | Federally-Regulated Consumer Product | 03/06/2017 |  | 03/06/2017
Hunter Fan Co. | Hunter | 53096 | True |  | 3 | Yes | 1932 | 10 | 193 | 3186 | 26 | 123 | 5028 | 68 | 74 | [5 empty] | Compact Flourescent |  | Federally-Regulated Consumer Product | 03/06/2017 |  | 03/06/2017
Hunter Fan Co. | Casablanca | C35G707H | True |  | 3 | Yes | 2549 | 31 | 82 | 3915 | 73 | 54 | 3224 | 46 | 70 | [5 empty] | Other |  | Federally-Regulated Consumer Product | 03/06/2017 |  | 03/06/2017
Hunter Fan Co. | Hunter Fan Co. | 20241 |  |  |  |  | 2673 | 20 | 134 | 4286 | 36 | 119 | 7037 | 70 | 101 | [5 empty] | None |  | Non Federally-Regulated | 03/06/2017 |  | 03/06/2017
Hunter Fan Co. | Hunter Fan Co. | 21160 |  |  |  |  | 1543 | 9 | 171 | 3361 | 30 | 112 | 6003 | 80 | 75 | [5 empty] | None |  | Non Federally-Regulated | 03/06/2017 |  | 03/06/2017
Hunter Fan Co. | Casablanca | 59165 | True |  | 6 | Yes | 2013 | 3 | 671 | 4504 | 12 | 375 | 6142 | 32 | 192 | [5 empty] | LED |  | Federally-Regulated Consumer Product | 03/06/2017 |  | 03/06/2017
Hunter Fan Co. | Hunter | 53015 | True |  | 3 | Yes | 1994 | 10 | 199 | 3203 | 26 | 123 | 5132 | 68 | 75 | [5 empty] | None |  | Federally-Regulated Consumer Product | 03/06/2017 |  | 03/06/2017
Hunter Fan Co. | Hunter | 53269 | True |  | 3 | Yes | 1428 | 9 | 159 | 2294 | 25 | 92 | 3488 | 62 | 56 | [5 empty] | Incandescent |  | Federally-Regulated Consumer Product | 03/06/2017 |  | 03/06/2017
Hunter Fan Co. | Hunter | 20492 | True |  | 3 | Yes | 1664 | 11 | 151 | 2785 | 30 | 93 | 6236 | 84 | 74 | [5 empty] | Incandescent |  | Federally-Regulated Consumer Product | 03/06/2017 |  | 03/06/2017
Hunter Fan Co. | Hunter | 59051 | True |  | 3 | Yes | 1966 | 13 | 151 | 3654 | 32 | 114 | 5847 | 72 | 81 | [5 empty] | Compact Flourescent |  | Federally-Regulated Consumer Product | 03/06/2017 |  | 03/06/2017
Hunter Fan Co. | Hunter | 21427 | True |  | 3 | Yes | 2037 | 17 | 120 | 3094 | 30 | 103 | 4186 | 49 | 85 | [5 empty] | Compact Flourescent |  | Federally-Regulated Consumer Product | 03/06/2017 |  | 03/06/2017
Hunter Fan Co. | Hunter | 53003 | True |  | 3 | Yes | 1801 | 10 | 180 | 3250 | 26 | 125 | 5197 | 66 | 79 | [5 empty] | Incandescent |  | Federally-Regulated Consumer Product | 03/06/2017 |  | 03/06/2017
Hunter Fan Co. | Casablanca | 59062 | True |  | 4 | Yes | 3773 | 28 | 135 | 4660 | 44 | 106 | 6693 | 84 | 80 | [5 empty] | Other |  | Federally-Regulated Consumer Product | 03/06/2017 |  | 03/06/2017
Hunter Fan Co. | Casablanca | 54118 | True |  | 4 | Yes | 1575 | 6 | 263 | 4494 | 40 | 112 | 6290 | 80 | 79 | [5 empty] | None |  | Federally-Regulated Consumer Product | 03/06/2017 |  | 03/06/2017
Hunter Fan Co. | Hunter | 28830 | True |  | 3 | Yes | 1923 | 11 | 170 | 3625 | 38 | 95 | 5013 | 74 | 68 | [5 empty] | None |  | Federally-Regulated Consumer Product | 03/06/2017 |  | 03/06/2017
Hunter Fan Co. | Hunter | 52006 | True |  | 3 | Yes | 1341 | 8 | 168 | 2167 | 16 | 135 | 4677 | 66 | 71 | [5 empty] | Compact Flourescent |  | Federally-Regulated Consumer Product | 03/06/2017 |  | 03/06/2017
Hunter Fan Co. | Hunter Fan Co. | 22414 |  |  |  |  | 1403 | 154 | 9 | 2817 | 109 | 26 | 4696 | 75 | 63 | [5 empty] | Incandescent |  | Non Federally-Regulated | 03/06/2017 |  | 03/06/2017
Hunter Fan Co. | Hunter Fan Co. | 23250 |  |  |  |  | 1620 | 8 | 203 | 3701 | 31 | 119 | 6963 | 91 | 77 | [5 empty] | None |  | Non Federally-Regulated | 03/06/2017 |  | 03/06/2017
Hunter Fan Co. | Hunter Fan Co. | 28484 |  |  |  |  | 1527 | 140 | 11 | 3349 | 114 | 29 | 6940 | 68 | 102 | [5 empty] | None |  | Non Federally-Regulated | 03/06/2017 |  | 03/06/2017
Hunter Fan Co. | Hunter | 52107 | True |  | 3 | Yes | 1213 | 7 | 173 | 1928 | 16 | 121 | 3659 | 63 | 58 | [5 empty] | Incandescent |  | Federally-Regulated Consumer Product | 03/06/2017 |  | 03/06/2017
Hunter Fan Co. | Hunter Fan Co. | 21434 |  |  |  |  | 1356 | 142 | 10 | 3351 | 116 | 29 | 5680 | 74 | 77 | [5 empty] | Compact Flourescent |  | Non Federally-Regulated | 03/06/2017 |  | 03/06/2017
Hunter Fan Co. | Casablanca | C19624F | True |  | 3 | Yes | 2269 | 15 | 151 | 6736 | 96 | 70 | 3964 | 33 | 120 | [5 empty] | None |  | Federally-Regulated Consumer Product | 03/06/2017 |  | 03/06/2017
Hunter Fan Co. | Hunter Fan Co. | 21770 |  |  |  |  | 1517 | 9 | 169 | 3085 | 27 | 114 | 5422 | 70 | 77 | [5 empty] | None |  | Non Federally-Regulated | 03/06/2017 |  | 03/06/2017
Hunter Fan Co. | Hunter | 21371 | True |  | 3 | Yes | 510 | 8 | 64 | 750 | 17 | 44 | 2049 | 55 | 37 | [5 empty] | Incandescent |  | Federally-Regulated Consumer Product | 03/06/2017 |  | 03/06/2017
Hunter Fan Co. | Hunter | 28702 | True |  | 3 | Yes | 2054 | 11 | 187 | 3374 | 29 | 116 | 4733 | 59 | 80 | [5 empty] | Incandescent |  | Federally-Regulated Consumer Product | 03/06/2017 |  | 03/06/2017
Hunter Fan Co. | Hunter Fan Co. | 28160 |  |  |  |  | 1127 | 9 | 125 | 3395 | 34 | 100 | 5635 | 81 | 70 | [5 empty] | None |  | Non Federally-Regulated | 03/06/2017 |  | 03/06/2017
Hunter Fan Co. | Casablanca | C31U45B | True |  | 6 | Yes | 2696 | 6 | 449 | 7087 | 31 | 229 | 4787 | 12 | 399 | [5 empty] | None |  | Federally-Regulated Consumer Product | 03/06/2017 |  | 03/06/2017
Hunter Fan Co. | Hunter | 20496 | True |  | 3 | Yes | 1437 | 11 | 131 | 3301 | 33 | 100 | 5731 | 78 | 73 | [5 empty] | Compact Flourescent |  | Federally-Regulated Consumer Product | 03/06/2017 |  | 03/06/2017
Hunter Fan Co. | Casablanca | 89U97M | True |  | 3 | Yes | 1799 | 10 | 180 | 7900 | 84 | 94 | 4066 | 30 | 136 | [5 empty] | None |  | Federally-Regulated Consumer Product | 03/06/2017 |  | 03/06/2017
Hunter Fan Co. | Hunter | 28414 | True |  | 3 | Yes | 1626 | 9 | 181 | 3053 | 27 | 113 | 5251 | 66 | 80 | [5 empty] | None |  | Federally-Regulated Consumer Product | 03/06/2017 |  | 03/06/2017
Hunter Fan Co. | Hunter | 59012 | True |  | 3 | Yes | 1882 | 11 | 171 | 3186 | 27 | 118 | 5022 | 68 | 74 | [5 empty] | Incandescent |  | Federally-Regulated Consumer Product | 03/06/2017 |  | 03/06/2017
Hunter Fan Co. | Hunter | 59182 | True |  | 3 | Yes | 1528 | 7 | 218 | 2344 | 15 | 156 | 4432 | 60 | 74 | [5 empty] | Compact Flourescent |  | Federally-Regulated Consumer Product | 03/06/2017 |  | 03/06/2017
Hunter Fan Co. | Hunter Fan Co. | 24871 |  |  |  |  | 1683 | 11 | 153 | 3143 | 31 | 101 | 6274 | 88 | 71 | [5 empty] | None |  | Non Federally-Regulated | 03/06/2017 |  | 03/06/2017
Hunter Fan Co. | Casablanca | 46U546D | True |  | 3 | Yes | 1622 | 9 | 180 | 6691 | 89 | 75 | 3760 | 29 | 130 | [5 empty] | None |  | Federally-Regulated Consumer Product | 03/06/2017 |  | 03/06/2017
Hunter Fan Co. | Hunter Fan Co. | 25480 |  |  |  |  | 1309 | 10 | 131 | 2796 | 29 | 96 | 4800 | 71 | 68 | [5 empty] | Incandescent |  | Non Federally-Regulated | 03/06/2017 |  | 03/06/2017
Hunter Fan Co. | Hunter Fan Co. | 23865 |  |  |  |  | 1683 | 11 | 153 | 3143 | 31 | 101 | 6274 | 88 | 71 | [5 empty] | None |  | Non Federally-Regulated | 03/06/2017 |  | 03/06/2017
Hunter Fan Co. | Hunter Fan Co. | 25588 |  |  |  |  | 1403 | 154 | 9 | 2817 | 109 | 26 | 4696 | 75 | 63 | [5 empty] | Incandescent |  | Non Federally-Regulated | 03/06/2017 |  | 03/06/2017
Hunter Fan Co. | Hunter Fan Co. | 20484 |  |  |  |  | 1403 | 9 | 156 | 2817 | 26 | 108 | 4696 | 62 | 76 | [5 empty] | Incandescent |  | Non Federally-Regulated | 03/06/2017 |  | 03/06/2017
Hunter Fan Co. | Casablanca | C31U73Z | True |  | 6 | Yes | 871 | 8 | 109 | 6494 | 115 | 56 | 3520 | 39 | 90 | [5 empty] | None |  | Federally-Regulated Consumer Product | 03/06/2017 |  | 03/06/2017
Hunter Fan Co. | Casablanca | C17G667A | True |  | 6 | Yes | 1488 | 8 | 186 | 6885 | 120 | 57 | 4059 | 39 | 104 | [5 empty] | Other |  | Federally-Regulated Consumer Product | 03/06/2017 |  | 03/06/2017
Hunter Fan Co. | Hunter Fan Co. | 23696 |  |  |  |  | 1652 | 10 | 165 | 3648 | 29 | 126 | 5682 | 66 | 86 | [5 empty] | Incandescent |  | Non Federally-Regulated | 03/06/2017 |  | 03/06/2017
Hunter Fan Co. | Hunter Fan Co. | 21968 |  |  |  |  | 1520 | 9 | 169 | 3461 | 35 | 99 | 5597 | 82 | 68 | [5 empty] | Incandescent |  | Non Federally-Regulated | 03/06/2017 |  | 03/06/2017
Hunter Fan Co. | Hunter Fan Co. | 28471 |  |  |  |  | 1677 | 178 | 9 | 3519 | 114 | 31 | 6499 | 78 | 83 | [5 empty] | None |  | Non Federally-Regulated | 03/06/2017 |  | 03/06/2017
Hunter Fan Co. | Hunter Fan Co. | 21591 |  |  |  |  | 1871 | 161 | 12 | 3823 | 117 | 33 | 5687 | 82 | 69 | [5 empty] | Compact Flourescent |  | Non Federally-Regulated | 03/06/2017 |  | 03/06/2017
Hunter Fan Co. | Hunter Fan Co. | 20527 |  |  |  |  | 1438 | 152 | 9 | 2981 | 112 | 27 | 5765 | 78 | 74 | [5 empty] | Incandescent |  | Non Federally-Regulated | 03/06/2017 |  | 03/06/2017
Hunter Fan Co. | Hunter Fan Co. | 28162 |  |  |  |  | 1127 | 9 | 125 | 3395 | 34 | 100 | 5635 | 81 | 70 | [5 empty] | None |  | Non Federally-Regulated | 03/06/2017 |  | 03/06/2017
Hunter Fan Co. | Hunter | 52096 | True |  | 3 | Yes | 1515 | 7 | 216 | 2273 | 16 | 142 | 4566 | 65 | 70 | [5 empty] | Compact Flourescent |  | Federally-Regulated Consumer Product | 03/06/2017 |  | 03/06/2017
Hunter Fan Co. | Hunter | 22563 | True |  | 3 | Yes | 1621 | 10 | 162 | 3123 | 28 | 112 | 5565 | 71 | 78 | [5 empty] | Incandescent |  | Federally-Regulated Consumer Product | 03/06/2017 |  | 03/06/2017
Hunter Fan Co. | Hunter Fan Co. | 26417 |  |  |  |  | 1497 | 150 | 10 | 2835 | 134 | 21 | 5012 | 84 | 60 | [5 empty] | Incandescent |  | Non Federally-Regulated | 03/06/2017 |  | 03/06/2017
Hunter Fan Co. | Casablanca | C27G546H | True |  | 4 | Yes | 1653 | 11 | 150 | 6000 | 75 | 80 | 3664 | 34 | 108 | [5 empty] | Incandescent |  | Federally-Regulated Consumer Product | 03/06/2017 |  | 03/06/2017
Hunter Fan Co. | Hunter | 28780A | True |  | 3 | Yes | 1510 | 10 | 151 | 2880 | 26 | 111 | 4632 | 65 | 71 | [5 empty] | Incandescent |  | Federally-Regulated Consumer Product | 03/06/2017 |  | 03/06/2017
Hunter Fan Co. | Hunter | 20511 | True |  | 3 | Yes | 1909 | 10 | 191 | 3340 | 29 | 115 | 5150 | 68 | 76 | [5 empty] | None |  | Federally-Regulated Consumer Product | 03/06/2017 |  | 03/06/2017
Hunter Fan Co. | Hunter | 20491 | True |  | 3 | Yes | 1203 | 8 | 150 | 2904 | 29 | 100 | 5928 | 93 | 64 | [5 empty] | Incandescent |  | Federally-Regulated Consumer Product | 03/06/2017 |  | 03/06/2017
Hunter Fan Co. | Hunter | 28530 | True |  | 3 | Yes | 1501 | 10 | 150 | 2941 | 27 | 109 | 4791 | 66 | 73 | [5 empty] | None |  | Federally-Regulated Consumer Product | 03/06/2017 |  | 03/06/2017
Hunter Fan Co. | Casablanca | 54080 | True |  | 4 | Yes | 3382 | 22 | 154 | 4591 | 39 | 118 | 6546 | 80 | 82 | [5 empty] | Incandescent |  | Federally-Regulated Consumer Product | 03/06/2017 |  | 03/06/2017
Hunter Fan Co. | Hunter | 54017 | True |  | 3 | Yes | 2552 | 12 | 213 | 4289 | 30 | 143 | 6855 | 78 | 88 | [5 empty] | None |  | Federally-Regulated Consumer Product | 03/06/2017 |  | 03/06/2017
Hunter Fan Co. | Hunter | 28439 | True |  | 3 | Yes | 1449 | 9 | 161 | 3033 | 28 | 108 | 5203 | 67 | 78 | [5 empty] | Compact Flourescent |  | Federally-Regulated Consumer Product | 03/06/2017 |  | 03/06/2017
Hunter Fan Co. | Hunter | 20176 | True |  | 3 | Yes | 1247 | 8 | 156 | 1963 | 16 | 123 | 3894 | 50 | 78 | [5 empty] | Incandescent |  | Federally-Regulated Consumer Product | 03/06/2017 |  | 03/06/2017
Hunter Fan Co. | Hunter Fan Co. | 23813 |  |  |  |  | 1778 | 202 | 9 | 3958 | 131 | 30 | 7248 | 85 | 85 | [5 empty] | Incandescent |  | Non Federally-Regulated | 03/06/2017 |  | 03/06/2017
Hunter Fan Co. | Hunter | 52075 | True |  | 3 | Yes | 1487 | 7 | 212 | 2161 | 16 | 135 | 4509 | 66 | 68 | [5 empty] | Incandescent |  | Federally-Regulated Consumer Product | 03/06/2017 |  | 03/06/2017
Hunter Fan Co. | Casablanca | C15G624L | True |  | 3 | Yes | 3505 | 25 | 140 | 7296 | 101 | 72 | 4626 | 42 | 110 | [5 empty] | Incandescent |  | Federally-Regulated Consumer Product | 03/06/2017 |  | 03/06/2017
Hunter Fan Co. | Hunter Fan Co. | 21864 |  |  |  |  | 1531 | 10 | 153 | 2968 | 26 | 114 | 4927 | 68 | 72 | [5 empty] | None |  | Non Federally-Regulated | 03/06/2017 |  | 03/06/2017
Hunter Fan Co. | Hunter | 54015 | True |  | 3 | Yes | 2011 | 10 | 201 | 3524 | 28 | 126 | 5860 | 78 | 75 | [5 empty] | Incandescent |  | Federally-Regulated Consumer Product | 03/06/2017 |  | 03/06/2017
Hunter Fan Co. | Hunter Fan Co. | 28469 |  |  |  |  | 1677 | 178 | 9 | 3519 | 114 | 31 | 6499 | 78 | 83 | [5 empty] | None |  | Non Federally-Regulated | 03/06/2017 |  | 03/06/2017
Hunter Fan Co. | Hunter | 53104 | True |  | 3 | Yes | 2006 | 10 | 201 | 3204 | 26 | 123 | 5014 | 64 | 78 | [5 empty] | None |  | Federally-Regulated Consumer Product | 03/06/2017 |  | 03/06/2017
Hunter Fan Co. | Hunter Fan Co. | 27294 |  |  |  |  | 1887 | 10 | 189 | 3828 | 29 | 132 | 6163 | 74 | 83 | [5 empty] | Incandescent |  | Non Federally-Regulated | 03/06/2017 |  | 03/06/2017
Hunter Fan Co. | Hunter | 59053 | True |  | 3 | Yes | 1966 | 13 | 151 | 3654 | 32 | 114 | 5847 | 72 | 81 | [5 empty] | Compact Flourescent |  | Federally-Regulated Consumer Product | 03/06/2017 |  | 03/06/2017
Hunter Fan Co. | Hunter Fan Co. | 22467 |  |  |  |  | 1566 | 186 | 8 | 3401 | 119 | 29 | 6045 | 76 | 80 | [5 empty] | Incandescent |  | Non Federally-Regulated | 03/06/2017 |  | 03/06/2017
Hunter Fan Co. | Hunter | 53200 | True |  | 3 | Yes | 2085 | 10 | 209 | 3411 | 26 | 131 | 5094 | 63 | 81 | [5 empty] | Incandescent |  | Federally-Regulated Consumer Product | 03/06/2017 |  | 03/06/2017
Hunter Fan Co. | Hunter Fan Co. | 28403 |  |  |  |  | 1262 | 10 | 126 | 3374 | 36 | 94 | 5704 | 85 | 67 | [5 empty] | None |  | Non Federally-Regulated | 03/06/2017 |  | 03/06/2017
Hunter Fan Co. | Hunter Fan Co. | 21179 |  |  |  |  | 1543 | 9 | 171 | 3361 | 30 | 112 | 6003 | 80 | 75 | [5 empty] | None |  | Non Federally-Regulated | 03/06/2017 |  | 03/06/2017
Hunter Fan Co. | Hunter Fan Co. | 21222 |  |  |  |  | 1566 | 9 | 174 | 2989 | 26 | 115 | 5203 | 69 | 75 | [5 empty] | Incandescent |  | Non Federally-Regulated | 03/06/2017 |  | 03/06/2017
Hunter Fan Co. | Hunter Fan Co. | 23721 |  |  |  |  | 1323 | 147 | 9 | 3579 | 105 | 34 | 5795 | 72 | 80 | [5 empty] | None |  | Non Federally-Regulated | 03/06/2017 |  | 03/06/2017
Hunter Fan Co. | Hunter Fan Co. | 23577 |  |  |  |  | 1658 | 12 | 138 | 3987 | 35 | 114 | 6046 | 72 | 84 | [5 empty] | Incandescent |  | Non Federally-Regulated | 03/06/2017 |  | 03/06/2017
Hunter Fan Co. | Hunter Fan Co. | 21542 |  |  |  |  | 1309 | 10 | 131 | 2796 | 29 | 96 | 4800 | 71 | 68 | [5 empty] | Incandescent |  | Non Federally-Regulated | 03/06/2017 |  | 03/06/2017
Hunter Fan Co. | Hunter Fan Co. | 25479 |  |  |  |  | 1309 | 10 | 131 | 2796 | 29 | 96 | 4800 | 71 | 68 | [5 empty] | Incandescent |  | Non Federally-Regulated | 03/06/2017 |  | 03/06/2017
Hunter Fan Co. | Casablanca | C32G611L | True |  | 3 | Yes | 3663 | 32 | 114 | 6251 | 85 | 74 | 4507 | 47 | 96 | [5 empty] | Other |  | Federally-Regulated Consumer Product | 03/06/2017 |  | 03/06/2017
Hunter Fan Co. | Hunter | 53262 | True |  | 3 | Yes | 1865 | 9 | 207 | 3100 | 24 | 129 | 5040 | 62 | 81 | [5 empty] | Compact Flourescent |  | Federally-Regulated Consumer Product | 03/06/2017 |  | 03/06/2017
Hunter Fan Co. | Hunter | 52100 | True |  | 3 | Yes | 1620 | 7 | 231 | 2452 | 16 | 153 | 4617 | 65 | 71 | [5 empty] | Incandescent |  | Federally-Regulated Consumer Product | 03/06/2017 |  | 03/06/2017
Hunter Fan Co. | Hunter Fan Co. | 23760 |  |  |  |  | 1403 | 9 | 156 | 2817 | 26 | 108 | 4696 | 62 | 76 | [5 empty] | Incandescent |  | Non Federally-Regulated | 03/06/2017 |  | 03/06/2017
Hunter Fan Co. | Casablanca | 54116 | True |  | 4 | Yes | 1575 | 6 | 263 | 4494 | 40 | 112 | 6290 | 80 | 79 | [5 empty] | None |  | Federally-Regulated Consumer Product | 03/06/2017 |  | 03/06/2017
Hunter Fan Co. | Casablanca | C21G97H | True |  | 3 | Yes | 1450 | 12 | 121 | 5093 | 67 | 76 | 3281 | 35 | 94 | [5 empty] | Other |  | Federally-Regulated Consumer Product | 03/06/2017 |  | 03/06/2017
Hunter Fan Co. | Hunter Fan Co. | 24948 |  |  |  |  | 1602 | 10 | 160 | 3195 | 30 | 107 | 5559 | 76 | 73 | [5 empty] | Incandescent |  | Non Federally-Regulated | 03/06/2017 |  | 03/06/2017
Hunter Fan Co. | Hunter Fan Co. | 28157 |  |  |  |  | 1374 | 7 | 191 | 3563 | 33 | 109 | 7464 | 108 | 69 | [5 empty] | None |  | Non Federally-Regulated | 03/06/2017 |  | 03/06/2017
Hunter Fan Co. | Hunter Fan Co. | 23688 |  |  |  |  | 1493 | 8 | 187 | 4136 | 34 | 122 | 6940 | 83 | 84 | [5 empty] | None |  | Non Federally-Regulated | 03/06/2017 |  | 03/06/2017
Hunter Fan Co. | Hunter | 21562 | True |  | 3 | Yes | 1031 | 10 | 103 | 1946 | 29 | 67 | 3198 | 72 | 44 | [5 empty] | Incandescent |  | Federally-Regulated Consumer Product | 03/06/2017 |  | 03/06/2017
Hunter Fan Co. | Hunter | 23895 | True |  | 3 | Yes | 1720 | 10 | 172 | 3967 | 32 | 124 | 6184 | 76 | 81 | [5 empty] | Incandescent |  | Federally-Regulated Consumer Product | 03/06/2017 |  | 03/06/2017
Hunter Fan Co. | Casablanca | 97032T | True |  | 3 | Yes | 1310 | 10 | 131 | 6162 | 94 | 66 | 3896 | 44 | 89 | [5 empty] | Incandescent |  | Federally-Regulated Consumer Product | 03/06/2017 |  | 03/06/2017
Hunter Fan Co. | Hunter Fan Co. | 23854 |  |  |  |  | 1683 | 11 | 153 | 3143 | 31 | 101 | 6274 | 88 | 71 | [5 empty] | None |  | Non Federally-Regulated | 03/06/2017 |  | 03/06/2017
Hunter Fan Co. | Hunter Fan Co. | 21580 |  |  |  |  | 1452 | 150 | 10 | 2821 | 104 | 27 | 5008 | 74 | 68 | [5 empty] | Incandescent |  | Non Federally-Regulated | 03/06/2017 |  | 03/06/2017
Hunter Fan Co. | Hunter | 25587 | True |  | 3 | Yes | 1403 | 9 | 156 | 2817 | 26 | 108 | 4696 | 62 | 76 | [5 empty] | Incandescent |  | Federally-Regulated Consumer Product | 03/06/2017 |  | 03/06/2017
Hunter Fan Co. | Hunter | 51029 | True |  | 3 | Yes | 1126 | 7 | 161 | 1778 | 15 | 119 | 3532 | 57 | 62 | [5 empty] | Incandescent |  | Federally-Regulated Consumer Product | 03/06/2017 |  | 03/06/2017
Hunter Fan Co. | Hunter Fan Co. | 24692 |  |  |  |  | 2673 | 20 | 134 | 4286 | 36 | 119 | 7037 | 70 | 101 | [5 empty] | None |  | Non Federally-Regulated | 03/06/2017 |  | 03/06/2017
Hunter Fan Co. | Hunter Fan Co. | 21866 |  |  |  |  | 1531 | 10 | 153 | 2968 | 26 | 114 | 4927 | 68 | 72 | [5 empty] | None |  | Non Federally-Regulated | 03/06/2017 |  | 03/06/2017
Hunter Fan Co. | Hunter Fan Co. | 21547 |  |  |  |  | 1332 | 139 | 10 | 2853 | 105 | 27 | 4984 | 69 | 72 | [5 empty] | Incandescent |  | Non Federally-Regulated | 03/06/2017 |  | 03/06/2017
Hunter Fan Co. | Hunter Fan Co. | 24927 |  |  |  |  | 1731 | 9 | 192 | 3556 | 29 | 123 | 5256 | 63 | 83 | [5 empty] | None |  | Non Federally-Regulated | 03/06/2017 |  | 03/06/2017
Hunter Fan Co. | Casablanca | C2M72M | True |  | 3 | Yes | 1466 | 12 | 122 | 4739 | 69 | 69 | 3003 | 34 | 88 | [5 empty] | Other |  | Federally-Regulated Consumer Product | 03/06/2017 |  | 03/06/2017
Hunter Fan Co. | Hunter | 20430 | True |  | 3 | Yes | 1200 | 8 | 150 | 2600 | 23 | 113 | 4600 | 62 | 74 | [5 empty] | Incandescent |  | Federally-Regulated Consumer Product | 03/06/2017 |  | 03/06/2017
Hunter Fan Co. | Casablanca | C17G8A | True |  | 6 | Yes | 1488 | 8 | 186 | 6885 | 120 | 57 | 4059 | 39 | 104 | [5 empty] | Other |  | Federally-Regulated Consumer Product | 03/06/2017 |  | 03/06/2017
Hunter Fan Co. | Hunter | 53242 | True |  | 3 | Yes | 1930 | 10 | 193 | 3252 | 27 | 120 | 5049 | 66 | 77 | [5 empty] | None |  | Federally-Regulated Consumer Product | 03/06/2017 |  | 03/06/2017
Hunter Fan Co. | Hunter Fan Co. | 21522 |  |  |  |  | 1735 | 9 | 193 | 3627 | 30 | 121 | 6144 | 79 | 78 | [5 empty] | Incandescent |  | Non Federally-Regulated | 03/06/2017 |  | 03/06/2017
Hunter Fan Co. | Hunter | 51024 | True |  | 3 | Yes | 936 | 9 | 104 | 1433 | 15 | 96 | 2825 | 56 | 50 | [5 empty] | Incandescent |  | Federally-Regulated Consumer Product | 03/06/2017 |  | 03/06/2017
Hunter Fan Co. | Hunter | 54059 | True |  | 3 | Yes | 1527 | 11 | 139 | 2969 | 32 | 93 | 4454 | 67 | 66 | [5 empty] | Incandescent |  | Federally-Regulated Consumer Product | 03/06/2017 |  | 03/06/2017
Hunter Fan Co. | Hunter Fan Co. | 20486 |  |  |  |  | 1403 | 9 | 156 | 2817 | 26 | 108 | 4696 | 62 | 76 | [5 empty] | Incandescent |  | Non Federally-Regulated | 03/06/2017 |  | 03/06/2017
Hunter Fan Co. | Casablanca | 95546T | True |  | 6 | Yes | 747 | 41 | 18 | 6591 | 116 | 57 | 3360 | 76 | 44 | [5 empty] | None |  | Federally-Regulated Consumer Product | 03/06/2017 |  | 03/06/2017
Hunter Fan Co. | Hunter Fan Co. | 24266 |  |  |  |  | 2040 | 13 | 157 | 4025 | 34 | 118 | 6538 | 75 | 87 | [5 empty] | Other |  | Non Federally-Regulated | 03/06/2017 |  | 03/06/2017
Hunter Fan Co. | Hunter | 23838 | True |  | 3 | Yes | 2696 | 18 | 150 | 4164 | 39 | 107 | 6644 | 86 | 77 | [5 empty] | None |  | Federally-Regulated Consumer Product | 03/06/2017 |  | 03/06/2017
Hunter Fan Co. | Hunter | 54110 | True |  | 3 | Yes | 2049 | 9 | 228 | 3587 | 27 | 133 | 6514 | 85 | 77 | [5 empty] | None |  | Federally-Regulated Consumer Product | 03/06/2017 |  | 03/06/2017
Hunter Fan Co. | Hunter Fan Co. | 24840 |  |  |  |  | 1883 | 10 | 188 | 3898 | 31 | 126 | 6270 | 76 | 83 | [5 empty] | None |  | Non Federally-Regulated | 03/06/2017 |  | 03/06/2017
Hunter Fan Co. | Hunter Fan Co. | 25578 |  |  |  |  | 1403 | 9 | 156 | 2817 | 26 | 108 | 4696 | 62 | 76 | [5 empty] | Incandescent |  | Non Federally-Regulated | 03/06/2017 |  | 03/06/2017
Hunter Fan Co. | Hunter | 21730 | True |  | 3 | Yes | 1038 | 8 | 130 | 1914 | 16 | 120 | 3478 | 50 | 70 | [5 empty] | Incandescent |  | Federally-Regulated Consumer Product | 03/06/2017 |  | 03/06/2017
Hunter Fan Co. | Casablanca | 6373Z | True |  | 6 | Yes | 1359 | 42 | 32 | 6250 | 108 | 58 | 3851 | 78 | 49 | [5 empty] | None |  | Federally-Regulated Consumer Product | 03/06/2017 |  | 03/06/2017
Hunter Fan Co. | Hunter Fan Co. | 28072 |  |  |  |  | 1548 | 10 | 155 | 2932 | 27 | 109 | 5032 | 65 | 77 | [5 empty] | Incandescent |  | Non Federally-Regulated | 03/06/2017 |  | 03/06/2017
Hunter Fan Co. | Hunter | 51067 | True |  | 3 | Yes | 1701 | 8 | 213 | 2267 | 15 | 151 | 3830 | 49 | 78 | [5 empty] | Incandescent |  | Federally-Regulated Consumer Product | 03/06/2017 |  | 03/06/2017
Hunter Fan Co. | Hunter | 53105 | True |  | 3 | Yes | 2006 | 10 | 201 | 3204 | 26 | 123 | 5014 | 64 | 78 | [5 empty] | None |  | Federally-Regulated Consumer Product | 03/06/2017 |  | 03/06/2017
Hunter Fan Co. | Hunter | 26489 | True |  | 3 | Yes | 1350 | 9 | 150 | 3225 | 32 | 101 | 5805 | 76 | 76 | [5 empty] | None |  | Federally-Regulated Consumer Product | 03/06/2017 |  | 03/06/2017
Hunter Fan Co. | Casablanca | 54041 | True |  | 4 | Yes | 2060 | 12 | 172 | 4540 | 46 | 99 | 6298 | 83 | 76 | [5 empty] | Incandescent |  | Federally-Regulated Consumer Product | 03/06/2017 |  | 03/06/2017
Hunter Fan Co. | Hunter | 59007 | True |  | 4 | Yes | 2829 | 23 | 123 | 3861 | 41 | 94 | 5628 | 78 | 72 | [5 empty] | Incandescent |  | Federally-Regulated Consumer Product | 03/06/2017 |  | 03/06/2017
Hunter Fan Co. | Hunter Fan Co. | 21411 |  |  |  |  | 1403 | 9 | 156 | 2817 | 26 | 108 | 4696 | 62 | 76 | [5 empty] | Incandescent |  | Non Federally-Regulated | 03/06/2017 |  | 03/06/2017
Hunter Fan Co. | Hunter Fan Co. | 20764 |  |  |  |  | 1591 | 8 | 199 | 2846 | 27 | 105 | 5148 | 66 | 78 | [5 empty] | Incandescent |  | Non Federally-Regulated | 03/06/2017 |  | 03/06/2017
Hunter Fan Co. | Casablanca | C30G11L | True |  | 3 | Yes | 891 | 12 | 74 | 3135 | 72 | 44 | 1942 | 33 | 59 | [5 empty] | Other |  | Federally-Regulated Consumer Product | 03/06/2017 |  | 03/06/2017
Hunter Fan Co. | Hunter Fan Co. | 20661 |  |  |  |  | 2215 | 12 | 185 | 4576 | 36 | 127 | 6433 | 61 | 105 | [5 empty] | Incandescent |  | Non Federally-Regulated | 03/06/2017 |  | 03/06/2017
Hunter Fan Co. | Hunter Fan Co. | 21897 |  |  |  |  | 1908 | 10 | 191 | 3792 | 30 | 126 | 6494 | 77 | 84 | [5 empty] | Incandescent |  | Non Federally-Regulated | 03/06/2017 |  | 03/06/2017
Hunter Fan Co. | Hunter Fan Co. | 26488 |  |  |  |  | 1504 | 165 | 9 | 3521 | 111 | 32 | 5974 | 79 | 76 | [5 empty] | None |  | Non Federally-Regulated | 03/06/2017 |  | 03/06/2017
Hunter Fan Co. | Casablanca | 93045M | True |  | 3 | Yes | 1786 | 10 | 179 | 7440 | 86 | 87 | 3763 | 30 | 125 | [5 empty] | Other |  | Federally-Regulated Consumer Product | 03/06/2017 |  | 03/06/2017
Hunter Fan Co. | Hunter | 28721 | True |  | 3 | Yes | 1514 | 10 | 151 | 2932 | 28 | 105 | 5203 | 67 | 78 | [5 empty] | Incandescent |  | Federally-Regulated Consumer Product | 03/06/2017 |  | 03/06/2017
Hunter Fan Co. | Hunter | 53107 | True |  | 3 | Yes | 1918 | 10 | 192 | 3129 | 25 | 125 | 4773 | 65 | 73 | [5 empty] | Incandescent |  | Federally-Regulated Consumer Product | 03/06/2017 |  | 03/06/2017
Hunter Fan Co. | Hunter | 59126 | True |  | 3 | Yes | 2019 | 11 | 184 | 3336 | 27 | 124 | 5210 | 60 | 87 | [5 empty] | None |  | Federally-Regulated Consumer Product | 03/06/2017 |  | 03/06/2017
Hunter Fan Co. | Hunter | 28415 | True |  | 3 | Yes | 1626 | 9 | 181 | 3053 | 27 | 113 | 5251 | 66 | 80 | [5 empty] | None |  | Federally-Regulated Consumer Product | 03/06/2017 |  | 03/06/2017
Hunter Fan Co. | Hunter | 59021 | True |  | 3 | Yes | 999 | 7 | 143 | 1678 | 16 | 105 | 3563 | 63 | 57 | [5 empty] | None |  | Federally-Regulated Consumer Product | 03/06/2017 |  | 03/06/2017
Hunter Fan Co. | Hunter | 59171 | True |  | 3 | Yes | 1747 | 7 | 250 | 2563 | 15 | 171 | 4821 | 61 | 79 | [5 empty] | Compact Flourescent |  | Federally-Regulated Consumer Product | 03/06/2017 |  | 03/06/2017
Hunter Fan Co. | Hunter | 20498 | True |  | 3 | Yes | 1544 | 11 | 140 | 3461 | 31 | 112 | 6619 | 95 | 70 | [5 empty] | Other |  | Federally-Regulated Consumer Product | 03/06/2017 |  | 03/06/2017
Hunter Fan Co. | Hunter Fan Co. | 23970 |  |  |  |  | 1415 | 9 | 157 | 3461 | 30 | 115 | 6419 | 83 | 77 | [5 empty] | Incandescent |  | Non Federally-Regulated | 03/06/2017 |  | 03/06/2017
Hunter Fan Co. | Casablanca | 6632T | True |  | 4 | Yes | 1236 | 5 | 247 | 6398 | 85 | 75 | 4555 | 46 | 99 | [5 empty] | None |  | Federally-Regulated Consumer Product | 03/06/2017 |  | 03/06/2017
Hunter Fan Co. | Hunter | 59010 | True |  | 3 | Yes | 1892 | 11 | 172 | 3067 | 27 | 114 | 4343 | 57 | 76 | [5 empty] | Incandescent |  | Federally-Regulated Consumer Product | 03/06/2017 |  | 03/06/2017
Hunter Fan Co. | Casablanca | 54030 | True |  | 4 | Yes | 1488 | 5 | 298 | 4415 | 39 | 113 | 6496 | 83 | 78 | [5 empty] | None |  | Federally-Regulated Consumer Product | 03/06/2017 |  | 03/06/2017
Hunter Fan Co. | Casablanca | 59123 | True |  | 4 | Yes | 1834 | 10 | 183 | 4252 | 42 | 101 | 6196 | 82 | 76 | [5 empty] | None |  | Federally-Regulated Consumer Product | 03/06/2017 |  | 03/06/2017
Hunter Fan Co. | Hunter Fan Co. | 28441 |  |  |  |  | 1525 | 9 | 169 | 3578 | 31 | 115 | 6171 | 77 | 80 | [5 empty] | None |  | Non Federally-Regulated | 03/06/2017 |  | 03/06/2017
Hunter Fan Co. | Casablanca | 3873A | True |  | 6 | Yes | 1410 | 42 | 34 | 7174 | 119 | 60 | 3942 | 74 | 53 | [5 empty] | None |  | Federally-Regulated Consumer Product | 03/06/2017 |  | 03/06/2017
Hunter Fan Co. | Hunter | 20499 | True |  | 3 | Yes | 1166 | 10 | 117 | 3002 | 32 | 94 | 6006 | 93 | 65 | [5 empty] | Incandescent |  | Federally-Regulated Consumer Product | 03/06/2017 |  | 03/06/2017
Hunter Fan Co. | Hunter | 23909 | True |  | 3 | Yes | 511 | 8 | 64 | 751 | 17 | 44 | 2049 | 55 | 37 | [5 empty] | Incandescent |  | Federally-Regulated Consumer Product | 03/06/2017 |  | 03/06/2017
Hunter Fan Co. | Hunter Fan Co. | 22434 |  |  |  |  | 1499 | 10 | 150 | 2941 | 27 | 109 | 5091 | 66 | 77 | [5 empty] | Incandescent |  | Non Federally-Regulated | 03/06/2017 |  | 03/06/2017
Hunter Fan Co. | Hunter | 21315 | True |  | 3 | Yes | 1615 | 10 | 162 | 3008 | 28 | 107 | 5140 | 67 | 77 | [5 empty] | Incandescent |  | Federally-Regulated Consumer Product | 03/06/2017 |  | 03/06/2017
Hunter Fan Co. | Casablanca | 6445T | True |  | 3 | Yes | 1313 | 41 | 32 | 6003 | 108 | 56 | 4625 | 94 | 49 | [5 empty] | None |  | Federally-Regulated Consumer Product | 03/06/2017 |  | 03/06/2017
Hunter Fan Co. | Hunter Fan Co. | 27523 |  |  |  |  | 1544 | 9 | 172 | 3399 | 31 | 110 | 5519 | 79 | 70 | [5 empty] | Incandescent |  | Non Federally-Regulated | 03/06/2017 |  | 03/06/2017
Hunter Fan Co. | Hunter | 59016 | True |  | 3 | Yes | 1985 | 10 | 199 | 3343 | 26 | 129 | 5116 | 66 | 78 | [5 empty] | Incandescent |  | Federally-Regulated Consumer Product | 03/06/2017 |  | 03/06/2017
Hunter Fan Co. | Hunter | 28460 | True |  | 3 | Yes | 1449 | 9 | 161 | 3033 | 28 | 108 | 5203 | 67 | 78 | [5 empty] | Compact Flourescent |  | Federally-Regulated Consumer Product | 03/06/2017 |  | 03/06/2017
Hunter Fan Co. | Casablanca | 59023 | True |  | 4 | Yes | 1116 | 11 | 101 | 2676 | 50 | 54 | 3653 | 89 | 41 | [5 empty] | Incandescent |  | Federally-Regulated Consumer Product | 03/06/2017 |  | 03/06/2017
Hunter Fan Co. | Casablanca | 72U2D | True |  | 3 | Yes | 1363 | 10 | 136 | 5100 | 80 | 64 | 3090 | 27 | 114 | [5 empty] | None |  | Federally-Regulated Consumer Product | 03/06/2017 |  | 03/06/2017
Hunter Fan Co. | Casablanca | 6672G | True |  | 4 | Yes | 1236 | 5 | 247 | 6398 | 85 | 75 | 4555 | 46 | 99 | [5 empty] | None |  | Federally-Regulated Consumer Product | 03/06/2017 |  | 03/06/2017
Hunter Fan Co. | Hunter Fan Co. | 23907 |  |  |  |  | 1389 | 8 | 174 | 3578 | 32 | 112 | 6376 | 94 | 68 | [5 empty] | Incandescent |  | Non Federally-Regulated | 03/06/2017 |  | 03/06/2017
Hunter Fan Co. | Casablanca | 41U11D | True |  | 6 | Yes | 1398 | 12 | 117 | 3127 | 50 | 63 | 2268 | 27 | 84 | [5 empty] | None |  | Federally-Regulated Consumer Product | 03/06/2017 |  | 03/06/2017
Hunter Fan Co. | Hunter | 52222 | True |  | 3 | Yes | 1461 | 7 | 209 | 2226 | 16 | 139 | 4542 | 65 | 70 | [5 empty] | Incandescent |  | Federally-Regulated Consumer Product | 03/06/2017 |  | 03/06/2017
Hunter Fan Co. | Hunter | 54156 | True |  | 3 | Yes | 2121 | 9 | 236 | 3639 | 27 | 135 | 6294 | 82 | 77 | [5 empty] | Incandescent |  | Federally-Regulated Consumer Product | 03/06/2017 |  | 03/06/2017
Hunter Fan Co. | Hunter | 59022 | True |  | 3 | Yes | 999 | 7 | 143 | 1678 | 16 | 105 | 3563 | 63 | 57 | [5 empty] | None |  | Federally-Regulated Consumer Product | 03/06/2017 |  | 03/06/2017
Hunter Fan Co. | Hunter Fan Co. | 28187 |  |  |  |  | 1329 | 8 | 166 | 3924 | 33 | 119 | 6126 | 80 | 77 | [5 empty] | None |  | Non Federally-Regulated | 03/06/2017 |  | 03/06/2017
Hunter Fan Co. | Casablanca | 7946D | True |  | 3 | Yes | 2052 | 9 | 228 | 7078 | 81 | 87 | 3698 | 30 | 123 | [5 empty] | None |  | Federally-Regulated Consumer Product | 03/06/2017 |  | 03/06/2017
Hunter Fan Co. | Casablanca | 59111 | True |  | 4 | Yes | 1902 | 11 | 173 | 4933 | 50 | 99 | 6468 | 85 | 76 | [5 empty] | LED |  | Federally-Regulated Consumer Product | 03/06/2017 |  | 03/06/2017
Hunter Fan Co. | Hunter Fan Co. | 21958 |  |  |  |  | 1848 | 11 | 168 | 3632 | 29 | 125 | 5716 | 63 | 91 | [5 empty] | None |  | Non Federally-Regulated | 03/06/2017 |  | 03/06/2017
Hunter Fan Co. | Hunter | 25511 | True |  | 3 | Yes | 1523 | 9 | 169 | 2906 | 25 | 116 | 5186 | 66 | 79 | [5 empty] | None |  | Federally-Regulated Consumer Product | 03/06/2017 |  | 03/06/2017
Hunter Fan Co. | Hunter Fan Co. | 28106 |  |  |  |  | 1765 | 11 | 160 | 3156 | 29 | 109 | 4799 | 65 | 74 | [5 empty] | None |  | Non Federally-Regulated | 03/06/2017 |  | 03/06/2017
Hunter Fan Co. | Hunter Fan Co. | 26419 |  |  |  |  | 1497 | 150 | 10 | 2835 | 134 | 21 | 5012 | 84 | 60 | [5 empty] | Incandescent |  | Non Federally-Regulated | 03/06/2017 |  | 03/06/2017
Hunter Fan Co. | Hunter | 53214 | True |  | 3 | Yes | 2087 | 9 | 232 | 3498 | 27 | 130 | 5407 | 70 | 77 | [5 empty] | Compact Flourescent |  | Federally-Regulated Consumer Product | 03/06/2017 |  | 03/06/2017
Hunter Fan Co. | Hunter Fan Co. | 22435 |  |  |  |  | 1499 | 10 | 150 | 2941 | 27 | 109 | 5091 | 66 | 77 | [5 empty] | Incandescent |  | Non Federally-Regulated | 03/06/2017 |  | 03/06/2017
Hunter Fan Co. | Hunter | 52122 | True |  | 3 | Yes | 1867 | 7 | 267 | 2566 | 16 | 160 | 4624 | 62 | 75 | [5 empty] | Incandescent |  | Federally-Regulated Consumer Product | 03/06/2017 |  | 03/06/2017
Hunter Fan Co. | Hunter | 28711 | True |  | 3 | Yes | 1976 | 10 | 198 | 3354 | 27 | 124 | 5240 | 66 | 79 | [5 empty] | Incandescent |  | Federally-Regulated Consumer Product | 03/06/2017 |  | 03/06/2017
Hunter Fan Co. | Hunter Fan Co. | 22436 |  |  |  |  | 1499 | 10 | 150 | 2941 | 27 | 109 | 5091 | 66 | 77 | [5 empty] | Incandescent |  | Non Federally-Regulated | 03/06/2017 |  | 03/06/2017
Hunter Fan Co. | Hunter Fan Co. | 28132 |  |  |  |  | 1430 | 7 | 204 | 4346 | 42 | 103 | 5836 | 70 | 83 | [5 empty] | None |  | Non Federally-Regulated | 03/06/2017 |  | 03/06/2017
Hunter Fan Co. | Hunter Fan Co. | 22451 |  |  |  |  | 1393 | 9 | 155 | 2765 | 25 | 111 | 4905 | 63 | 78 | [5 empty] | Incandescent |  | Non Federally-Regulated | 03/06/2017 |  | 03/06/2017
Hunter Fan Co. | Hunter | 21317 | True |  | 3 | Yes | 1285 | 10 | 129 | 2912 | 27 | 108 | 5109 | 71 | 72 | [5 empty] | Incandescent |  | Federally-Regulated Consumer Product | 03/06/2017 |  | 03/06/2017
Hunter Fan Co. | Hunter | 54016 | True |  | 3 | Yes | 2090 | 8 | 261 | 3499 | 26 | 135 | 5964 | 83 | 72 | [5 empty] | Incandescent |  | Federally-Regulated Consumer Product | 03/06/2017 |  | 03/06/2017
Hunter Fan Co. | Casablanca | 74U73D | True |  | 3 | Yes | 353 | 9 | 39 | 4134 | 60 | 69 | 1499 | 26 | 58 | [5 empty] | None |  | Federally-Regulated Consumer Product | 03/06/2017 |  | 03/06/2017
Hunter Fan Co. | Hunter Fan Co. | 28464 |  |  |  |  | 1497 | 153 | 10 | 3086 | 115 | 27 | 5372 | 81 | 66 | [5 empty] | None |  | Non Federally-Regulated | 03/06/2017 |  | 03/06/2017
Hunter Fan Co. | Hunter | 28684 | True |  | 3 | Yes | 1111 | 7 | 159 | 1733 | 15 | 116 | 3252 | 50 | 65 | [5 empty] | Incandescent |  | Federally-Regulated Consumer Product | 03/06/2017 |  | 03/06/2017
Hunter Fan Co. | Hunter | 22540 | True |  | 3 | Yes | 1393 | 9 | 155 | 2765 | 25 | 111 | 4905 | 63 | 78 | [5 empty] | Incandescent |  | Federally-Regulated Consumer Product | 03/06/2017 |  | 03/06/2017
Hunter Fan Co. | Hunter Fan Co. | 28480 |  |  |  |  | 1180 | 134 | 9 | 2977 | 102 | 29 | 5574 | 66 | 84 | [5 empty] | Incandescent |  | Non Federally-Regulated | 03/06/2017 |  | 03/06/2017
Hunter Fan Co. | Hunter Fan Co. | 26420 |  |  |  |  | 1497 | 150 | 10 | 2835 | 134 | 21 | 5012 | 84 | 60 | [5 empty] | Incandescent |  | Non Federally-Regulated | 03/06/2017 |  | 03/06/2017
Hunter Fan Co. | Casablanca | 59524 | True |  | 4 | Yes | 1068 | 6 | 178 | 2607 | 37 | 70 | 3055 | 64 | 48 | [5 empty] | None |  | Federally-Regulated Consumer Product | 03/06/2017 |  | 03/06/2017
Hunter Fan Co. | Hunter Fan Co. | 28089 |  |  |  |  | 1455 | 9 | 162 | 3204 | 29 | 110 | 5856 | 88 | 67 | [5 empty] | Incandescent |  | Non Federally-Regulated | 03/06/2017 |  | 03/06/2017
Hunter Fan Co. | Hunter | 59178 | True |  | 3 | Yes | 1528 | 7 | 218 | 2344 | 15 | 156 | 4432 | 60 | 74 | [5 empty] | Compact Flourescent |  | Federally-Regulated Consumer Product | 03/06/2017 |  | 03/06/2017
Hunter Fan Co. | Casablanca | 3832T | True |  | 6 | Yes | 1410 | 42 | 34 | 7174 | 119 | 60 | 3942 | 74 | 53 | [5 empty] | None |  | Federally-Regulated Consumer Product | 03/06/2017 |  | 03/06/2017
Hunter Fan Co. | Hunter Fan Co. | 21978 |  |  |  |  | 1803 | 9 | 200 | 3837 | 30 | 128 | 6379 | 75 | 85 | [5 empty] | Other |  | Non Federally-Regulated | 03/06/2017 |  | 03/06/2017
Hunter Fan Co. | Hunter Fan Co. | 24947 |  |  |  |  | 1602 | 10 | 160 | 3195 | 30 | 107 | 5559 | 76 | 73 | [5 empty] | Incandescent |  | Non Federally-Regulated | 03/06/2017 |  | 03/06/2017
Hunter Fan Co. | Casablanca | C38G11K | True |  | 4 | Yes | 3616 | 28 | 129 | 5878 | 75 | 78 | 4667 | 48 | 97 | [5 empty] | None |  | Federally-Regulated Consumer Product | 03/06/2017 |  | 03/06/2017
Hunter Fan Co. | Hunter Fan Co. | 21618 |  |  |  |  | 1719 | 155 | 11 | 3690 | 112 | 33 | 6707 | 77 | 87 | [5 empty] | Compact Flourescent |  | Non Federally-Regulated | 03/06/2017 |  | 03/06/2017
Hunter Fan Co. | Hunter | 53278 | True |  | 3 | Yes | 1935 | 10 | 194 | 3277 | 25 | 131 | 5041 | 63 | 80 | [5 empty] | Incandescent |  | Federally-Regulated Consumer Product | 03/06/2017 |  | 03/06/2017
Hunter Fan Co. | Casablanca | 55035 | True |  | 4 | Yes | 4127 | 34 | 121 | 5148 | 55 | 94 | 6351 | 87 | 73 | [5 empty] | None |  | Federally-Regulated Consumer Product | 03/06/2017 |  | 03/06/2017
Hunter Fan Co. | Hunter Fan Co. | 21967 |  |  |  |  | 1520 | 9 | 169 | 3461 | 35 | 99 | 5597 | 82 | 68 | [5 empty] | Incandescent |  | Non Federally-Regulated | 03/06/2017 |  | 03/06/2017
Hunter Fan Co. | Hunter Fan Co. | 28411 |  |  |  |  | 1626 | 9 | 181 | 3053 | 27 | 113 | 5251 | 66 | 80 | [5 empty] | None |  | Non Federally-Regulated | 03/06/2017 |  | 03/06/2017
Hunter Fan Co. | Hunter | 20717 | True |  | 3 | Yes | 467 | 9 | 52 | 1462 | 26 | 56 | 3169 | 74 | 43 | [5 empty] | Incandescent |  | Federally-Regulated Consumer Product | 03/06/2017 |  | 03/06/2017
Hunter Fan Co. | Hunter Fan Co. | 28496 |  |  |  |  | 2673 | 20 | 134 | 4286 | 36 | 119 | 7037 | 70 | 101 | [5 empty] | None |  | Non Federally-Regulated | 03/06/2017 |  | 03/06/2017
Hunter Fan Co. | Hunter | 59177 | True |  | 3 | Yes | 1528 | 7 | 218 | 2344 | 15 | 156 | 4432 | 60 | 74 | [5 empty] | Compact Flourescent |  | Federally-Regulated Consumer Product | 03/06/2017 |  | 03/06/2017
Hunter Fan Co. | Hunter | 53176 | True |  | 3 | Yes | 1953 | 9 | 217 | 3181 | 25 | 127 | 5160 | 68 | 76 | [5 empty] | Incandescent |  | Federally-Regulated Consumer Product | 03/06/2017 |  | 03/06/2017
Hunter Fan Co. | Hunter Fan Co. | 28076 |  |  |  |  | 1548 | 10 | 155 | 2932 | 27 | 109 | 5032 | 65 | 77 | [5 empty] | Incandescent |  | Non Federally-Regulated | 03/06/2017 |  | 03/06/2017
Hunter Fan Co. | Hunter Fan Co. | 20514 |  |  |  |  | 1731 | 9 | 192 | 3556 | 29 | 123 | 5256 | 63 | 83 | [5 empty] | None |  | Non Federally-Regulated | 03/06/2017 |  | 03/06/2017
Hunter Fan Co. | Hunter Fan Co. | 22283 |  |  |  |  | 1683 | 11 | 153 | 3143 | 31 | 101 | 6274 | 88 | 71 | [5 empty] | None |  | Non Federally-Regulated | 03/06/2017 |  | 03/06/2017
Hunter Fan Co. | Hunter Fan Co. | 28465 |  |  |  |  | 2098 | 12 | 175 | 4350 | 35 | 124 | 6638 | 81 | 82 | [5 empty] | None |  | Non Federally-Regulated | 03/06/2017 |  | 03/06/2017
Hunter Fan Co. | Hunter Fan Co. | 23979 |  |  |  |  | 1415 | 159 | 9 | 3461 | 114 | 30 | 6419 | 77 | 83 | [5 empty] | None |  | Non Federally-Regulated | 03/06/2017 |  | 03/06/2017
Hunter Fan Co. | Hunter Fan Co. | 20349 |  |  |  |  | 1530 | 142 | 11 | 3094 | 108 | 29 | 5431 | 73 | 74 | [5 empty] | Incandescent |  | Non Federally-Regulated | 03/06/2017 |  | 03/06/2017
Hunter Fan Co. | Casablanca | 3845Z | True |  | 6 | Yes | 1410 | 42 | 34 | 7174 | 119 | 60 | 3942 | 74 | 53 | [5 empty] | None |  | Federally-Regulated Consumer Product | 03/06/2017 |  | 03/06/2017
Hunter Fan Co. | Hunter Fan Co. | 24183 |  |  |  |  | 2098 | 12 | 175 | 4350 | 35 | 124 | 6638 | 81 | 82 | [5 empty] | None |  | Non Federally-Regulated | 03/06/2017 |  | 03/06/2017
Hunter Fan Co. | Casablanca | 59527 | True |  | 4 | Yes | 3902 | 24 | 163 | 5428 | 46 | 118 | 6865 | 82 | 84 | [5 empty] | None |  | Federally-Regulated Consumer Product | 03/06/2017 |  | 03/06/2017
Hunter Fan Co. | Casablanca | 59076 | True |  | 4 | Yes | 4368 | 32 | 137 | 5438 | 51 | 107 | 7133 | 86 | 83 | [5 empty] | Incandescent |  | Federally-Regulated Consumer Product | 03/06/2017 |  | 03/06/2017
Hunter Fan Co. | Casablanca | C19500K | True |  | 4 | Yes | 2269 | 15 | 151 | 6736 | 96 | 70 | 3964 | 33 | 120 | [5 empty] | None |  | Federally-Regulated Consumer Product | 03/06/2017 |  | 03/06/2017
Hunter Fan Co. | Hunter Fan Co. | 23298 |  |  |  |  | 1671 | 11 | 152 | 3648 | 33 | 111 | 6541 | 78 | 84 | [5 empty] | Incandescent |  | Non Federally-Regulated | 03/06/2017 |  | 03/06/2017
Hunter Fan Co. | Casablanca | 7911D | True |  | 3 | Yes | 2052 | 9 | 228 | 7078 | 81 | 87 | 3698 | 30 | 123 | [5 empty] | None |  | Federally-Regulated Consumer Product | 03/06/2017 |  | 03/06/2017
Hunter Fan Co. | Hunter Fan Co. | 27875 |  |  |  |  | 1658 | 9 | 184 | 3702 | 30 | 123 | 6936 | 88 | 79 | [5 empty] | Other |  | Non Federally-Regulated | 03/06/2017 |  | 03/06/2017
Hunter Fan Co. | Hunter | 53094 | True |  | 3 | Yes | 2240 | 9 | 249 | 3641 | 26 | 140 | 5496 | 67 | 82 | [5 empty] | Incandescent |  | Federally-Regulated Consumer Product | 03/06/2017 |  | 03/06/2017
Hunter Fan Co. | Hunter Fan Co. | 21648 |  |  |  |  | 1602 | 10 | 160 | 3195 | 30 | 107 | 5559 | 76 | 73 | [5 empty] | Incandescent |  | Non Federally-Regulated | 03/06/2017 |  | 03/06/2017
Hunter Fan Co. | Hunter | 54098 | True |  | 3 | Yes | 2123 | 10 | 212 | 3491 | 29 | 120 | 5580 | 74 | 75 | [5 empty] | Incandescent |  | Federally-Regulated Consumer Product | 03/06/2017 |  | 03/06/2017
Hunter Fan Co. | Hunter Fan Co. | 27864 |  |  |  |  | 1403 | 9 | 156 | 2817 | 26 | 108 | 4696 | 62 | 76 | [5 empty] | Incandescent |  | Non Federally-Regulated | 03/06/2017 |  | 03/06/2017
Hunter Fan Co. | Hunter | 54097 | True |  | 3 | Yes | 2123 | 10 | 212 | 3491 | 29 | 120 | 5580 | 74 | 75 | [5 empty] | Incandescent |  | Federally-Regulated Consumer Product | 03/06/2017 |  | 03/06/2017
Hunter Fan Co. | Hunter | 21808 | True |  | 3 | Yes | 1907 | 11 | 173 | 3298 | 28 | 118 | 5102 | 67 | 76 | [5 empty] | Incandescent |  | Federally-Regulated Consumer Product | 03/06/2017 |  | 03/06/2017
Hunter Fan Co. | Casablanca | C30G707L | True |  | 3 | Yes | 891 | 12 | 74 | 3135 | 72 | 44 | 1942 | 33 | 59 | [5 empty] | Other |  | Federally-Regulated Consumer Product | 03/06/2017 |  | 03/06/2017
Hunter Fan Co. | Hunter Fan Co. | 24841 |  |  |  |  | 1883 | 10 | 188 | 3898 | 31 | 126 | 6270 | 76 | 83 | [5 empty] | None |  | Non Federally-Regulated | 03/06/2017 |  | 03/06/2017
Hunter Fan Co. | Casablanca | 83U11D | True |  | 3 | Yes | 1919 | 11 | 174 | 5439 | 80 | 68 | 3542 | 29 | 122 | [5 empty] | None |  | Federally-Regulated Consumer Product | 03/06/2017 |  | 03/06/2017
Hunter Fan Co. | Hunter | 22289 | True |  | 3 | Yes | 1046 | 23 | 45 | 1717 | 41 | 42 | 2570 | 62 | 41 | [5 empty] | None |  | Federally-Regulated Consumer Product | 03/06/2017 |  | 03/06/2017
Hunter Fan Co. | Casablanca | 66H45F | True |  | 4 | Yes | 1236 | 5 | 247 | 6398 | 85 | 75 | 4555 | 46 | 99 | [5 empty] | None |  | Federally-Regulated Consumer Product | 03/06/2017 |  | 03/06/2017
Hunter Fan Co. | Casablanca | C10G8M | True |  | 3 | Yes | 1763 | 13 | 136 | 5832 | 72 | 81 | 3553 | 55 | 65 | [5 empty] | Other |  | Federally-Regulated Consumer Product | 03/06/2017 |  | 03/06/2017
Hunter Fan Co. | Casablanca | C45G695B | True |  | 6 | Yes | 2022 | 11 | 184 | 6553 | 30 | 218 | 4205 | 30 | 140 | [5 empty] | Other |  | Federally-Regulated Consumer Product | 03/06/2017 |  | 03/06/2017
Hunter Fan Co. | Casablanca | 4973D | True |  | 3 | Yes | 1892 | 8 | 237 | 6640 | 81 | 82 | 3515 | 28 | 126 | [5 empty] | None |  | Federally-Regulated Consumer Product | 03/06/2017 |  | 03/06/2017
Hunter Fan Co. | Hunter Fan Co. | 28171 |  |  |  |  | 1109 | 7 | 158 | 2933 | 27 | 109 | 6466 | 110 | 59 | [5 empty] | None |  | Non Federally-Regulated | 03/06/2017 |  | 03/06/2017
Hunter Fan Co. | Casablanca | C6645L | True |  | 4 | Yes | 1236 | 5 | 247 | 6398 | 85 | 75 | 4555 | 46 | 99 | [5 empty] | None |  | Federally-Regulated Consumer Product | 03/06/2017 |  | 03/06/2017
Hunter Fan Co. | Casablanca | TRIH-68 | True |  | 3 | Yes | 2054 | 12 | 171 | 6694 | 86 | 78 | 4282 | 34 | 126 | [5 empty] | Other |  | Federally-Regulated Consumer Product | 03/06/2017 |  | 03/06/2017
Hunter Fan Co. | Casablanca | 9545A | True |  | 6 | Yes | 747 | 41 | 18 | 6591 | 116 | 57 | 3360 | 76 | 44 | [5 empty] | None |  | Federally-Regulated Consumer Product | 03/06/2017 |  | 03/06/2017
Hunter Fan Co. | Hunter | 28736 | True |  | 3 | Yes | 1111 | 7 | 159 | 1733 | 15 | 116 | 3252 | 50 | 65 | [5 empty] | Incandescent |  | Federally-Regulated Consumer Product | 03/06/2017 |  | 03/06/2017
Hunter Fan Co. | Hunter Fan Co. | 23856 |  |  |  |  | 1683 | 11 | 153 | 3143 | 31 | 101 | 6274 | 88 | 71 | [5 empty] | None |  | Non Federally-Regulated | 03/06/2017 |  | 03/06/2017
Hunter Fan Co. | Hunter Fan Co. | 28108 |  |  |  |  | 1765 | 11 | 160 | 3156 | 29 | 109 | 4799 | 65 | 74 | [5 empty] | None |  | Non Federally-Regulated | 03/06/2017 |  | 03/06/2017
Hunter Fan Co. | Casablanca | 54084 | True |  | 4 | Yes | 4020 | 22 | 183 | 5148 | 40 | 129 | 7157 | 80 | 89 | [5 empty] | None |  | Federally-Regulated Consumer Product | 03/06/2017 |  | 03/06/2017
Hunter Fan Co. | Hunter Fan Co. | 25746 |  |  |  |  | 1594 | 9 | 177 | 3630 | 33 | 110 | 5965 | 87 | 69 | [5 empty] | Compact Flourescent |  | Non Federally-Regulated | 03/06/2017 |  | 03/06/2017
Hunter Fan Co. | Hunter Fan Co. | 28163 |  |  |  |  | 1127 | 9 | 125 | 3395 | 34 | 100 | 5635 | 81 | 70 | [5 empty] | None |  | Non Federally-Regulated | 03/06/2017 |  | 03/06/2017
Hunter Fan Co. | Casablanca | 6744D | True |  | 4 | Yes | 1142 | 7 | 163 | 6105 | 106 | 58 | 3208 | 33 | 97 | [5 empty] | None |  | Federally-Regulated Consumer Product | 03/06/2017 |  | 03/06/2017
Hunter Fan Co. | Hunter | 28730 | True |  | 3 | Yes | 1523 | 9 | 169 | 2906 | 25 | 116 | 5186 | 66 | 79 | [5 empty] | Compact Flourescent |  | Federally-Regulated Consumer Product | 03/06/2017 |  | 03/06/2017
Hunter Fan Co. | Hunter | 26421 | True |  | 3 | Yes | 1497 | 10 | 150 | 2835 | 21 | 135 | 5012 | 60 | 84 | [5 empty] | Incandescent |  | Federally-Regulated Consumer Product | 03/06/2017 |  | 03/06/2017
Hunter Fan Co. | Hunter | 28716 | True |  | 3 | Yes | 1865 | 10 | 187 | 3238 | 27 | 120 | 4869 | 65 | 75 | [5 empty] | Incandescent |  | Federally-Regulated Consumer Product | 03/06/2017 |  | 03/06/2017
Hunter Fan Co. | Hunter Fan Co. | 28049 |  |  |  |  | 1547 | 172 | 9 | 3018 | 120 | 25 | 5677 | 77 | 74 | [5 empty] | Incandescent |  | Non Federally-Regulated | 03/06/2017 |  | 03/06/2017
Hunter Fan Co. | Casablanca | 46U4M | True |  | 3 | Yes | 1622 | 9 | 180 | 6691 | 89 | 75 | 3760 | 29 | 130 | [5 empty] | None |  | Federally-Regulated Consumer Product | 03/06/2017 |  | 03/06/2017
Hunter Fan Co. | Hunter Fan Co. | 28131 |  |  |  |  | 1430 | 7 | 204 | 4346 | 42 | 103 | 5836 | 70 | 83 | [5 empty] | None |  | Non Federally-Regulated | 03/06/2017 |  | 03/06/2017
Hunter Fan Co. | Hunter | 20171 | True |  | 3 | Yes | 1664 | 11 | 151 | 2785 | 30 | 93 | 6236 | 84 | 74 | [5 empty] | Incandescent |  | Federally-Regulated Consumer Product | 03/06/2017 |  | 03/06/2017
Hunter Fan Co. | Hunter | 23593 | True |  | 3 | Yes | 929 | 11 | 84 | 2852 | 38 | 75 | 4348 | 76 | 57 | [5 empty] | Other |  | Federally-Regulated Consumer Product | 03/06/2017 |  | 03/06/2017
Hunter Fan Co. | Casablanca | 23B002 | True |  | 3 | Yes | 1185 | 9 | 132 | 5170 | 103 | 50 | 2217 | 36 | 62 | [5 empty] | None |  | Federally-Regulated Consumer Product | 03/06/2017 |  | 03/06/2017
Hunter Fan Co. | Hunter Fan Co. | 28167 |  |  |  |  | 1127 | 9 | 125 | 3395 | 34 | 100 | 5635 | 81 | 70 | [5 empty] | None |  | Non Federally-Regulated | 03/06/2017 |  | 03/06/2017
Hunter Fan Co. | Hunter Fan Co. | 23482 |  |  |  |  | 1253 | 10 | 125 | 2741 | 27 | 102 | 5046 | 67 | 75 | [5 empty] | Incandescent |  | Non Federally-Regulated | 03/06/2017 |  | 03/06/2017
Hunter Fan Co. | Casablanca | 59154 | True |  | 4 | Yes | 1899 | 11 | 173 | 3508 | 36 | 97 | 4159 | 57 | 73 | [5 empty] | LED |  | Federally-Regulated Consumer Product | 03/06/2017 |  | 03/06/2017
Hunter Fan Co. | Casablanca | 55015 | True |  | 4 | Yes | 1591 | 5 | 318 | 5104 | 46 | 111 | 7090 | 87 | 81 | [5 empty] | None |  | Federally-Regulated Consumer Product | 03/06/2017 |  | 03/06/2017
Hunter Fan Co. | Hunter | 52109 | True |  | 3 | Yes | 1543 | 7 | 220 | 2357 | 16 | 147 | 4480 | 63 | 71 | [5 empty] | Compact Flourescent |  | Federally-Regulated Consumer Product | 03/06/2017 |  | 03/06/2017
Hunter Fan Co. | Hunter Fan Co. | 25517 |  |  |  |  | 1489 | 9 | 165 | 3458 | 30 | 115 | 6159 | 79 | 78 | [5 empty] | None |  | Non Federally-Regulated | 03/06/2017 |  | 03/06/2017
Hunter Fan Co. | Hunter | 52080 | True |  | 3 | Yes | 1418 | 7 | 203 | 2083 | 16 | 130 | 4085 | 64 | 64 | [5 empty] | Incandescent |  | Federally-Regulated Consumer Product | 03/06/2017 |  | 03/06/2017
Hunter Fan Co. | Hunter | 28701 | True |  | 3 | Yes | 1749 | 14 | 125 | 2719 | 32 | 85 | 3945 | 67 | 59 | [5 empty] | Incandescent |  | Federally-Regulated Consumer Product | 03/06/2017 |  | 03/06/2017
Hunter Fan Co. | Casablanca | 55055 | True |  | 4 | Yes | 1494 | 5 | 299 | 4858 | 44 | 110 | 6627 | 86 | 77 | [5 empty] | None |  | Federally-Regulated Consumer Product | 03/06/2017 |  | 03/06/2017
Hunter Fan Co. | Hunter Fan Co. | 21986 |  |  |  |  | 1543 | 9 | 171 | 3361 | 30 | 112 | 6003 | 80 | 75 | [5 empty] | None |  | Non Federally-Regulated | 03/06/2017 |  | 03/06/2017
Hunter Fan Co. | Hunter | 59049 | True |  | 3 | Yes | 1966 | 13 | 151 | 3654 | 32 | 114 | 5847 | 72 | 81 | [5 empty] | Compact Flourescent |  | Federally-Regulated Consumer Product | 03/06/2017 |  | 03/06/2017
Hunter Fan Co. | Casablanca | 4911D | True |  | 4 | Yes | 1892 | 8 | 237 | 6640 | 81 | 82 | 3515 | 28 | 126 | [5 empty] | None |  | Federally-Regulated Consumer Product | 03/06/2017 |  | 03/06/2017
Hunter Fan Co. | Casablanca | C16G73L | True |  | 3 | Yes | 1164 | 8 | 146 | 2004 | 22 | 91 | 1342 | 11 | 122 | [5 empty] | Other |  | Federally-Regulated Consumer Product | 03/06/2017 |  | 03/06/2017
Hunter Fan Co. | Hunter Fan Co. | 28607 |  |  |  |  | 1463 | 157 | 9 | 3572 | 111 | 32 | 6407 | 68 | 94 | [5 empty] | Incandescent |  | Non Federally-Regulated | 03/06/2017 |  | 03/06/2017
Hunter Fan Co. | Casablanca | 7988D | True |  | 3 | Yes | 2052 | 9 | 228 | 7078 | 81 | 87 | 3698 | 30 | 123 | [5 empty] | None |  | Federally-Regulated Consumer Product | 03/06/2017 |  | 03/06/2017
Hunter Fan Co. | Hunter | 53229 | True |  | 3 | Yes | 1783 | 10 | 178 | 2903 | 26 | 112 | 4977 | 65 | 77 | [5 empty] | Incandescent |  | Federally-Regulated Consumer Product | 03/06/2017 |  | 03/06/2017
Hunter Fan Co. | Hunter Fan Co. | 21309 |  |  |  |  | 1251 | 7 | 179 | 3414 | 29 | 118 | 6534 | 100 | 65 | [5 empty] | Incandescent |  | Non Federally-Regulated | 03/06/2017 |  | 03/06/2017
Hunter Fan Co. | Hunter | 23260 | True |  | 3 | Yes | 1620 | 8 | 203 | 3701 | 31 | 119 | 6963 | 91 | 77 | [5 empty] | None |  | Federally-Regulated Consumer Product | 03/06/2017 |  | 03/06/2017
Hunter Fan Co. | Hunter Fan Co. | 23960 |  |  |  |  | 1731 | 9 | 192 | 3556 | 29 | 123 | 5256 | 63 | 83 | [5 empty] | Incandescent |  | Non Federally-Regulated | 03/06/2017 |  | 03/06/2017
Hunter Fan Co. | Hunter | 51049 | True |  | 3 | Yes | 968 | 8 | 121 | 1312 | 15 | 87 | 2851 | 59 | 48 | [5 empty] | Incandescent |  | Federally-Regulated Consumer Product | 03/06/2017 |  | 03/06/2017
Hunter Fan Co. | Hunter Fan Co. | 28141 |  |  |  |  | 1318 | 7 | 188 | 3415 | 31 | 110 | 6751 | 111 | 61 | [5 empty] | None |  | Non Federally-Regulated | 03/06/2017 |  | 03/06/2017
Hunter Fan Co. | Hunter | 52082 | True |  | 3 | Yes | 1418 | 7 | 203 | 2083 | 16 | 130 | 4085 | 64 | 64 | [5 empty] | Incandescent |  | Federally-Regulated Consumer Product | 03/06/2017 |  | 03/06/2017
Hunter Fan Co. | Hunter | 21095 | True |  | 3 | Yes | 1627 | 12 | 136 | 3245 | 32 | 101 | 4382 | 56 | 78 | [5 empty] | Incandescent |  | Federally-Regulated Consumer Product | 03/06/2017 |  | 03/06/2017
Hunter Fan Co. | Hunter Fan Co. | 28173 |  |  |  |  | 1109 | 7 | 158 | 2933 | 27 | 109 | 6466 | 110 | 59 | [5 empty] | None |  | Non Federally-Regulated | 03/06/2017 |  | 03/06/2017
Hunter Fan Co. | Hunter Fan Co. | 28415 |  |  |  |  | 1626 | 9 | 181 | 3053 | 27 | 113 | 5251 | 66 | 80 | [5 empty] | None |  | Non Federally-Regulated | 03/06/2017 |  | 03/06/2017
Hunter Fan Co. | Hunter Fan Co. | 23487 |  |  |  |  | 1212 | 7 | 173 | 3465 | 28 | 124 | 7043 | 108 | 65 | [5 empty] | Incandescent |  | Non Federally-Regulated | 03/06/2017 |  | 03/06/2017
Hunter Fan Co. | Hunter Fan Co. | 28176 |  |  |  |  | 1329 | 8 | 166 | 3924 | 33 | 119 | 6126 | 80 | 77 | [5 empty] | None |  | Non Federally-Regulated | 03/06/2017 |  | 03/06/2017
Hunter Fan Co. | Casablanca | 97052A | True |  | 6 | Yes | 1310 | 10 | 131 | 6162 | 94 | 66 | 3896 | 44 | 89 | [5 empty] | Incandescent |  | Federally-Regulated Consumer Product | 03/06/2017 |  | 03/06/2017
Hunter Fan Co. | Hunter | 21879 | True |  | 3 | Yes | 1291 | 7 | 184 | 1840 | 15 | 123 | 3350 | 49 | 68 | [5 empty] | Incandescent |  | Federally-Regulated Consumer Product | 03/06/2017 |  | 03/06/2017
Hunter Fan Co. | Hunter Fan Co. | 28023 |  |  |  |  | 1498 | 9 | 166 | 2865 | 26 | 110 | 5082 | 66 | 77 | [5 empty] | Incandescent |  | Non Federally-Regulated | 03/06/2017 |  | 03/06/2017
Hunter Fan Co. | Casablanca | 59090 | True |  | 4 | Yes | 1942 | 11 | 177 | 3640 | 31 | 117 | 6566 | 90 | 73 | [5 empty] | LED |  | Federally-Regulated Consumer Product | 03/06/2017 |  | 03/06/2017
Hunter Fan Co. | Hunter | 22720 | True |  | 3 | Yes | 1591 | 8 | 199 | 3168 | 29 | 109 | 5934 | 80 | 74 | [5 empty] | Incandescent |  | Federally-Regulated Consumer Product | 03/06/2017 |  | 03/06/2017
Hunter Fan Co. | Hunter Fan Co. | 21302 |  |  |  |  | 1431 | 147 | 10 | 2947 | 108 | 27 | 5331 | 78 | 68 | [5 empty] | None |  | Non Federally-Regulated | 03/06/2017 |  | 03/06/2017
Hunter Fan Co. | Casablanca | 4944D | True |  | 3 | Yes | 1892 | 8 | 237 | 6640 | 81 | 82 | 3515 | 28 | 126 | [5 empty] | None |  | Federally-Regulated Consumer Product | 03/06/2017 |  | 03/06/2017
Hunter Fan Co. | Casablanca | 59525 | True |  | 4 | Yes | 1068 | 6 | 178 | 2607 | 37 | 70 | 3055 | 64 | 48 | [5 empty] | None |  | Federally-Regulated Consumer Product | 03/06/2017 |  | 03/06/2017
Hunter Fan Co. | Hunter | 22390 | True |  | 3 | Yes | 1393 | 9 | 155 | 2765 | 25 | 111 | 4905 | 63 | 78 | [5 empty] | Incandescent |  | Federally-Regulated Consumer Product | 03/06/2017 |  | 03/06/2017
Hunter Fan Co. | Hunter | 51027 | True |  | 3 | Yes | 1126 | 7 | 161 | 1778 | 15 | 119 | 3532 | 57 | 62 | [5 empty] | Incandescent |  | Federally-Regulated Consumer Product | 03/06/2017 |  | 03/06/2017
Hunter Fan Co. | Hunter | 22436 | True |  | 3 | Yes | 1499 | 10 | 150 | 2941 | 27 | 109 | 5091 | 66 | 77 | [5 empty] | Incandescent |  | Federally-Regulated Consumer Product | 03/06/2017 |  | 03/06/2017
Hunter Fan Co. | Hunter | 59133 | True |  | 3 | Yes | 7384 | 27 | 273 | 9832 | 51 | 193 | 14258 | 109 | 131 | [5 empty] | None |  | Federally-Regulated Consumer Product | 03/06/2017 |  | 03/06/2017
Hunter Fan Co. | Hunter | 59035 | True |  | 3 | Yes | 2112 | 13 | 162 | 3412 | 29 | 118 | 5249 | 68 | 77 | [5 empty] | LED |  | Federally-Regulated Consumer Product | 03/06/2017 |  | 03/06/2017
Hunter Fan Co. | Hunter Fan Co. | 21404 |  |  |  |  | 1407 | 9 | 156 | 3980 | 33 | 121 | 6558 | 82 | 80 | [5 empty] | None |  | Non Federally-Regulated | 03/06/2017 |  | 03/06/2017
Hunter Fan Co. | Hunter | 28803 | True |  | 3 | Yes | 1848 | 11 | 168 | 3612 | 32 | 113 | 5448 | 65 | 84 | [5 empty] | None |  | Federally-Regulated Consumer Product | 03/06/2017 |  | 03/06/2017
Hunter Fan Co. | Hunter Fan Co. | 21647 |  |  |  |  | 1602 | 10 | 160 | 3195 | 30 | 107 | 5559 | 76 | 73 | [5 empty] | Incandescent |  | Non Federally-Regulated | 03/06/2017 |  | 03/06/2017
Hunter Fan Co. | Hunter Fan Co. | 23912 |  |  |  |  | 1683 | 11 | 153 | 3143 | 31 | 101 | 6274 | 88 | 71 | [5 empty] | None |  | Non Federally-Regulated | 03/06/2017 |  | 03/06/2017
Hunter Fan Co. | Hunter Fan Co. | 21495 |  |  |  |  | 1683 | 11 | 153 | 3143 | 31 | 101 | 6274 | 88 | 71 | [5 empty] | None |  | Non Federally-Regulated | 03/06/2017 |  | 03/06/2017
Hunter Fan Co. | Hunter Fan Co. | 21578 |  |  |  |  | 1566 | 8 | 196 | 3401 | 29 | 117 | 6045 | 80 | 76 | [5 empty] | Incandescent |  | Non Federally-Regulated | 03/06/2017 |  | 03/06/2017
Hunter Fan Co. | Hunter | 28665 | True |  | 3 | Yes | 3472 | 25 | 139 | 4893 | 47 | 104 | 6595 | 82 | 80 | [5 empty] | Incandescent |  | Federally-Regulated Consumer Product | 03/06/2017 |  | 03/06/2017
Hunter Fan Co. | Hunter | 26448 | True |  | 3 | Yes | 1497 | 10 | 150 | 2835 | 21 | 135 | 5012 | 60 | 84 | [5 empty] | Incandescent |  | Federally-Regulated Consumer Product | 03/06/2017 |  | 03/06/2017
Hunter Fan Co. | Hunter Fan Co. | 27784 |  |  |  |  | 1482 | 11 | 135 | 3126 | 28 | 112 | 5494 | 68 | 81 | [5 empty] | Incandescent |  | Non Federally-Regulated | 03/06/2017 |  | 03/06/2017
Hunter Fan Co. | Casablanca | 77546D | True |  | 3 | Yes | 1949 | 9 | 217 | 6152 | 80 | 77 | 3690 | 30 | 123 | [5 empty] | None |  | Federally-Regulated Consumer Product | 03/06/2017 |  | 03/06/2017
Hunter Fan Co. | Hunter Fan Co. | 20538 |  |  |  |  | 1439 | 9 | 160 | 2757 | 25 | 110 | 4861 | 64 | 76 | [5 empty] | Incandescent |  | Non Federally-Regulated | 03/06/2017 |  | 03/06/2017
Hunter Fan Co. | Hunter | 52099 | True |  | 3 | Yes | 1620 | 7 | 231 | 2452 | 16 | 153 | 4617 | 65 | 71 | [5 empty] | Incandescent |  | Federally-Regulated Consumer Product | 03/06/2017 |  | 03/06/2017
Hunter Fan Co. | Hunter | 53207 | True |  | 3 | Yes | 1482 | 10 | 148 | 2288 | 26 | 88 | 3623 | 65 | 56 | [5 empty] | Incandescent |  | Federally-Regulated Consumer Product | 03/06/2017 |  | 03/06/2017
Hunter Fan Co. | Hunter | 53019 | True |  | 3 | Yes | 2042 | 10 | 204 | 3306 | 26 | 127 | 5032 | 66 | 76 | [5 empty] | Incandescent |  | Federally-Regulated Consumer Product | 03/06/2017 |  | 03/06/2017
Hunter Fan Co. | Casablanca | C12D89D | True |  | 3 | Yes | 1605 | 10 | 161 | 6297 | 84 | 75 | 3684 | 33 | 112 | [5 empty] | None |  | Federally-Regulated Consumer Product | 03/06/2017 |  | 03/06/2017
Hunter Fan Co. | Hunter | 53169 | True |  | 3 | Yes | 2033 | 10 | 203 | 3322 | 26 | 128 | 5237 | 65 | 81 | [5 empty] | Incandescent |  | Federally-Regulated Consumer Product | 03/06/2017 |  | 03/06/2017
Hunter Fan Co. | Hunter | 28462 | True |  | 3 | Yes | 1514 | 10 | 151 | 2932 | 28 | 105 | 5203 | 67 | 78 | [5 empty] | Incandescent |  | Federally-Regulated Consumer Product | 03/06/2017 |  | 03/06/2017
Hunter Fan Co. | Hunter | 59032 | True |  | 3 | Yes | 1948 | 10 | 195 | 3174 | 26 | 122 | 4827 | 63 | 77 | [5 empty] | LED |  | Federally-Regulated Consumer Product | 03/06/2017 |  | 03/06/2017
Hunter Fan Co. | Hunter | 28706 | True |  | 3 | Yes | 1467 | 9 | 163 | 2213 | 19 | 116 | 3511 | 45 | 78 | [5 empty] | Incandescent |  | Federally-Regulated Consumer Product | 03/06/2017 |  | 03/06/2017
Hunter Fan Co. | Hunter Fan Co. | 28425 |  |  |  |  | 1901 | 13 | 146 | 3837 | 36 | 107 | 6589 | 84 | 78 | [5 empty] | Incandescent |  | Non Federally-Regulated | 03/06/2017 |  | 03/06/2017
Hunter Fan Co. | Hunter Fan Co. | 22553 |  |  |  |  | 1577 | 158 | 10 | 3014 | 109 | 28 | 4783 | 72 | 66 | [5 empty] | Incandescent |  | Non Federally-Regulated | 03/06/2017 |  | 03/06/2017
Hunter Fan Co. | Hunter Fan Co. | 28175 |  |  |  |  | 1109 | 7 | 158 | 2933 | 27 | 109 | 6466 | 110 | 59 | [5 empty] | None |  | Non Federally-Regulated | 03/06/2017 |  | 03/06/2017
Hunter Fan Co. | Hunter | 52026 | True |  | 3 | Yes | 1279 | 8 | 160 | 2205 | 17 | 130 | 4661 | 65 | 72 | [5 empty] | Incandescent |  | Federally-Regulated Consumer Product | 03/06/2017 |  | 03/06/2017
Hunter Fan Co. | Casablanca | 55024 | True |  | 4 | Yes | 1598 | 5 | 320 | 5107 | 45 | 113 | 7264 | 91 | 80 | [5 empty] | None |  | Federally-Regulated Consumer Product | 03/06/2017 |  | 03/06/2017
Hunter Fan Co. | Hunter | 28523 | True |  | 3 | Yes | 1687 | 8 | 211 | 3630 | 28 | 130 | 6772 | 84 | 81 | [5 empty] | Incandescent |  | Federally-Regulated Consumer Product | 03/06/2017 |  | 03/06/2017
Hunter Fan Co. | Hunter Fan Co. | 24909 |  |  |  |  | 1925 | 10 | 193 | 3466 | 28 | 124 | 5498 | 58 | 95 | [5 empty] | None |  | Non Federally-Regulated | 03/06/2017 |  | 03/06/2017
Hunter Fan Co. | Hunter Fan Co. | 23710 |  |  |  |  | 1663 | 9 | 185 | 3619 | 31 | 117 | 6486 | 86 | 75 | [5 empty] | Incandescent |  | Non Federally-Regulated | 03/06/2017 |  | 03/06/2017
Hunter Fan Co. | Hunter Fan Co. | 28400 |  |  |  |  | 1262 | 10 | 126 | 3374 | 36 | 94 | 5704 | 85 | 67 | [5 empty] | None |  | Non Federally-Regulated | 03/06/2017 |  | 03/06/2017
Hunter Fan Co. | Casablanca | 6992D | True |  | 3 | Yes | 1456 | 11 | 132 | 6005 | 108 | 56 | 3023 | 32 | 94 | [5 empty] | None |  | Federally-Regulated Consumer Product | 03/06/2017 |  | 03/06/2017
Hunter Fan Co. | Hunter Fan Co. | 18860 |  |  |  |  | 1883 | 10 | 188 | 3898 | 31 | 126 | 6270 | 76 | 83 | [5 empty] | None |  | Non Federally-Regulated | 03/06/2017 |  | 03/06/2017
Hunter Fan Co. | Casablanca | 97052T | True |  | 6 | Yes | 1310 | 10 | 131 | 6162 | 94 | 66 | 3896 | 44 | 89 | [5 empty] | Incandescent |  | Federally-Regulated Consumer Product | 03/06/2017 |  | 03/06/2017
Hunter Fan Co. | Hunter | 53111 | True |  | 3 | Yes | 1918 | 10 | 192 | 3129 | 25 | 125 | 4773 | 65 | 73 | [5 empty] | Incandescent |  | Federally-Regulated Consumer Product | 03/06/2017 |  | 03/06/2017
Hunter Fan Co. | Hunter | 21435 | True |  | 3 | Yes | 1356 | 8 | 170 | 3351 | 29 | 116 | 5680 | 77 | 74 | [5 empty] | Compact Flourescent |  | Federally-Regulated Consumer Product | 03/06/2017 |  | 03/06/2017
Hunter Fan Co. | Casablanca | 55056 | True |  | 4 | Yes | 1494 | 5 | 299 | 4858 | 44 | 110 | 6627 | 86 | 77 | [5 empty] | None |  | Federally-Regulated Consumer Product | 03/06/2017 |  | 03/06/2017
Hunter Fan Co. | Hunter | 59539 | True |  | 3 | Yes | 1916 | 10 | 192 | 3122 | 25 | 125 | 4927 | 64 | 77 | [5 empty] | Incandescent |  | Federally-Regulated Consumer Product | 03/06/2017 |  | 03/06/2017
Hunter Fan Co. | Hunter | 59050 | True |  | 3 | Yes | 1966 | 13 | 151 | 3654 | 32 | 114 | 5847 | 72 | 81 | [5 empty] | Compact Flourescent |  | Federally-Regulated Consumer Product | 03/06/2017 |  | 03/06/2017
Hunter Fan Co. | Hunter Fan Co. | 51069 | True |  | 3 | Yes | 1126 | 7 | 161 | 1778 | 15 | 119 | 3532 | 57 | 62 | [5 empty] | Incandescent |  | Federally-Regulated Consumer Product | 03/06/2017 |  | 03/06/2017
Hunter Fan Co. | Casablanca | 59113 | True |  | 4 | Yes | 2005 | 11 | 182 | 4981 | 50 | 100 | 6585 | 87 | 76 | [5 empty] | Incandescent |  | Federally-Regulated Consumer Product | 03/06/2017 |  | 03/06/2017
Hunter Fan Co. | Casablanca | C30G546L | True |  | 3 | Yes | 891 | 12 | 74 | 3135 | 72 | 44 | 1942 | 33 | 59 | [5 empty] | Other |  | Federally-Regulated Consumer Product | 03/06/2017 |  | 03/06/2017
Hunter Fan Co. | Hunter Fan Co. | 28183 |  |  |  |  | 1329 | 8 | 166 | 3924 | 33 | 119 | 6126 | 80 | 77 | [5 empty] | None |  | Non Federally-Regulated | 03/06/2017 |  | 03/06/2017
Hunter Fan Co. | Hunter Fan Co. | 28442 |  |  |  |  | 1692 | 11 | 154 | 3167 | 30 | 106 | 4683 | 66 | 71 | [5 empty] | Incandescent |  | Non Federally-Regulated | 03/06/2017 |  | 03/06/2017
Hunter Fan Co. | Hunter | 53253 | True |  | 3 | Yes | 1390 | 9 | 154 | 2134 | 24 | 89 | 3763 | 66 | 57 | [5 empty] | Incandescent |  | Federally-Regulated Consumer Product | 03/06/2017 |  | 03/06/2017
Hunter Fan Co. | Hunter | 25601 | True |  | 3 | Yes | 3595 | 19 | 189 | 3989 | 39 | 102 | 6947 | 87 | 80 | [5 empty] | None |  | Federally-Regulated Consumer Product | 03/06/2017 |  | 03/06/2017
Hunter Fan Co. | Hunter Fan Co. | 28456 |  |  |  |  | 1543 | 9 | 171 | 3361 | 30 | 112 | 6003 | 80 | 75 | [5 empty] | None |  | Non Federally-Regulated | 03/06/2017 |  | 03/06/2017
Hunter Fan Co. | Hunter Fan Co. | 18862 |  |  |  |  | 1883 | 10 | 188 | 3898 | 31 | 126 | 6270 | 76 | 83 | [5 empty] | None |  | Non Federally-Regulated | 03/06/2017 |  | 03/06/2017
Hunter Fan Co. | Casablanca | 6344Z | True |  | 4 | Yes | 1359 | 42 | 32 | 6250 | 108 | 58 | 3851 | 78 | 49 | [5 empty] | None |  | Federally-Regulated Consumer Product | 03/06/2017 |  | 03/06/2017
Hunter Fan Co. | Hunter Fan Co. | 24524 |  |  |  |  | 1731 | 9 | 192 | 3556 | 29 | 123 | 5256 | 63 | 83 | [5 empty] | None |  | Non Federally-Regulated | 03/06/2017 |  | 03/06/2017
Hunter Fan Co. | Casablanca | 3873T | True |  | 6 | Yes | 1410 | 42 | 34 | 7174 | 119 | 60 | 3942 | 74 | 53 | [5 empty] | None |  | Federally-Regulated Consumer Product | 03/06/2017 |  | 03/06/2017
Hunter Fan Co. | Hunter Fan Co. | 22431 |  |  |  |  | 1393 | 9 | 155 | 2765 | 25 | 111 | 4905 | 63 | 78 | [5 empty] | Incandescent |  | Non Federally-Regulated | 03/06/2017 |  | 03/06/2017
Hunter Fan Co. | Hunter | 26419 | True |  | 3 | Yes | 1497 | 10 | 150 | 2835 | 21 | 135 | 5012 | 60 | 84 | [5 empty] | None |  | Federally-Regulated Consumer Product | 03/06/2017 |  | 03/06/2017
Hunter Fan Co. | Hunter | 51058 | True |  | 3 | Yes | 1718 | 8 | 215 | 2331 | 15 | 155 | 4182 | 52 | 80 | [5 empty] | Incandescent |  | Federally-Regulated Consumer Product | 03/06/2017 |  | 03/06/2017
Hunter Fan Co. | Casablanca | 84G11D | True |  | 3 | Yes | 1363 | 10 | 136 | 5100 | 80 | 64 | 3090 | 27 | 114 | [5 empty] | Incandescent |  | Federally-Regulated Consumer Product | 03/06/2017 |  | 03/06/2017
Hunter Fan Co. | Hunter | 20720 | True |  | 3 | Yes | 1577 | 9 | 175 | 2891 | 25 | 116 | 4982 | 71 | 70 | [5 empty] | Incandescent |  | Federally-Regulated Consumer Product | 03/06/2017 |  | 03/06/2017
Hunter Fan Co. | Hunter Fan Co. | 21989 |  |  |  |  | 1543 | 9 | 171 | 3361 | 30 | 112 | 6003 | 80 | 75 | [5 empty] | None |  | Non Federally-Regulated | 03/06/2017 |  | 03/06/2017
Hunter Fan Co. | Casablanca | 59064 | True |  | 4 | Yes | 3400 | 29 | 117 | 4425 | 44 | 101 | 6234 | 81 | 77 | [5 empty] | Other |  | Federally-Regulated Consumer Product | 03/06/2017 |  | 03/06/2017
Hunter Fan Co. | Hunter | 28690 | True |  | 3 | Yes | 1295 | 8 | 162 | 2058 | 16 | 129 | 4139 | 55 | 75 | [5 empty] | Compact Flourescent |  | Federally-Regulated Consumer Product | 03/06/2017 |  | 03/06/2017
Hunter Fan Co. | Hunter | 59072 | True |  | 3 | Yes | 1943 | 12 | 162 | 3560 | 31 | 115 | 5892 | 77 | 77 | [5 empty] | Compact Flourescent |  | Federally-Regulated Consumer Product | 03/06/2017 |  | 03/06/2017
Hunter Fan Co. | Hunter Fan Co. | 28105 |  |  |  |  | 1765 | 11 | 160 | 3156 | 29 | 109 | 4799 | 65 | 74 | [5 empty] | None |  | Non Federally-Regulated | 03/06/2017 |  | 03/06/2017
Hunter Fan Co. | Hunter | 23762 | True |  | 3 | Yes | 1403 | 9 | 156 | 2817 | 26 | 108 | 4696 | 62 | 76 | [5 empty] | Incandescent |  | Federally-Regulated Consumer Product | 03/06/2017 |  | 03/06/2017
Hunter Fan Co. | Hunter | 28496 | True |  | 3 | Yes | 2673 | 20 | 134 | 4286 | 36 | 119 | 7037 | 70 | 101 | [5 empty] | None |  | Federally-Regulated Consumer Product | 03/06/2017 |  | 03/06/2017
Hunter Fan Co. | Hunter | 21711 | True |  | 3 | Yes | 1415 | 9 | 157 | 3296 | 30 | 110 | 6356 | 85 | 75 | [5 empty] | Incandescent |  | Federally-Regulated Consumer Product | 03/06/2017 |  | 03/06/2017
Hunter Fan Co. | Hunter Fan Co. | 22287 |  |  |  |  | 1683 | 11 | 153 | 3143 | 31 | 101 | 6274 | 88 | 71 | [5 empty] | None |  | Non Federally-Regulated | 03/06/2017 |  | 03/06/2017
Hunter Fan Co. | Hunter | 54018 | True |  | 3 | Yes | 2552 | 12 | 213 | 4289 | 30 | 143 | 6855 | 78 | 88 | [5 empty] | None |  | Federally-Regulated Consumer Product | 03/06/2017 |  | 03/06/2017
Hunter Fan Co. | Casablanca | P2G61H | True |  | 3 | Yes | 1686 | 10 | 169 | 5909 | 69 | 86 | 3838 | 31 | 124 | [5 empty] | Incandescent |  | Federally-Regulated Consumer Product | 03/06/2017 |  | 03/06/2017
Hunter Fan Co. | Hunter Fan Co. | 24922 |  |  |  |  | 1731 | 9 | 192 | 3556 | 29 | 123 | 5256 | 63 | 83 | [5 empty] | None |  | Non Federally-Regulated | 03/06/2017 |  | 03/06/2017
Hunter Fan Co. | Casablanca | 74U45D | True |  | 3 | Yes | 353 | 9 | 39 | 4134 | 60 | 69 | 1499 | 26 | 58 | [5 empty] | None |  | Federally-Regulated Consumer Product | 03/06/2017 |  | 03/06/2017
Hunter Fan Co. | Hunter | 28692 | True |  | 3 | Yes | 1873 | 11 | 170 | 3412 | 29 | 118 | 5489 | 65 | 84 | [5 empty] | None |  | Federally-Regulated Consumer Product | 03/06/2017 |  | 03/06/2017
Hunter Fan Co. | Hunter Fan Co. | 20544 |  |  |  |  | 1523 | 10 | 152 | 2906 | 25 | 116 | 5186 | 65 | 80 | [5 empty] | Incandescent |  | Non Federally-Regulated | 03/06/2017 |  | 03/06/2017
Hunter Fan Co. | Hunter | 25517 | True |  | 3 | Yes | 1523 | 9 | 169 | 2906 | 25 | 116 | 5186 | 66 | 79 | [5 empty] | None |  | Federally-Regulated Consumer Product | 03/06/2017 |  | 03/06/2017
Hunter Fan Co. | Hunter Fan Co. | 26447 |  |  |  |  | 1497 | 150 | 10 | 2835 | 134 | 21 | 5012 | 84 | 60 | [5 empty] | Incandescent |  | Non Federally-Regulated | 03/06/2017 |  | 03/06/2017
Hunter Fan Co. | Hunter | 59134 | True |  | 3 | Yes | 5014 | 30 | 167 | 6710 | 55 | 122 | 8926 | 97 | 92 | [5 empty] | None |  | Federally-Regulated Consumer Product | 03/06/2017 |  | 03/06/2017
Hunter Fan Co. | Hunter | 53260 | True |  | 3 | Yes | 2096 | 10 | 210 | 3256 | 25 | 130 | 4859 | 63 | 77 | [5 empty] | Incandescent |  | Federally-Regulated Consumer Product | 03/06/2017 |  | 03/06/2017
Hunter Fan Co. | Hunter | 28678 | True |  | 3 | Yes | 2095 | 10 | 210 | 3868 | 33 | 117 | 5456 | 71 | 77 | [5 empty] | Incandescent |  | Federally-Regulated Consumer Product | 03/06/2017 |  | 03/06/2017
Hunter Fan Co. | Casablanca | C31U546B | True |  | 6 | Yes | 2696 | 6 | 449 | 7087 | 31 | 229 | 4787 | 12 | 399 | [5 empty] | None |  | Federally-Regulated Consumer Product | 03/06/2017 |  | 03/06/2017
Hunter Fan Co. | Hunter | 25518 | True |  | 3 | Yes | 1523 | 9 | 169 | 2906 | 25 | 116 | 5186 | 66 | 79 | [5 empty] | None |  | Federally-Regulated Consumer Product | 03/06/2017 |  | 03/06/2017
Hunter Fan Co. | Hunter Fan Co. | 21588 |  |  |  |  | 1293 | 172 | 8 | 3096 | 107 | 29 | 5897 | 63 | 94 | [5 empty] | Incandescent |  | Non Federally-Regulated | 03/06/2017 |  | 03/06/2017
Hunter Fan Co. | Hunter | 53050 | True |  | 3 | Yes | 1927 | 10 | 193 | 3240 | 25 | 130 | 5289 | 65 | 81 | [5 empty] | Incandescent |  | Federally-Regulated Consumer Product | 03/06/2017 |  | 03/06/2017
Hunter Fan Co. | Hunter Fan Co. | 23568 |  |  |  |  | 1925 | 185 | 10 | 3466 | 126 | 28 | 5498 | 95 | 58 | [5 empty] | None |  | Non Federally-Regulated | 03/06/2017 |  | 03/06/2017
Hunter Fan Co. | Hunter Fan Co. | 28088 |  |  |  |  | 1455 | 9 | 162 | 3204 | 29 | 110 | 5856 | 88 | 67 | [5 empty] | Incandescent |  | Non Federally-Regulated | 03/06/2017 |  | 03/06/2017
Hunter Fan Co. | Hunter | 28670 | True |  | 3 | Yes | 2879 | 22 | 131 | 3722 | 38 | 98 | 5118 | 69 | 74 | [5 empty] | Incandescent |  | Federally-Regulated Consumer Product | 03/06/2017 |  | 03/06/2017
Hunter Fan Co. | Hunter Fan Co. | 23562 |  |  |  |  | 1925 | 10 | 193 | 3466 | 28 | 124 | 5498 | 58 | 95 | [5 empty] | None |  | Non Federally-Regulated | 03/06/2017 |  | 03/06/2017
Hunter Fan Co. | Hunter Fan Co. | 22453 |  |  |  |  | 1393 | 9 | 155 | 2765 | 25 | 111 | 4905 | 63 | 78 | [5 empty] | Incandescent |  | Non Federally-Regulated | 03/06/2017 |  | 03/06/2017
Hunter Fan Co. | Hunter Fan Co. | 21573 |  |  |  |  | 1779 | 189 | 9 | 3326 | 126 | 26 | 5369 | 83 | 65 | [5 empty] | Incandescent |  | Non Federally-Regulated | 03/06/2017 |  | 03/06/2017
Hunter Fan Co. | Hunter Fan Co. | 26489 |  |  |  |  | 1504 | 165 | 9 | 3521 | 111 | 32 | 5974 | 79 | 76 | [5 empty] | None |  | Non Federally-Regulated | 03/06/2017 |  | 03/06/2017
Hunter Fan Co. | Hunter | 23254 | True |  | 3 | Yes | 1620 | 8 | 203 | 3701 | 31 | 119 | 6963 | 91 | 77 | [5 empty] | None |  | Federally-Regulated Consumer Product | 03/06/2017 |  | 03/06/2017
Hunter Fan Co. | Hunter | 21955 | True |  | 3 | Yes | 1848 | 11 | 168 | 3632 | 29 | 125 | 5716 | 63 | 91 | [5 empty] | None |  | Federally-Regulated Consumer Product | 03/06/2017 |  | 03/06/2017
Hunter Fan Co. | Casablanca | 46U45M | True |  | 3 | Yes | 1622 | 9 | 180 | 6691 | 89 | 75 | 3760 | 29 | 130 | [5 empty] | None |  | Federally-Regulated Consumer Product | 03/06/2017 |  | 03/06/2017
Hunter Fan Co. | Casablanca | 83U46D | True |  | 3 | Yes | 1919 | 11 | 174 | 5439 | 80 | 68 | 3542 | 29 | 122 | [5 empty] | None |  | Federally-Regulated Consumer Product | 03/06/2017 |  | 03/06/2017
Hunter Fan Co. | Casablanca | 59523 | True |  | 4 | Yes | 1068 | 6 | 178 | 2607 | 37 | 70 | 3055 | 64 | 48 | [5 empty] | None |  | Federally-Regulated Consumer Product | 03/06/2017 |  | 03/06/2017
Hunter Fan Co. | Casablanca | 95546Z | True |  | 6 | Yes | 747 | 41 | 18 | 6591 | 116 | 57 | 3360 | 76 | 44 | [5 empty] | None |  | Federally-Regulated Consumer Product | 03/06/2017 |  | 03/06/2017
Hunter Fan Co. | Hunter | 20181 | True |  | 3 | Yes | 1403 | 9 | 156 | 2817 | 26 | 108 | 4696 | 62 | 76 | [5 empty] | Incandescent |  | Federally-Regulated Consumer Product | 03/06/2017 |  | 03/06/2017
Hunter Fan Co. | Hunter | 21191 | True |  | 3 | Yes | 859 | 10 | 86 | 2462 | 28 | 88 | 4516 | 67 | 67 | [5 empty] | None |  | Federally-Regulated Consumer Product | 03/06/2017 |  | 03/06/2017
Hunter Fan Co. | Hunter | 53257 | True |  | 3 | Yes | 2013 | 10 | 201 | 3278 | 26 | 126 | 5030 | 66 | 76 | [5 empty] | Compact Flourescent |  | Federally-Regulated Consumer Product | 03/06/2017 |  | 03/06/2017
Hunter Fan Co. | Hunter | 23258 | True |  | 3 | Yes | 1620 | 8 | 203 | 3701 | 31 | 119 | 6963 | 91 | 77 | [5 empty] | None |  | Federally-Regulated Consumer Product | 03/06/2017 |  | 03/06/2017
Hunter Fan Co. | Hunter Fan Co. | 23986 |  |  |  |  | 1329 | 8 | 166 | 3924 | 33 | 119 | 6126 | 80 | 77 | [5 empty] | None |  | Non Federally-Regulated | 03/06/2017 |  | 03/06/2017
Hunter Fan Co. | Hunter Fan Co. | 28194 |  |  |  |  | 1665 | 131 | 13 | 3643 | 100 | 36 | 6062 | 74 | 82 | [5 empty] | Incandescent |  | Non Federally-Regulated | 03/06/2017 |  | 03/06/2017
Hunter Fan Co. | Hunter | 21425 | True |  | 3 | Yes | 2037 | 17 | 120 | 3094 | 30 | 103 | 4186 | 49 | 85 | [5 empty] | Compact Flourescent |  | Federally-Regulated Consumer Product | 03/06/2017 |  | 03/06/2017
Hunter Fan Co. | Hunter | 53212 | True |  | 3 | Yes | 1918 | 10 | 192 | 3444 | 27 | 128 | 5150 | 64 | 80 | [5 empty] | None |  | Federally-Regulated Consumer Product | 03/06/2017 |  | 03/06/2017
Hunter Fan Co. | Hunter Fan Co. | 21965 |  |  |  |  | 1520 | 9 | 169 | 3461 | 35 | 99 | 5597 | 82 | 68 | [5 empty] | Incandescent |  | Non Federally-Regulated | 03/06/2017 |  | 03/06/2017
Hunter Fan Co. | Casablanca | P2G63H | True |  | 3 | Yes | 1686 | 10 | 169 | 5909 | 69 | 86 | 3838 | 31 | 124 | [5 empty] | Incandescent |  | Federally-Regulated Consumer Product | 03/06/2017 |  | 03/06/2017
Hunter Fan Co. | Hunter Fan Co. | 20763 |  |  |  |  | 1591 | 8 | 199 | 2846 | 27 | 105 | 5148 | 66 | 78 | [5 empty] | Incandescent |  | Non Federally-Regulated | 03/06/2017 |  | 03/06/2017
Hunter Fan Co. | Hunter | 53102 | True |  | 3 | Yes | 2006 | 10 | 201 | 3204 | 26 | 123 | 5014 | 64 | 78 | [5 empty] | None |  | Federally-Regulated Consumer Product | 03/06/2017 |  | 03/06/2017
Hunter Fan Co. | Hunter Fan Co. | 23743 |  |  |  |  | 2121 | 17 | 125 | 3205 | 36 | 89 | 5920 | 90 | 66 | [5 empty] | None |  | Non Federally-Regulated | 03/06/2017 |  | 03/06/2017
Hunter Fan Co. | Hunter Fan Co. | 21860 |  |  |  |  | 1531 | 10 | 153 | 2968 | 26 | 114 | 4927 | 68 | 72 | [5 empty] | None |  | Non Federally-Regulated | 03/06/2017 |  | 03/06/2017
Hunter Fan Co. | Hunter Fan Co. | 21721 |  |  |  |  | 1377 | 9 | 153 | 3345 | 29 | 115 | 5415 | 70 | 77 | [5 empty] | Incandescent |  | Non Federally-Regulated | 03/06/2017 |  | 03/06/2017
Hunter Fan Co. | Hunter | 23722 | True |  | 3 | Yes | 1514 | 10 | 151 | 2932 | 28 | 105 | 5203 | 67 | 78 | [5 empty] | Incandescent |  | Federally-Regulated Consumer Product | 03/06/2017 |  | 03/06/2017
Hunter Fan Co. | Hunter | 21375 | True |  | 3 | Yes | 1608 | 8 | 201 | 2244 | 17 | 132 | 4026 | 54 | 75 | [5 empty] | Compact Flourescent |  | Federally-Regulated Consumer Product | 03/06/2017 |  | 03/06/2017
Hunter Fan Co. | Hunter | 59033 | True |  | 3 | Yes | 2092 | 13 | 161 | 3294 | 28 | 118 | 4632 | 60 | 77 | [5 empty] | Incandescent |  | Federally-Regulated Consumer Product | 03/06/2017 |  | 03/06/2017
Hunter Fan Co. | Hunter Fan Co. | 28075 |  |  |  |  | 1765 | 186 | 9 | 3556 | 118 | 30 | 6055 | 76 | 80 | [5 empty] | Incandescent |  | Non Federally-Regulated | 03/06/2017 |  | 03/06/2017
Hunter Fan Co. | Hunter | 20431 | True |  | 3 | Yes | 1200 | 8 | 150 | 2600 | 23 | 113 | 4600 | 62 | 74 | [5 empty] | Incandescent |  | Federally-Regulated Consumer Product | 03/06/2017 |  | 03/06/2017
Hunter Fan Co. | Hunter | 21361 | True |  | 3 | Yes | 1608 | 8 | 201 | 2244 | 17 | 132 | 4026 | 54 | 75 | [5 empty] | Compact Flourescent |  | Federally-Regulated Consumer Product | 03/06/2017 |  | 03/06/2017
Hunter Fan Co. | Hunter | 52004 | True |  | 3 | Yes | 1605 | 7 | 229 | 2429 | 15 | 162 | 4304 | 63 | 68 | [5 empty] | Incandescent |  | Federally-Regulated Consumer Product | 03/06/2017 |  | 03/06/2017
Hunter Fan Co. | Hunter | 25122 | True |  | 3 | Yes | 511 | 8 | 64 | 751 | 17 | 44 | 2049 | 55 | 37 | [5 empty] | LED |  | Federally-Regulated Consumer Product | 03/06/2017 |  | 03/06/2017
Hunter Fan Co. | Hunter | 23256 | True |  | 3 | Yes | 1620 | 8 | 203 | 3701 | 31 | 119 | 6963 | 91 | 77 | [5 empty] | None |  | Federally-Regulated Consumer Product | 03/06/2017 |  | 03/06/2017
Hunter Fan Co. | Hunter Fan Co. | 20612 |  |  |  |  | 1364 | 9 | 152 | 3071 | 26 | 118 | 5465 | 73 | 75 | [5 empty] | None |  | Non Federally-Regulated | 03/06/2017 |  | 03/06/2017
Hunter Fan Co. | Hunter | 21433 | True |  | 3 | Yes | 1356 | 8 | 170 | 3351 | 29 | 116 | 5680 | 77 | 74 | [5 empty] | Compact Flourescent |  | Federally-Regulated Consumer Product | 03/06/2017 |  | 03/06/2017
Hunter Fan Co. | Hunter Fan Co. | 22459 |  |  |  |  | 1403 | 9 | 156 | 2817 | 26 | 108 | 4696 | 62 | 76 | [5 empty] | Incandescent |  | Non Federally-Regulated | 03/06/2017 |  | 03/06/2017
Hunter Fan Co. | Hunter | 21728 | True |  | 3 | Yes | 1038 | 8 | 130 | 1914 | 16 | 120 | 3478 | 50 | 70 | [5 empty] | Incandescent |  | Federally-Regulated Consumer Product | 03/06/2017 |  | 03/06/2017
Hunter Fan Co. | Casablanca | 59107 | True |  | 6 | Yes | 2013 | 3 | 671 | 4504 | 12 | 375 | 6142 | 32 | 192 | [5 empty] | Incandescent |  | Federally-Regulated Consumer Product | 03/06/2017 |  | 03/06/2017
Hunter Fan Co. | Casablanca | 7926D | True |  | 3 | Yes | 2052 | 9 | 228 | 7078 | 81 | 87 | 3698 | 30 | 123 | [5 empty] | None |  | Federally-Regulated Consumer Product | 03/06/2017 |  | 03/06/2017
Hunter Fan Co. | Hunter | 28707 | True |  | 3 | Yes | 1467 | 9 | 163 | 2213 | 19 | 116 | 3511 | 45 | 78 | [5 empty] | Incandescent |  | Federally-Regulated Consumer Product | 03/06/2017 |  | 03/06/2017
Hunter Fan Co. | Hunter Fan Co. | 21301 |  |  |  |  | 1431 | 147 | 10 | 2947 | 108 | 27 | 5331 | 78 | 68 | [5 empty] | None |  | Non Federally-Regulated | 03/06/2017 |  | 03/06/2017
Hunter Fan Co. | Hunter Fan Co. | 20512 |  |  |  |  | 1731 | 158 | 11 | 3556 | 124 | 29 | 5256 | 84 | 63 | [5 empty] | None |  | Non Federally-Regulated | 03/06/2017 |  | 03/06/2017
Hunter Fan Co. | Hunter | 23934 | True |  | 3 | Yes | 796 | 10 | 80 | 1301 | 18 | 72 | 2635 | 45 | 59 | [5 empty] | None |  | Federally-Regulated Consumer Product | 03/06/2017 |  | 03/06/2017
Hunter Fan Co. | Casablanca | C21G45H | True |  | 3 | Yes | 1450 | 12 | 121 | 5093 | 67 | 76 | 3281 | 35 | 94 | [5 empty] | Other |  | Federally-Regulated Consumer Product | 03/06/2017 |  | 03/06/2017
Hunter Fan Co. | Hunter | 28642 | True |  | 3 | Yes | 3472 | 25 | 139 | 4893 | 47 | 104 | 6595 | 82 | 80 | [5 empty] | Incandescent |  | Federally-Regulated Consumer Product | 03/06/2017 |  | 03/06/2017
Hunter Fan Co. | Casablanca | 59096 | True |  | 4 | Yes | 1281 | 9 | 142 | 3835 | 41 | 94 | 6179 | 111 | 56 | [5 empty] | None |  | Federally-Regulated Consumer Product | 03/06/2017 |  | 03/06/2017
Hunter Fan Co. | Hunter | 21591 | True |  | 3 | Yes | 1871 | 12 | 156 | 3823 | 33 | 116 | 5687 | 69 | 82 | [5 empty] | Compact Flourescent |  | Federally-Regulated Consumer Product | 03/06/2017 |  | 03/06/2017
Hunter Fan Co. | Hunter Fan Co. | 28538 |  |  |  |  | 2340 | 140 | 17 | 3960 | 102 | 39 | 6361 | 74 | 86 | [5 empty] | None |  | Non Federally-Regulated | 03/06/2017 |  | 03/06/2017
Hunter Fan Co. | Hunter Fan Co. | 21583 |  |  |  |  | 1720 | 181 | 10 | 3530 | 115 | 31 | 5740 | 73 | 79 | [5 empty] | None |  | Non Federally-Regulated | 03/06/2017 |  | 03/06/2017
Hunter Fan Co. | Hunter | 20174 | True |  | 3 | Yes | 1580 | 9 | 176 | 2930 | 25 | 117 | 5480 | 73 | 75 | [5 empty] | Incandescent |  | Federally-Regulated Consumer Product | 03/06/2017 |  | 03/06/2017
Hunter Fan Co. | Hunter | 54109 | True |  | 3 | Yes | 2049 | 9 | 228 | 3587 | 27 | 133 | 6514 | 85 | 77 | [5 empty] | None |  | Federally-Regulated Consumer Product | 03/06/2017 |  | 03/06/2017
Hunter Fan Co. | Hunter | 51037 | True |  | 3 | Yes | 1126 | 7 | 161 | 1778 | 15 | 119 | 3532 | 57 | 62 | [5 empty] | Incandescent |  | Federally-Regulated Consumer Product | 03/06/2017 |  | 03/06/2017
Hunter Fan Co. | Casablanca | C31U45Z | True |  | 6 | Yes | 871 | 8 | 109 | 6494 | 115 | 56 | 3520 | 39 | 90 | [5 empty] | None |  | Federally-Regulated Consumer Product | 03/06/2017 |  | 03/06/2017
Hunter Fan Co. | Hunter | 51047 | True |  | 3 | Yes | 1036 | 8 | 130 | 1734 | 16 | 108 | 2881 | 59 | 49 | [5 empty] | Incandescent |  | Federally-Regulated Consumer Product | 03/06/2017 |  | 03/06/2017
Hunter Fan Co. | Hunter | 20516 | True |  | 3 | Yes | 1909 | 10 | 191 | 3340 | 29 | 115 | 5150 | 68 | 76 | [5 empty] | None |  | Federally-Regulated Consumer Product | 03/06/2017 |  | 03/06/2017
Hunter Fan Co. | Casablanca | 59077 | True |  | 4 | Yes | 4368 | 32 | 137 | 5438 | 51 | 107 | 7133 | 86 | 83 | [5 empty] | Incandescent |  | Federally-Regulated Consumer Product | 03/06/2017 |  | 03/06/2017
Hunter Fan Co. | Hunter | 20810 | True |  | 3 | Yes | 1500 | 9 | 167 | 2900 | 26 | 112 | 5000 | 66 | 76 | [5 empty] | Incandescent |  | Federally-Regulated Consumer Product | 03/06/2017 |  | 03/06/2017
Hunter Fan Co. | Hunter | 53120 | True |  | 3 | Yes | 1975 | 10 | 198 | 3236 | 26 | 124 | 5116 | 66 | 78 | [5 empty] | Incandescent |  | Federally-Regulated Consumer Product | 03/06/2017 |  | 03/06/2017
Hunter Fan Co. | Hunter Fan Co. | 28198 |  |  |  |  | 1493 | 8 | 187 | 4136 | 34 | 122 | 6940 | 83 | 84 | [5 empty] | None |  | Non Federally-Regulated | 03/06/2017 |  | 03/06/2017
Hunter Fan Co. | Hunter | 28705 | True |  | 3 | Yes | 1998 | 10 | 200 | 3267 | 26 | 126 | 5140 | 64 | 80 | [5 empty] | Incandescent |  | Federally-Regulated Consumer Product | 03/06/2017 |  | 03/06/2017
Hunter Fan Co. | Hunter | 28691 | True |  | 3 | Yes | 1873 | 11 | 170 | 3412 | 29 | 118 | 5489 | 65 | 84 | [5 empty] | None |  | Federally-Regulated Consumer Product | 03/06/2017 |  | 03/06/2017
Hunter Fan Co. | Hunter | 52012 | True |  | 3 | Yes | 947 | 8 | 118 | 1658 | 17 | 98 | 3270 | 17 | 192 | [5 empty] | Incandescent |  | Federally-Regulated Consumer Product | 03/06/2017 |  | 03/06/2017
Hunter Fan Co. | Hunter Fan Co. | 20582 |  |  |  |  | 1591 | 8 | 199 | 2846 | 27 | 105 | 5148 | 66 | 78 | [5 empty] | Incandescent |  | Non Federally-Regulated | 03/06/2017 |  | 03/06/2017
Hunter Fan Co. | Hunter | 23860 | True |  | 3 | Yes | 1000 | 9 | 111 | 1400 | 18 | 78 | 2900 | 51 | 57 | [5 empty] | None |  | Federally-Regulated Consumer Product | 03/06/2017 |  | 03/06/2017
Hunter Fan Co. | Hunter | 54070 | True |  | 3 | Yes | 1750 | 10 | 175 | 3249 | 29 | 112 | 5228 | 81 | 65 | [5 empty] | Compact Flourescent |  | Federally-Regulated Consumer Product | 03/06/2017 |  | 03/06/2017
Hunter Fan Co. | Hunter Fan Co. | 28142 |  |  |  |  | 1318 | 7 | 188 | 3415 | 31 | 110 | 6751 | 111 | 61 | [5 empty] | None |  | Non Federally-Regulated | 03/06/2017 |  | 03/06/2017
Hunter Fan Co. | Casablanca | C28G11M | True |  | 3 | Yes | 2208 | 16 | 138 | 5640 | 66 | 85 | 4261 | 41 | 104 | [5 empty] | Other |  | Federally-Regulated Consumer Product | 03/06/2017 |  | 03/06/2017
Hunter Fan Co. | Hunter | 52072 | True |  | 3 | Yes | 1463 | 7 | 209 | 2215 | 16 | 138 | 4548 | 66 | 69 | [5 empty] | None |  | Federally-Regulated Consumer Product | 03/06/2017 |  | 03/06/2017
Hunter Fan Co. | Hunter Fan Co. | 20480 |  |  |  |  | 1403 | 9 | 156 | 2817 | 26 | 108 | 4696 | 62 | 76 | [5 empty] | Incandescent |  | Non Federally-Regulated | 03/06/2017 |  | 03/06/2017
Hunter Fan Co. | Casablanca | C38G73K | True |  | 4 | Yes | 3616 | 28 | 129 | 5878 | 75 | 78 | 4667 | 48 | 97 | [5 empty] | None |  | Federally-Regulated Consumer Product | 03/06/2017 |  | 03/06/2017
Hunter Fan Co. | Casablanca | 46U45D | True |  | 3 | Yes | 1622 | 9 | 180 | 6691 | 89 | 75 | 3760 | 29 | 130 | [5 empty] | None |  | Federally-Regulated Consumer Product | 03/06/2017 |  | 03/06/2017
Hunter Fan Co. | Hunter Fan Co. | 28199 |  |  |  |  | 1493 | 8 | 187 | 4136 | 34 | 122 | 6940 | 83 | 84 | [5 empty] | None |  | Non Federally-Regulated | 03/06/2017 |  | 03/06/2017
Hunter Fan Co. | Hunter | 21539 | True |  | 3 | Yes | 1439 | 9 | 160 | 2757 | 25 | 110 | 4861 | 74 | 66 | [5 empty] | Incandescent |  | Federally-Regulated Consumer Product | 03/06/2017 |  | 03/06/2017
Hunter Fan Co. | Hunter | 52106 | True |  | 3 | Yes | 1213 | 7 | 173 | 1928 | 16 | 121 | 3659 | 63 | 58 | [5 empty] | Incandescent |  | Federally-Regulated Consumer Product | 03/06/2017 |  | 03/06/2017
Hunter Fan Co. | Hunter | 23845 | True |  | 3 | Yes | 2696 | 18 | 150 | 4164 | 39 | 107 | 6644 | 86 | 77 | [5 empty] | None |  | Federally-Regulated Consumer Product | 03/06/2017 |  | 03/06/2017
Hunter Fan Co. | Hunter | 22434 | True |  | 3 | Yes | 1499 | 10 | 150 | 2941 | 27 | 109 | 5091 | 66 | 77 | [5 empty] | Incandescent |  | Federally-Regulated Consumer Product | 03/06/2017 |  | 03/06/2017
Hunter Fan Co. | Hunter | 53053 | True |  | 3 | Yes | 1984 | 9 | 220 | 3376 | 26 | 130 | 5537 | 71 | 78 | [5 empty] | None |  | Federally-Regulated Consumer Product | 03/06/2017 |  | 03/06/2017
Hunter Fan Co. | Hunter | 59127 | True |  | 3 | Yes | 2019 | 11 | 184 | 3336 | 27 | 124 | 5210 | 60 | 87 | [5 empty] | None |  | Federally-Regulated Consumer Product | 03/06/2017 |  | 03/06/2017
Hunter Fan Co. | Hunter | 59180 | True |  | 3 | Yes | 2236 | 11 | 203 | 3625 | 27 | 134 | 5311 | 64 | 83 | [5 empty] | LED |  | Federally-Regulated Consumer Product | 03/06/2017 |  | 03/06/2017
Hunter Fan Co. | Casablanca | C17G546Z | True |  | 6 | Yes | 1488 | 8 | 186 | 6885 | 120 | 57 | 4059 | 39 | 104 | [5 empty] | Other |  | Federally-Regulated Consumer Product | 03/06/2017 |  | 03/06/2017
Hunter Fan Co. | Hunter | 23702 | True |  | 3 | Yes | 2706 | 17 | 159 | 4545 | 35 | 130 | 7501 | 82 | 91 | [5 empty] | Compact Flourescent |  | Federally-Regulated Consumer Product | 03/06/2017 |  | 03/06/2017
Hunter Fan Co. | Hunter | 55046 | True |  | 3 | Yes | 1668 | 5 | 334 | 5231 | 46 | 114 | 7243 | 83 | 87 | [5 empty] | None |  | Federally-Regulated Consumer Product | 03/06/2017 |  | 03/06/2017
Hunter Fan Co. | Hunter | 23252 | True |  | 3 | Yes | 1000 | 9 | 111 | 1500 | 18 | 83 | 3000 | 52 | 58 | [5 empty] | Incandescent |  | Federally-Regulated Consumer Product | 03/06/2017 |  | 03/06/2017
Hunter Fan Co. | Hunter | 20180 | True |  | 3 | Yes | 1460 | 8 | 183 | 2104 | 17 | 124 | 3551 | 52 | 68 | [5 empty] | Incandescent |  | Federally-Regulated Consumer Product | 03/06/2017 |  | 03/06/2017
Hunter Fan Co. | Hunter | 21627 | True |  | 3 | Yes | 1719 | 11 | 156 | 3690 | 33 | 112 | 6707 | 87 | 77 | [5 empty] | Compact Flourescent |  | Federally-Regulated Consumer Product | 03/06/2017 |  | 03/06/2017
Hunter Fan Co. | Hunter | 53035 | True |  | 3 | Yes | 1428 | 10 | 143 | 2288 | 26 | 88 | 3531 | 65 | 54 | [5 empty] | Incandescent |  | Federally-Regulated Consumer Product | 03/06/2017 |  | 03/06/2017
Hunter Fan Co. | Hunter | 28673 | True |  | 3 | Yes | 1641 | 11 | 149 | 3233 | 28 | 115 | 5042 | 60 | 84 | [5 empty] | Incandescent |  | Federally-Regulated Consumer Product | 03/06/2017 |  | 03/06/2017
Hunter Fan Co. | Hunter | 21810 | True |  | 3 | Yes | 1907 | 11 | 173 | 3298 | 28 | 118 | 5102 | 67 | 76 | [5 empty] | Incandescent |  | Federally-Regulated Consumer Product | 03/06/2017 |  | 03/06/2017
Hunter Fan Co. | Hunter | 28679 | True |  | 3 | Yes | 1922 | 9 | 214 | 3232 | 26 | 124 | 5018 | 67 | 75 | [5 empty] | Incandescent |  | Federally-Regulated Consumer Product | 03/06/2017 |  | 03/06/2017
Hunter Fan Co. | Hunter Fan Co. | 20518 |  |  |  |  | 1731 | 158 | 11 | 3556 | 124 | 29 | 5256 | 84 | 63 | [5 empty] | None |  | Non Federally-Regulated | 03/06/2017 |  | 03/06/2017
Hunter Fan Co. | Casablanca | 4746D | True |  | 3 | Yes | 2042 | 9 | 227 | 7126 | 82 | 87 | 3902 | 30 | 130 | [5 empty] | None |  | Federally-Regulated Consumer Product | 03/06/2017 |  | 03/06/2017
Hunter Fan Co. | Hunter Fan Co. | 28613 |  |  |  |  | 1626 | 9 | 181 | 3053 | 27 | 113 | 5251 | 66 | 80 | [5 empty] | Incandescent |  | Non Federally-Regulated | 03/06/2017 |  | 03/06/2017
Hunter Fan Co. | Hunter Fan Co. | 23802 |  |  |  |  | 1430 | 147 | 10 | 2899 | 120 | 24 | 4994 | 74 | 67 | [5 empty] | Incandescent |  | Non Federally-Regulated | 03/06/2017 |  | 03/06/2017
Hunter Fan Co. | Hunter | 54135 | True |  | 3 | Yes | 2244 | 9 | 249 | 3768 | 27 | 140 | 6574 | 83 | 79 | [5 empty] | Compact Flourescent |  | Federally-Regulated Consumer Product | 03/06/2017 |  | 03/06/2017
Hunter Fan Co. | Hunter | 20578 | True |  | 3 | Yes | 1949 | 11 | 177 | 3162 | 28 | 113 | 5072 | 61 | 83 | [5 empty] | Compact Flourescent |  | Federally-Regulated Consumer Product | 03/06/2017 |  | 03/06/2017
Hunter Fan Co. | Hunter | 59515 | True |  | 3 | Yes | 1796 | 10 | 180 | 3074 | 26 | 118 | 4846 | 65 | 75 | [5 empty] | None |  | Federally-Regulated Consumer Product | 03/06/2017 |  | 03/06/2017
Hunter Fan Co. | Casablanca | 54040 | True |  | 4 | Yes | 2060 | 12 | 172 | 4540 | 46 | 99 | 6298 | 83 | 76 | [5 empty] | Incandescent |  | Federally-Regulated Consumer Product | 03/06/2017 |  | 03/06/2017
Hunter Fan Co. | Hunter Fan Co. | 28610 |  |  |  |  | 1626 | 9 | 181 | 3053 | 27 | 113 | 5251 | 66 | 80 | [5 empty] | Incandescent |  | Non Federally-Regulated | 03/06/2017 |  | 03/06/2017
Hunter Fan Co. | Hunter | 20531 | True |  | 3 | Yes | 1439 | 9 | 160 | 2757 | 25 | 110 | 4861 | 74 | 66 | [5 empty] | Incandescent |  | Federally-Regulated Consumer Product | 03/06/2017 |  | 03/06/2017
Hunter Fan Co. | Hunter | 52117 | True |  | 3 | Yes | 1737 | 7 | 248 | 2566 | 16 | 160 | 4683 | 63 | 74 | [5 empty] | Incandescent |  | Federally-Regulated Consumer Product | 03/06/2017 |  | 03/06/2017
Hunter Fan Co. | Hunter | 59003 | True |  | 3 | Yes | 1034 | 8 | 129 | 1691 | 17 | 99 | 3532 | 65 | 54 | [5 empty] | LED |  | Federally-Regulated Consumer Product | 03/06/2017 |  | 03/06/2017
Hunter Fan Co. | Hunter | 53025 | True |  | 3 | Yes | 1811 | 10 | 181 | 3015 | 26 | 116 | 4921 | 67 | 73 | [5 empty] | Incandescent |  | Federally-Regulated Consumer Product | 03/06/2017 |  | 03/06/2017
Hunter Fan Co. | Hunter | 59079 | True |  | 3 | Yes | 1953 | 11 | 178 | 3352 | 31 | 108 | 5263 | 70 | 75 | [5 empty] | Compact Flourescent |  | Federally-Regulated Consumer Product | 03/06/2017 |  | 03/06/2017
Hunter Fan Co. | Hunter | 52076 | True |  | 3 | Yes | 1487 | 7 | 212 | 2161 | 16 | 135 | 4509 | 66 | 68 | [5 empty] | None |  | Federally-Regulated Consumer Product | 03/06/2017 |  | 03/06/2017
Hunter Fan Co. | Hunter | 59172 | True |  | 3 | Yes | 1929 | 9 | 214 | 3010 | 24 | 125 | 4669 | 62 | 75 | [5 empty] | Incandescent |  | Federally-Regulated Consumer Product | 03/06/2017 |  | 03/06/2017
Hunter Fan Co. | Hunter | 53086 | True |  | 3 | Yes | 1808 | 10 | 181 | 3157 | 25 | 126 | 5006 | 66 | 76 | [5 empty] | Incandescent |  | Federally-Regulated Consumer Product | 03/06/2017 |  | 03/06/2017
Hunter Fan Co. | Hunter | 28464 | True |  | 3 | Yes | 1497 | 10 | 150 | 3086 | 27 | 114 | 5372 | 67 | 80 | [5 empty] | None |  | Federally-Regulated Consumer Product | 03/06/2017 |  | 03/06/2017
Hunter Fan Co. | Hunter Fan Co. | 28470 |  |  |  |  | 1677 | 178 | 9 | 3519 | 114 | 31 | 6499 | 78 | 83 | [5 empty] | None |  | Non Federally-Regulated | 03/06/2017 |  | 03/06/2017
Hunter Fan Co. | Hunter | 20436 | True |  | 3 | Yes | 1200 | 8 | 150 | 2600 | 23 | 113 | 4600 | 62 | 74 | [5 empty] | Incandescent |  | Federally-Regulated Consumer Product | 03/06/2017 |  | 03/06/2017
Hunter Fan Co. | Hunter Fan Co. | 20546 |  |  |  |  | 1523 | 10 | 152 | 2906 | 25 | 116 | 5186 | 65 | 80 | [5 empty] | Incandescent |  | Non Federally-Regulated | 03/06/2017 |  | 03/06/2017
Hunter Fan Co. | Hunter | 51065 | True |  | 3 | Yes | 1227 | 7 | 175 | 1757 | 15 | 117 | 3041 | 50 | 61 | [5 empty] | Compact Flourescent |  | Federally-Regulated Consumer Product | 03/06/2017 |  | 03/06/2017
Hunter Fan Co. | Hunter | 23915 | True |  | 3 | Yes | 638 | 8 | 80 | 980 | 16 | 61 | 1772 | 57 | 31 | [5 empty] | Compact Flourescent |  | Federally-Regulated Consumer Product | 03/06/2017 |  | 03/06/2017
Hunter Fan Co. | Hunter | 59135 | True |  | 3 | Yes | 2201 | 8 | 275 | 3731 | 25 | 149 | 6239 | 81 | 77 | [5 empty] | Incandescent |  | Federally-Regulated Consumer Product | 03/06/2017 |  | 03/06/2017
Hunter Fan Co. | Casablanca | C22G11L | True |  | 6 | Yes | 1910 | 9 | 212 | 5577 | 64 | 87 | 3865 | 31 | 125 | [5 empty] | Other |  | Federally-Regulated Consumer Product | 03/06/2017 |  | 03/06/2017
Hunter Fan Co. | Hunter | 21434 | True |  | 3 | Yes | 1356 | 8 | 170 | 3351 | 29 | 116 | 5680 | 77 | 74 | [5 empty] | Compact Flourescent |  | Federally-Regulated Consumer Product | 03/06/2017 |  | 03/06/2017
Hunter Fan Co. | Casablanca | 66H73F | True |  | 4 | Yes | 1236 | 5 | 247 | 6398 | 85 | 75 | 4555 | 46 | 99 | [5 empty] | None |  | Federally-Regulated Consumer Product | 03/06/2017 |  | 03/06/2017
Hunter Fan Co. | Hunter Fan Co. | 23575 |  |  |  |  | 1658 | 12 | 138 | 3987 | 35 | 114 | 6046 | 72 | 84 | [5 empty] | Incandescent |  | Non Federally-Regulated | 03/06/2017 |  | 03/06/2017
Hunter Fan Co. | Hunter | 28777A | True |  | 3 | Yes | 1922 | 9 | 214 | 3232 | 26 | 124 | 5018 | 67 | 75 | [5 empty] | Incandescent |  | Federally-Regulated Consumer Product | 03/06/2017 |  | 03/06/2017
Hunter Fan Co. | Hunter Fan Co. | 23798 |  |  |  |  | 1273 | 138 | 9 | 2645 | 103 | 26 | 5093 | 67 | 76 | [5 empty] | Incandescent |  | Non Federally-Regulated | 03/06/2017 |  | 03/06/2017
Hunter Fan Co. | Hunter Fan Co. | 21871 |  |  |  |  | 1664 | 11 | 151 | 2785 | 30 | 93 | 6236 | 84 | 74 | [5 empty] | Incandescent |  | Non Federally-Regulated | 03/06/2017 |  | 03/06/2017
Hunter Fan Co. | Hunter Fan Co. | 24186 |  |  |  |  | 2098 | 12 | 175 | 4350 | 35 | 124 | 6638 | 81 | 82 | [5 empty] | None |  | Non Federally-Regulated | 03/06/2017 |  | 03/06/2017
Hunter Fan Co. | Hunter | 53225 | True |  | 3 | Yes | 1611 | 10 | 160 | 2821 | 23 | 122 | 4461 | 65 | 69 | [5 empty] | None |  | Federally-Regulated Consumer Product | 03/06/2017 |  | 03/06/2017
Hunter Fan Co. | Hunter | 25579 | True |  | 3 | Yes | 1403 | 9 | 156 | 2817 | 26 | 108 | 4696 | 62 | 76 | [5 empty] | Incandescent |  | Federally-Regulated Consumer Product | 03/06/2017 |  | 03/06/2017
Hunter Fan Co. | Hunter Fan Co. | 21587 |  |  |  |  | 1403 | 142 | 10 | 2709 | 100 | 27 | 4821 | 67 | 72 | [5 empty] | Incandescent |  | Non Federally-Regulated | 03/06/2017 |  | 03/06/2017
Hunter Fan Co. | Hunter Fan Co. | 23791 |  |  |  |  | 1438 | 150 | 10 | 2930 | 112 | 26 | 5293 | 76 | 70 | [5 empty] | Incandescent |  | Non Federally-Regulated | 03/06/2017 |  | 03/06/2017
Hunter Fan Co. | Hunter | 51028 | True |  | 3 | Yes | 1126 | 7 | 161 | 1778 | 15 | 119 | 3532 | 57 | 62 | [5 empty] | Incandescent |  | Federally-Regulated Consumer Product | 03/06/2017 |  | 03/06/2017
Hunter Fan Co. | Casablanca | 59499 | True |  | 4 | Yes | 1786 | 5 | 357 | 4855 | 42 | 116 | 6678 | 72 | 93 | [5 empty] | None |  | Federally-Regulated Consumer Product | 03/06/2017 |  | 03/06/2017
Hunter Fan Co. | Hunter | 52081 | True |  | 3 | Yes | 1418 | 7 | 203 | 2083 | 16 | 130 | 4085 | 64 | 64 | [5 empty] | Incandescent |  | Federally-Regulated Consumer Product | 03/06/2017 |  | 03/06/2017
Hunter Fan Co. | Hunter Fan Co. | 21416 |  |  |  |  | 1471 | 170 | 9 | 2935 | 115 | 26 | 5663 | 81 | 70 | [5 empty] | None |  | Non Federally-Regulated | 03/06/2017 |  | 03/06/2017
Hunter Fan Co. | Hunter | 53255 | True |  | 3 | Yes | 2144 | 10 | 214 | 3549 | 25 | 142 | 5524 | 66 | 84 | [5 empty] | Incandescent |  | Federally-Regulated Consumer Product | 03/06/2017 |  | 03/06/2017
Hunter Fan Co. | Casablanca | C31U199Z | True |  | 6 | Yes | 871 | 8 | 109 | 6494 | 115 | 56 | 3520 | 39 | 90 | [5 empty] | None |  | Federally-Regulated Consumer Product | 03/06/2017 |  | 03/06/2017
Hunter Fan Co. | Hunter Fan Co. | 25601 |  |  |  |  | 2706 | 17 | 159 | 4545 | 35 | 130 | 7501 | 82 | 91 | [5 empty] | None |  | Non Federally-Regulated | 03/06/2017 |  | 03/06/2017
Hunter Fan Co. | Casablanca | 54117 | True |  | 4 | Yes | 1575 | 6 | 263 | 4494 | 40 | 112 | 6290 | 80 | 79 | [5 empty] | None |  | Federally-Regulated Consumer Product | 03/06/2017 |  | 03/06/2017
Hunter Fan Co. | Hunter Fan Co. | 28444 |  |  |  |  | 1692 | 11 | 154 | 3167 | 30 | 106 | 4683 | 66 | 71 | [5 empty] | Incandescent |  | Non Federally-Regulated | 03/06/2017 |  | 03/06/2017
Hunter Fan Co. | Hunter Fan Co. | 23259 |  |  |  |  | 1620 | 8 | 203 | 3701 | 31 | 119 | 6963 | 91 | 77 | [5 empty] | None |  | Non Federally-Regulated | 03/06/2017 |  | 03/06/2017
Hunter Fan Co. | Hunter | 54108 | True |  | 3 | Yes | 2049 | 9 | 228 | 3587 | 27 | 133 | 6514 | 85 | 77 | [5 empty] | None |  | Federally-Regulated Consumer Product | 03/06/2017 |  | 03/06/2017
Hunter Fan Co. | Casablanca | 54106 | True |  | 4 | Yes | 2648 | 22 | 120 | 3161 | 36 | 88 | 4388 | 78 | 56 | [5 empty] | Incandescent |  | Federally-Regulated Consumer Product | 03/06/2017 |  | 03/06/2017
Hunter Fan Co. | Hunter Fan Co. | 26446 |  |  |  |  | 1497 | 150 | 10 | 2835 | 134 | 21 | 5012 | 84 | 60 | [5 empty] | Incandescent |  | Non Federally-Regulated | 03/06/2017 |  | 03/06/2017
Hunter Fan Co. | Hunter | 53249 | True |  | 3 | Yes | 1915 | 10 | 192 | 3100 | 26 | 119 | 4976 | 67 | 74 | [5 empty] | Compact Flourescent |  | Federally-Regulated Consumer Product | 03/06/2017 |  | 03/06/2017
Hunter Fan Co. | Hunter | 52070 | True |  | 3 | Yes | 1463 | 7 | 209 | 2215 | 16 | 138 | 4548 | 66 | 69 | [5 empty] | Incandescent |  | Federally-Regulated Consumer Product | 03/06/2017 |  | 03/06/2017
Hunter Fan Co. | Hunter | 28697 | True |  | 3 | Yes | 1467 | 9 | 163 | 2213 | 19 | 116 | 3511 | 45 | 78 | [5 empty] | Incandescent |  | Federally-Regulated Consumer Product | 03/06/2017 |  | 03/06/2017
Hunter Fan Co. | Hunter | 28669 | True |  | 3 | Yes | 1985 | 12 | 165 | 3157 | 30 | 105 | 4448 | 55 | 81 | [5 empty] | Incandescent |  | Federally-Regulated Consumer Product | 03/06/2017 |  | 03/06/2017
Hunter Fan Co. | Hunter Fan Co. | 27742 |  |  |  |  | 1683 | 11 | 153 | 3143 | 31 | 101 | 6274 | 88 | 71 | [5 empty] | None |  | Non Federally-Regulated | 03/06/2017 |  | 03/06/2017
Hunter Fan Co. | Hunter Fan Co. | 21432 |  |  |  |  | 1356 | 8 | 170 | 3351 | 29 | 116 | 5680 | 77 | 74 | [5 empty] | Compact Flourescent |  | Non Federally-Regulated | 03/06/2017 |  | 03/06/2017
Hunter Fan Co. | Hunter | 53211 | True |  | 3 | Yes | 1918 | 10 | 192 | 3444 | 27 | 128 | 5150 | 64 | 80 | [5 empty] | None |  | Federally-Regulated Consumer Product | 03/06/2017 |  | 03/06/2017
Hunter Fan Co. | Casablanca | 59083 | True |  | 4 | Yes | 3741 | 30 | 125 | 4595 | 44 | 104 | 5809 | 69 | 84 | [5 empty] | Incandescent |  | Federally-Regulated Consumer Product | 03/06/2017 |  | 03/06/2017
Hunter Fan Co. | Hunter | 28740 | True |  | 3 | Yes | 1844 | 10 | 184 | 3343 | 28 | 119 | 5195 | 68 | 76 | [5 empty] | Incandescent |  | Federally-Regulated Consumer Product | 03/06/2017 |  | 03/06/2017
Hunter Fan Co. | Casablanca | 55059 | True |  | 4 | Yes | 2028 | 11 | 184 | 4682 | 50 | 94 | 6393 | 89 | 72 | [5 empty] | Compact Flourescent |  | Federally-Regulated Consumer Product | 03/06/2017 |  | 03/06/2017
Hunter Fan Co. | Hunter Fan Co. | 26421 |  |  |  |  | 1497 | 150 | 10 | 2835 | 134 | 21 | 5012 | 84 | 60 | [5 empty] | Incandescent |  | Non Federally-Regulated | 03/06/2017 |  | 03/06/2017
Hunter Fan Co. | Hunter | 20493 | True |  | 3 | Yes | 1506 | 12 | 126 | 2621 | 28 | 94 | 3880 | 56 | 69 | [5 empty] | None |  | Federally-Regulated Consumer Product | 03/06/2017 |  | 03/06/2017
Hunter Fan Co. | Casablanca | 6611G | True |  | 4 | Yes | 1236 | 5 | 247 | 6398 | 85 | 75 | 4555 | 46 | 99 | [5 empty] | None |  | Federally-Regulated Consumer Product | 03/06/2017 |  | 03/06/2017
Hunter Fan Co. | Casablanca | 3272T | True |  | 6 | Yes | 1213 | 40 | 30 | 6251 | 112 | 56 | 3497 | 73 | 48 | [5 empty] | Other |  | Federally-Regulated Consumer Product | 03/06/2017 |  | 03/06/2017
Hunter Fan Co. | Hunter Fan Co. | 21776 |  |  |  |  | 1517 | 9 | 169 | 3085 | 27 | 114 | 5422 | 70 | 77 | [5 empty] | None |  | Non Federally-Regulated | 03/06/2017 |  | 03/06/2017
Hunter Fan Co. | Hunter | 28723 | True |  | 3 | Yes | 1449 | 9 | 161 | 3033 | 28 | 108 | 5203 | 67 | 78 | [5 empty] | Compact Flourescent |  | Federally-Regulated Consumer Product | 03/06/2017 |  | 03/06/2017
Hunter Fan Co. | Hunter | 53132 | True |  | 3 | Yes | 1833 | 9 | 204 | 3055 | 25 | 122 | 4881 | 66 | 74 | [5 empty] | Incandescent |  | Federally-Regulated Consumer Product | 03/06/2017 |  | 03/06/2017
Hunter Fan Co. | Casablanca | 6745D | True |  | 4 | Yes | 1142 | 7 | 163 | 6105 | 106 | 58 | 3208 | 33 | 97 | [5 empty] | None |  | Federally-Regulated Consumer Product | 03/06/2017 |  | 03/06/2017
Hunter Fan Co. | Casablanca | C29G11M | True |  | 3 | Yes | 848 | 8 | 106 | 3074 | 50 | 61 | 1495 | 15 | 100 | [5 empty] | Other |  | Federally-Regulated Consumer Product | 03/06/2017 |  | 03/06/2017
Hunter Fan Co. | Hunter | 52112 | True |  | 3 | Yes | 1753 | 7 | 250 | 2521 | 16 | 158 | 4736 | 64 | 74 | [5 empty] | Incandescent |  | Federally-Regulated Consumer Product | 03/06/2017 |  | 03/06/2017
Hunter Fan Co. | Hunter | 20184 | True |  | 3 | Yes | 1403 | 9 | 156 | 2817 | 26 | 108 | 4696 | 62 | 76 | [5 empty] | Incandescent |  | Federally-Regulated Consumer Product | 03/06/2017 |  | 03/06/2017
Hunter Fan Co. | Hunter | 28419 | True |  | 3 | Yes | 879 | 9 | 98 | 1787 | 26 | 69 | 3322 | 72 | 46 | [5 empty] | Incandescent |  | Federally-Regulated Consumer Product | 03/06/2017 |  | 03/06/2017
Hunter Fan Co. | Casablanca | 7949D | True |  | 3 | Yes | 2052 | 9 | 228 | 7078 | 81 | 87 | 3698 | 30 | 123 | [5 empty] | None |  | Federally-Regulated Consumer Product | 03/06/2017 |  | 03/06/2017
Hunter Fan Co. | Hunter | 59085 | True |  | 3 | No | 2044 | 15 | 136 | 3322 | 33 | 101 | 4497 | 59 | 76 | [5 empty] | Compact Flourescent |  | Federally-Regulated Consumer Product | 03/06/2017 |  | 03/06/2017
Hunter Fan Co. | Hunter | 25103 | True |  | 3 | Yes | 1626 | 9 | 181 | 3053 | 27 | 113 | 5251 | 66 | 80 | [5 empty] | Incandescent |  | Federally-Regulated Consumer Product | 03/06/2017 |  | 03/06/2017
Hunter Fan Co. | Hunter Fan Co. | 24261 |  |  |  |  | 2040 | 13 | 157 | 4025 | 34 | 118 | 6538 | 75 | 87 | [5 empty] | Other |  | Non Federally-Regulated | 03/06/2017 |  | 03/06/2017
Hunter Fan Co. | Casablanca | 55007 | True |  | 4 | Yes | 2014 | 11 | 183 | 5094 | 50 | 102 | 7018 | 90 | 78 | [5 empty] | Incandescent |  | Federally-Regulated Consumer Product | 03/06/2017 |  | 03/06/2017
Hunter Fan Co. | Hunter | 53167 | True |  | 3 | Yes | 2048 | 10 | 205 | 3255 | 26 | 125 | 5156 | 66 | 78 | [5 empty] | Incandescent |  | Federally-Regulated Consumer Product | 03/06/2017 |  | 03/06/2017
Hunter Fan Co. | Hunter Fan Co. | 23920 |  |  |  |  | 1443 | 149 | 10 | 2958 | 112 | 26 | 5409 | 80 | 68 | [5 empty] | Incandescent |  | Non Federally-Regulated | 03/06/2017 |  | 03/06/2017
Hunter Fan Co. | Hunter Fan Co. | 25867 |  |  |  |  | 1954 | 10 | 195 | 3945 | 31 | 127 | 6210 | 73 | 85 | [5 empty] | None |  | Non Federally-Regulated | 03/06/2017 |  | 03/06/2017
Hunter Fan Co. | Hunter Fan Co. | 28130 |  |  |  |  | 1430 | 7 | 204 | 4346 | 42 | 103 | 5836 | 70 | 83 | [5 empty] | None |  | Non Federally-Regulated | 03/06/2017 |  | 03/06/2017
Hunter Fan Co. | Hunter Fan Co. | 24041 |  |  |  |  | 1439 | 9 | 160 | 2757 | 25 | 110 | 4861 | 64 | 76 | [5 empty] | Incandescent |  | Non Federally-Regulated | 03/06/2017 |  | 03/06/2017
Hunter Fan Co. | Hunter Fan Co. | 22389 |  |  |  |  | 1566 | 186 | 8 | 3401 | 119 | 29 | 6045 | 76 | 80 | [5 empty] | Incandescent |  | Non Federally-Regulated | 03/06/2017 |  | 03/06/2017
Hunter Fan Co. | Casablanca | 59078 | True |  | 4 | Yes | 4368 | 32 | 137 | 5438 | 51 | 107 | 7133 | 86 | 83 | [5 empty] | Incandescent |  | Federally-Regulated Consumer Product | 03/06/2017 |  | 03/06/2017
Hunter Fan Co. | Casablanca | 4726D | True |  | 3 | Yes | 2042 | 9 | 227 | 7126 | 82 | 87 | 3902 | 30 | 130 | [5 empty] | None |  | Federally-Regulated Consumer Product | 03/06/2017 |  | 03/06/2017
Hunter Fan Co. | Hunter | 53000 | True |  | 3 | Yes | 1180 | 10 | 118 | 1814 | 25 | 73 | 2737 | 64 | 43 | [5 empty] | Incandescent |  | Federally-Regulated Consumer Product | 03/06/2017 |  | 03/06/2017
Hunter Fan Co. | Casablanca | 54042 | True |  | 4 | Yes | 2070 | 12 | 173 | 4710 | 47 | 100 | 6504 | 85 | 77 | [5 empty] | Incandescent |  | Federally-Regulated Consumer Product | 03/06/2017 |  | 03/06/2017
Hunter Fan Co. | Hunter | 21629 | True |  | 3 | Yes | 1477 | 12 | 123 | 2899 | 29 | 100 | 5061 | 73 | 69 | [5 empty] | Incandescent |  | Federally-Regulated Consumer Product | 03/06/2017 |  | 03/06/2017
Hunter Fan Co. | Hunter | 22438 | True |  | 3 | Yes | 1499 | 10 | 150 | 2941 | 27 | 109 | 5091 | 66 | 77 | [5 empty] | Incandescent |  | Federally-Regulated Consumer Product | 03/06/2017 |  | 03/06/2017
Hunter Fan Co. | Hunter Fan Co. | 23852 |  |  |  |  | 1683 | 11 | 153 | 3143 | 31 | 101 | 6274 | 88 | 71 | [5 empty] | None |  | Non Federally-Regulated | 03/06/2017 |  | 03/06/2017
Hunter Fan Co. | Hunter | 25120 | True |  | 3 | Yes | 1750 | 9 | 194 | 3209 | 27 | 119 | 5047 | 67 | 75 | [5 empty] | LED |  | Federally-Regulated Consumer Product | 03/06/2017 |  | 03/06/2017
Hunter Fan Co. | Hunter | 23856 | True |  | 3 | Yes | 3595 | 19 | 189 | 3989 | 39 | 102 | 6947 | 87 | 80 | [5 empty] | None |  | Federally-Regulated Consumer Product | 03/06/2017 |  | 03/06/2017
Hunter Fan Co. | Hunter | 28473 | True |  | 3 | Yes | 1497 | 10 | 150 | 3086 | 27 | 114 | 5372 | 67 | 80 | [5 empty] | None |  | Federally-Regulated Consumer Product | 03/06/2017 |  | 03/06/2017
Hunter Fan Co. | Hunter | 20183 | True |  | 3 | Yes | 1403 | 9 | 156 | 2817 | 26 | 108 | 4696 | 62 | 76 | [5 empty] | Incandescent |  | Federally-Regulated Consumer Product | 03/06/2017 |  | 03/06/2017
Hunter Fan Co. | Hunter Fan Co. | 21433 |  |  |  |  | 1356 | 142 | 10 | 3351 | 116 | 29 | 5680 | 74 | 77 | [5 empty] | Compact Flourescent |  | Non Federally-Regulated | 03/06/2017 |  | 03/06/2017
Hunter Fan Co. | Hunter | 28537 | True |  | 3 | Yes | 1106 | 17 | 65 | 2580 | 39 | 66 | 6607 | 84 | 79 | [5 empty] | None |  | Federally-Regulated Consumer Product | 03/06/2017 |  | 03/06/2017
Hunter Fan Co. | Casablanca | 59020 | True |  | 4 | Yes | 1387 | 11 | 126 | 3118 | 49 | 64 | 4032 | 88 | 46 | [5 empty] | Incandescent |  | Federally-Regulated Consumer Product | 03/06/2017 |  | 03/06/2017
Hunter Fan Co. | Hunter | 26446 | True |  | 3 | Yes | 1497 | 10 | 150 | 2835 | 21 | 135 | 5012 | 60 | 84 | [5 empty] | Incandescent |  | Federally-Regulated Consumer Product | 03/06/2017 |  | 03/06/2017
Hunter Fan Co. | Hunter | 53220 | True |  | 3 | Yes | 1311 | 10 | 131 | 2065 | 26 | 79 | 3247 | 66 | 49 | [5 empty] | Incandescent |  | Federally-Regulated Consumer Product | 03/06/2017 |  | 03/06/2017
Hunter Fan Co. | Hunter | 20510 | True |  | 3 | Yes | 1909 | 10 | 191 | 3340 | 29 | 115 | 5150 | 68 | 76 | [5 empty] | None |  | Federally-Regulated Consumer Product | 03/06/2017 |  | 03/06/2017
Hunter Fan Co. | Casablanca | 59059 | True |  | 4 | Yes | 3773 | 28 | 135 | 4660 | 44 | 106 | 6693 | 84 | 80 | [5 empty] | Other |  | Federally-Regulated Consumer Product | 03/06/2017 |  | 03/06/2017
Hunter Fan Co. | Hunter | 51022 | True |  | 3 | Yes | 936 | 8 | 117 | 1433 | 15 | 96 | 2825 | 56 | 50 | [5 empty] | Incandescent |  | Federally-Regulated Consumer Product | 03/06/2017 |  | 03/06/2017
Hunter Fan Co. | Hunter Fan Co. | 28455 |  |  |  |  | 1543 | 9 | 171 | 3361 | 30 | 112 | 6003 | 80 | 75 | [5 empty] | None |  | Non Federally-Regulated | 03/06/2017 |  | 03/06/2017
Hunter Fan Co. | Hunter | 25818 | True |  | 3 | Yes | 1813 | 9 | 201 | 2598 | 19 | 137 | 4038 | 45 | 90 | [5 empty] | Compact Flourescent |  | Federally-Regulated Consumer Product | 03/06/2017 |  | 03/06/2017
Hunter Fan Co. | Hunter Fan Co. | 23529 |  |  |  |  | 1369 | 9 | 152 | 3568 | 30 | 119 | 6722 | 85 | 79 | [5 empty] | Incandescent |  | Non Federally-Regulated | 03/06/2017 |  | 03/06/2017
Hunter Fan Co. | Hunter Fan Co. | 21604 |  |  |  |  | 1309 | 10 | 131 | 2796 | 29 | 96 | 4800 | 71 | 68 | [5 empty] | Incandescent |  | Non Federally-Regulated | 03/06/2017 |  | 03/06/2017
Hunter Fan Co. | Hunter | 53238 | True |  | 3 | Yes | 1930 | 10 | 193 | 3252 | 27 | 120 | 5049 | 66 | 77 | [5 empty] | Incandescent |  | Federally-Regulated Consumer Product | 03/06/2017 |  | 03/06/2017
Hunter Fan Co. | Hunter | 59181 | True |  | 3 | Yes | 1528 | 7 | 218 | 2344 | 15 | 156 | 4432 | 60 | 74 | [5 empty] | Compact Flourescent |  | Federally-Regulated Consumer Product | 03/06/2017 |  | 03/06/2017
Hunter Fan Co. | Hunter Fan Co. | 21642 |  |  |  |  | 1526 | 161 | 9 | 3088 | 114 | 27 | 5744 | 79 | 73 | [5 empty] | Incandescent |  | Non Federally-Regulated | 03/06/2017 |  | 03/06/2017
Hunter Fan Co. | Hunter | 54074 | True |  | 3 | Yes | 2011 | 10 | 201 | 3524 | 28 | 126 | 5860 | 78 | 75 | [5 empty] | Incandescent |  | Federally-Regulated Consumer Product | 03/06/2017 |  | 03/06/2017
Hunter Fan Co. | Hunter | 23849 | True |  | 3 | Yes | 607 | 10 | 61 | 869 | 20 | 43 | 1341 | 48 | 28 | [5 empty] | Incandescent |  | Federally-Regulated Consumer Product | 03/06/2017 |  | 03/06/2017
Hunter Fan Co. | Hunter | 28872 | True |  | 3 | Yes | 1632 | 10 | 163 | 2998 | 26 | 115 | 4778 | 66 | 72 | [5 empty] | Incandescent |  | Federally-Regulated Consumer Product | 03/06/2017 |  | 03/06/2017
Hunter Fan Co. | Casablanca | 59158 | True |  | 4 | Yes | 2461 | 11 | 224 | 5085 | 44 | 116 | 6979 | 83 | 84 | [5 empty] | LED |  | Federally-Regulated Consumer Product | 03/06/2017 |  | 03/06/2017
Hunter Fan Co. | Casablanca | 46U26M | True |  | 3 | Yes | 1622 | 9 | 180 | 6691 | 89 | 75 | 3760 | 29 | 130 | [5 empty] | None |  | Federally-Regulated Consumer Product | 03/06/2017 |  | 03/06/2017
Hunter Fan Co. | Casablanca | 46U26D | True |  | 3 | Yes | 1622 | 9 | 180 | 6691 | 89 | 75 | 3760 | 29 | 130 | [5 empty] | None |  | Federally-Regulated Consumer Product | 03/06/2017 |  | 03/06/2017
Hunter Fan Co. | Casablanca | 4988D | True |  | 3 | Yes | 1892 | 8 | 237 | 6640 | 81 | 82 | 3515 | 28 | 126 | [5 empty] | None |  | Federally-Regulated Consumer Product | 03/06/2017 |  | 03/06/2017
Hunter Fan Co. | Hunter | 28111 | True |  | 3 | Yes | 2040 | 13 | 157 | 4025 | 34 | 118 | 6538 | 75 | 87 | [5 empty] | Other |  | Federally-Regulated Consumer Product | 03/06/2017 |  | 03/06/2017
Hunter Fan Co. | Hunter | 59073 | True |  | 3 | Yes | 1943 | 12 | 162 | 3560 | 31 | 115 | 5892 | 77 | 77 | [5 empty] | Compact Flourescent |  | Federally-Regulated Consumer Product | 03/06/2017 |  | 03/06/2017
Hunter Fan Co. | Hunter | 20801 | True |  | 3 | Yes | 1500 | 9 | 167 | 2900 | 26 | 112 | 5000 | 66 | 76 | [5 empty] | Incandescent |  | Federally-Regulated Consumer Product | 03/06/2017 |  | 03/06/2017
Hunter Fan Co. | Hunter Fan Co. | 25582 |  |  |  |  | 1403 | 9 | 156 | 2817 | 26 | 108 | 4696 | 62 | 76 | [5 empty] | Incandescent |  | Non Federally-Regulated | 03/06/2017 |  | 03/06/2017
Hunter Fan Co. | Hunter Fan Co. | 28476 |  |  |  |  | 1132 | 142 | 8 | 3057 | 105 | 29 | 6454 | 67 | 96 | [5 empty] | Incandescent |  | Non Federally-Regulated | 03/06/2017 |  | 03/06/2017
Hunter Fan Co. | Hunter | 23979 | True |  | 3 | Yes | 2092 | 10 | 209 | 3422 | 28 | 122 | 5803 | 74 | 78 | [5 empty] | None |  | Federally-Regulated Consumer Product | 03/06/2017 |  | 03/06/2017
Hunter Fan Co. | Casablanca | 54122 | True |  | 4 | Yes | 1679 | 5 | 336 | 4455 | 40 | 111 | 6201 | 82 | 76 | [5 empty] | None |  | Federally-Regulated Consumer Product | 03/06/2017 |  | 03/06/2017
Hunter Fan Co. | Hunter Fan Co. | 21184 |  |  |  |  | 1482 | 11 | 135 | 3126 | 28 | 112 | 5494 | 68 | 81 | [5 empty] | Incandescent |  | Non Federally-Regulated | 03/06/2017 |  | 03/06/2017
Hunter Fan Co. | Hunter | 22460 | True |  | 3 | Yes | 1403 | 9 | 156 | 2817 | 26 | 108 | 4696 | 62 | 76 | [5 empty] | Incandescent |  | Federally-Regulated Consumer Product | 03/06/2017 |  | 03/06/2017
Hunter Fan Co. | Casablanca | 55036 | True |  | 4 | Yes | 4072 | 34 | 120 | 5057 | 54 | 94 | 6317 | 88 | 72 | [5 empty] | None |  | Federally-Regulated Consumer Product | 03/06/2017 |  | 03/06/2017
Hunter Fan Co. | Hunter | 23697 | True |  | 3 | Yes | 1652 | 10 | 165 | 3648 | 29 | 126 | 5682 | 66 | 86 | [5 empty] | Incandescent |  | Federally-Regulated Consumer Product | 03/06/2017 |  | 03/06/2017
Hunter Fan Co. | Hunter | 23847 | True |  | 3 | Yes | 2696 | 18 | 150 | 4164 | 39 | 107 | 6644 | 86 | 77 | [5 empty] | None |  | Federally-Regulated Consumer Product | 03/06/2017 |  | 03/06/2017
Hunter Fan Co. | Hunter Fan Co. | 23251 |  |  |  |  | 1620 | 8 | 203 | 3701 | 31 | 119 | 6963 | 91 | 77 | [5 empty] | None |  | Non Federally-Regulated | 03/06/2017 |  | 03/06/2017
Hunter Fan Co. | Casablanca | 7745D | True |  | 3 | Yes | 1949 | 9 | 217 | 6152 | 80 | 77 | 3690 | 30 | 123 | [5 empty] | None |  | Federally-Regulated Consumer Product | 03/06/2017 |  | 03/06/2017
Hunter Fan Co. | Hunter | 59048 | True |  | 3 | Yes | 1966 | 13 | 151 | 3654 | 32 | 114 | 5847 | 72 | 81 | [5 empty] | LED |  | Federally-Regulated Consumer Product | 03/06/2017 |  | 03/06/2017
Hunter Fan Co. | Casablanca | C22G45L | True |  | 3 | Yes | 1910 | 9 | 212 | 5577 | 64 | 87 | 3865 | 31 | 125 | [5 empty] | Other |  | Federally-Regulated Consumer Product | 03/06/2017 |  | 03/06/2017
Hunter Fan Co. | Casablanca | 6444Z | True |  | 3 | Yes | 1313 | 41 | 32 | 6003 | 108 | 56 | 4625 | 94 | 49 | [5 empty] | None |  | Federally-Regulated Consumer Product | 03/06/2017 |  | 03/06/2017
Hunter Fan Co. | Hunter | 21782 | True |  | 3 | Yes | 1453 | 10 | 145 | 2854 | 27 | 106 | 4893 | 68 | 72 | [5 empty] | None |  | Federally-Regulated Consumer Product | 03/06/2017 |  | 03/06/2017
Hunter Fan Co. | Hunter | 28704 | True |  | 3 | Yes | 2079 | 12 | 173 | 3324 | 29 | 115 | 4789 | 57 | 84 | [5 empty] | Incandescent |  | Federally-Regulated Consumer Product | 03/06/2017 |  | 03/06/2017
Hunter Fan Co. | Hunter | 52086 | True |  | 3 | Yes | 1188 | 7 | 170 | 1897 | 16 | 119 | 3422 | 64 | 53 | [5 empty] | Incandescent |  | Federally-Regulated Consumer Product | 03/06/2017 |  | 03/06/2017
Hunter Fan Co. | Hunter | 20434 | True |  | 3 | Yes | 1200 | 8 | 150 | 2600 | 23 | 113 | 4600 | 62 | 74 | [5 empty] | Incandescent |  | Federally-Regulated Consumer Product | 03/06/2017 |  | 03/06/2017
Hunter Fan Co. | Casablanca | 59120 | True |  | 4 | Yes | 2024 | 11 | 184 | 5159 | 50 | 103 | 6916 | 87 | 79 | [5 empty] | LED |  | Federally-Regulated Consumer Product | 03/06/2017 |  | 03/06/2017
Hunter Fan Co. | Hunter Fan Co. | 23292 |  |  |  |  | 1516 | 10 | 152 | 3473 | 30 | 116 | 6039 | 77 | 78 | [5 empty] | Other |  | Non Federally-Regulated | 03/06/2017 |  | 03/06/2017
Hunter Fan Co. | Hunter | 28778 | True |  | 3 | Yes | 1922 | 9 | 214 | 3232 | 26 | 124 | 5018 | 67 | 75 | [5 empty] | Incandescent |  | Federally-Regulated Consumer Product | 03/06/2017 |  | 03/06/2017
Hunter Fan Co. | Hunter Fan Co. | 28190 |  |  |  |  | 1901 | 13 | 146 | 3837 | 36 | 107 | 6589 | 84 | 78 | [5 empty] | Incandescent |  | Non Federally-Regulated | 03/06/2017 |  | 03/06/2017
Hunter Fan Co. | Hunter Fan Co. | 21181 |  |  |  |  | 1543 | 9 | 171 | 3361 | 30 | 112 | 6003 | 80 | 75 | [5 empty] | None |  | Non Federally-Regulated | 03/06/2017 |  | 03/06/2017
Hunter Fan Co. | Casablanca | C34G546M | True |  | 4 | Yes | 668 | 11 | 61 | 4405 | 83 | 53 | 2077 | 34 | 61 | [5 empty] | Other |  | Federally-Regulated Consumer Product | 03/06/2017 |  | 03/06/2017
Hunter Fan Co. | Hunter | 53173 | True |  | 3 | Yes | 1831 | 10 | 183 | 3184 | 25 | 127 | 5155 | 66 | 78 | [5 empty] | Compact Flourescent |  | Federally-Regulated Consumer Product | 03/06/2017 |  | 03/06/2017
Hunter Fan Co. | Hunter | 59001 | True |  | 3 | Yes | 1767 | 9 | 196 | 2653 | 18 | 147 | 4646 | 54 | 86 | [5 empty] | Incandescent |  | Federally-Regulated Consumer Product | 03/06/2017 |  | 03/06/2017
Hunter Fan Co. | Hunter | 55043 | True |  | 3 | Yes | 1958 | 5 | 392 | 6117 | 47 | 130 | 8164 | 86 | 95 | [5 empty] | Incandescent |  | Federally-Regulated Consumer Product | 03/06/2017 |  | 03/06/2017
Hunter Fan Co. | Hunter Fan Co. | 53118 | True |  | 3 | Yes | 1593 | 10 | 159 | 2631 | 26 | 101 | 4072 | 64 | 64 | [5 empty] | None |  | Federally-Regulated Consumer Product | 03/06/2017 |  | 03/06/2017
Hunter Fan Co. | Hunter Fan Co. | 23590 |  |  |  |  | 928 | 11 | 84 | 2852 | 38 | 75 | 4348 | 76 | 57 | [5 empty] | Incandescent |  | Non Federally-Regulated | 03/06/2017 |  | 03/06/2017
Hunter Fan Co. | Hunter | 28674 | True |  | 3 | Yes | 1691 | 8 | 211 | 2492 | 16 | 156 | 4389 | 53 | 83 | [5 empty] | Incandescent |  | Federally-Regulated Consumer Product | 03/06/2017 |  | 03/06/2017
Hunter Fan Co. | Hunter | 28708 | True |  | 3 | Yes | 2004 | 10 | 200 | 3303 | 27 | 122 | 5095 | 66 | 77 | [5 empty] | Compact Flourescent |  | Federally-Regulated Consumer Product | 03/06/2017 |  | 03/06/2017
Hunter Fan Co. | Hunter Fan Co. | 20534 |  |  |  |  | 1439 | 9 | 160 | 2757 | 25 | 110 | 4861 | 64 | 76 | [5 empty] | Incandescent |  | Non Federally-Regulated | 03/06/2017 |  | 03/06/2017
Hunter Fan Co. | Hunter | 55048 | True |  | 3 | Yes | 2552 | 9 | 284 | 4739 | 31 | 153 | 7979 | 95 | 84 | [5 empty] | Compact Flourescent |  | Federally-Regulated Consumer Product | 03/06/2017 |  | 03/06/2017
Hunter Fan Co. | Casablanca | 54053 | True |  | 4 | Yes | 2149 | 10 | 215 | 4293 | 42 | 102 | 6116 | 81 | 76 | [5 empty] | Compact Flourescent |  | Federally-Regulated Consumer Product | 03/06/2017 |  | 03/06/2017
Hunter Fan Co. | Hunter Fan Co. | 22388 |  |  |  |  | 1566 | 186 | 8 | 3401 | 119 | 29 | 6045 | 76 | 80 | [5 empty] | Incandescent |  | Non Federally-Regulated | 03/06/2017 |  | 03/06/2017
Hunter Fan Co. | Casablanca | 55018 | True |  | 4 | Yes | 2136 | 11 | 194 | 5224 | 51 | 102 | 6903 | 87 | 79 | [5 empty] | None |  | Federally-Regulated Consumer Product | 03/06/2017 |  | 03/06/2017
Hunter Fan Co. | Hunter Fan Co. | 22390 |  |  |  |  | 1566 | 186 | 8 | 3401 | 119 | 29 | 6045 | 76 | 80 | [5 empty] | Incandescent |  | Non Federally-Regulated | 03/06/2017 |  | 03/06/2017
Hunter Fan Co. | Hunter Fan Co. | 23928 |  |  |  |  | 1531 | 161 | 10 | 2624 | 96 | 27 | 5148 | 75 | 69 | [5 empty] | Incandescent |  | Non Federally-Regulated | 03/06/2017 |  | 03/06/2017
Hunter Fan Co. | Hunter | 54091 | True |  | 3 | Yes | 2185 | 9 | 243 | 3710 | 27 | 137 | 6201 | 79 | 78 | [5 empty] | Compact Flourescent |  | Federally-Regulated Consumer Product | 03/06/2017 |  | 03/06/2017
Hunter Fan Co. | Hunter | 53033 | True |  | 3 | Yes | 1591 | 9 | 177 | 2624 | 24 | 109 | 4478 | 75 | 60 | [5 empty] | Incandescent |  | Federally-Regulated Consumer Product | 03/06/2017 |  | 03/06/2017
Hunter Fan Co. | Casablanca | 55058 | True |  | 4 | Yes | 2028 | 11 | 184 | 4682 | 50 | 94 | 6393 | 89 | 72 | [5 empty] | Compact Flourescent |  | Federally-Regulated Consumer Product | 03/06/2017 |  | 03/06/2017
Hunter Fan Co. | Hunter | 54112 | True |  | 3 | Yes | 2049 | 9 | 228 | 3587 | 27 | 133 | 6514 | 85 | 77 | [5 empty] | None |  | Federally-Regulated Consumer Product | 03/06/2017 |  | 03/06/2017
Hunter Fan Co. | Hunter | 23781 | True |  | 3 | Yes | 1132 | 9 | 126 | 2001 | 18 | 111 | 3908 | 54 | 72 | [5 empty] | Incandescent |  | Federally-Regulated Consumer Product | 03/06/2017 |  | 03/06/2017
Hunter Fan Co. | Hunter Fan Co. | 28460 |  |  |  |  | 1531 | 152 | 10 | 2624 | 96 | 27 | 5148 | 75 | 69 | [5 empty] | Compact Flourescent |  | Non Federally-Regulated | 03/06/2017 |  | 03/06/2017
Hunter Fan Co. | Hunter | 53251 | True |  | 3 | Yes | 1915 | 10 | 192 | 3100 | 26 | 119 | 4976 | 67 | 74 | [5 empty] | Compact Flourescent |  | Federally-Regulated Consumer Product | 03/06/2017 |  | 03/06/2017
Hunter Fan Co. | Hunter | 22459 | True |  | 3 | Yes | 1403 | 9 | 156 | 2817 | 26 | 108 | 4696 | 62 | 76 | [5 empty] | Incandescent |  | Federally-Regulated Consumer Product | 03/06/2017 |  | 03/06/2017
Hunter Fan Co. | Hunter Fan Co. | 21581 |  |  |  |  | 1293 | 172 | 8 | 3096 | 107 | 29 | 5897 | 63 | 94 | [5 empty] | None |  | Non Federally-Regulated | 03/06/2017 |  | 03/06/2017
Hunter Fan Co. | Hunter | 21318 | True |  | 3 | Yes | 1582 | 10 | 158 | 3064 | 27 | 113 | 5013 | 64 | 78 | [5 empty] | None |  | Federally-Regulated Consumer Product | 03/06/2017 |  | 03/06/2017
Hunter Fan Co. | Casablanca | C30G11H | True |  | 3 | Yes | 891 | 12 | 74 | 3135 | 72 | 44 | 1942 | 33 | 59 | [5 empty] | Other |  | Federally-Regulated Consumer Product | 03/06/2017 |  | 03/06/2017
Hunter Fan Co. | Hunter Fan Co. | 28002 |  |  |  |  | 1498 | 9 | 166 | 2865 | 26 | 110 | 5082 | 66 | 77 | [5 empty] | Incandescent |  | Non Federally-Regulated | 03/06/2017 |  | 03/06/2017
Hunter Fan Co. | Hunter Fan Co. | 23783 |  |  |  |  | 1520 | 9 | 169 | 3461 | 35 | 99 | 5597 | 82 | 68 | [5 empty] | Incandescent |  | Non Federally-Regulated | 03/06/2017 |  | 03/06/2017
Hunter Fan Co. | Hunter Fan Co. | 21230 |  |  |  |  | 1566 | 9 | 174 | 2989 | 26 | 115 | 5203 | 69 | 75 | [5 empty] | Incandescent |  | Non Federally-Regulated | 03/06/2017 |  | 03/06/2017
Hunter Fan Co. | Hunter | 23855A | True |  | 3 | Yes | 3595 | 19 | 189 | 3989 | 39 | 102 | 6947 | 87 | 80 | [5 empty] | None |  | Federally-Regulated Consumer Product | 03/06/2017 |  | 03/06/2017
Hunter Fan Co. | Hunter Fan Co. | 28532 |  |  |  |  | 1430 | 7 | 204 | 4346 | 42 | 103 | 5836 | 70 | 83 | [5 empty] | None |  | Non Federally-Regulated | 03/06/2017 |  | 03/06/2017
Hunter Fan Co. | Hunter Fan Co. | 23258 |  |  |  |  | 1620 | 8 | 203 | 3701 | 31 | 119 | 6963 | 91 | 77 | [5 empty] | None |  | Non Federally-Regulated | 03/06/2017 |  | 03/06/2017
Hunter Fan Co. | Hunter | 54125 | True |  | 3 | Yes | 1928 | 9 | 214 | 3502 | 27 | 130 | 6112 | 80 | 76 | [5 empty] | Incandescent |  | Federally-Regulated Consumer Product | 03/06/2017 |  | 03/06/2017
Hunter Fan Co. | Hunter Fan Co. | 28151 |  |  |  |  | 1374 | 7 | 196 | 3563 | 33 | 108 | 7464 | 108 | 69 | [5 empty] | None |  | Non Federally-Regulated | 03/06/2017 |  | 03/06/2017
Hunter Fan Co. | Hunter | 28698 | True |  | 3 | Yes | 1467 | 9 | 163 | 2213 | 19 | 116 | 3511 | 45 | 78 | [5 empty] | Incandescent |  | Federally-Regulated Consumer Product | 03/06/2017 |  | 03/06/2017
Hunter Fan Co. | Casablanca | 55052 | True |  | 4 | Yes | 1987 | 11 | 181 | 4686 | 49 | 96 | 6192 | 88 | 70 | [5 empty] | Incandescent |  | Federally-Regulated Consumer Product | 03/06/2017 |  | 03/06/2017
Hunter Fan Co. | Hunter | 25123 | True |  | 3 | Yes | 511 | 8 | 64 | 751 | 17 | 44 | 2049 | 55 | 37 | [5 empty] | LED |  | Federally-Regulated Consumer Product | 03/06/2017 |  | 03/06/2017
Hunter Fan Co. | Hunter Fan Co. | 23964 |  |  |  |  | 1482 | 10 | 148 | 2975 | 27 | 110 | 5011 | 67 | 75 | [5 empty] | Incandescent |  | Non Federally-Regulated | 03/06/2017 |  | 03/06/2017
Hunter Fan Co. | Casablanca | 66546A | True |  | 4 | Yes | 1236 | 5 | 247 | 6398 | 85 | 75 | 4555 | 46 | 99 | [5 empty] | None |  | Federally-Regulated Consumer Product | 03/06/2017 |  | 03/06/2017
Hunter Fan Co. | Casablanca | 55016 | True |  | 4 | Yes | 1591 | 5 | 318 | 5104 | 46 | 111 | 7090 | 87 | 81 | [5 empty] | None |  | Federally-Regulated Consumer Product | 03/06/2017 |  | 03/06/2017
Hunter Fan Co. | Hunter | 52115 | True |  | 3 | Yes | 1737 | 7 | 248 | 2566 | 16 | 160 | 4683 | 63 | 74 | [5 empty] | Incandescent |  | Federally-Regulated Consumer Product | 03/06/2017 |  | 03/06/2017
Hunter Fan Co. | Casablanca | 54054 | True |  | 4 | Yes | 2149 | 10 | 215 | 4293 | 42 | 102 | 6116 | 81 | 76 | [5 empty] | Compact Flourescent |  | Federally-Regulated Consumer Product | 03/06/2017 |  | 03/06/2017
Hunter Fan Co. | Hunter Fan Co. | 25872 |  |  |  |  | 1954 | 10 | 195 | 3945 | 31 | 127 | 6210 | 73 | 85 | [5 empty] | Incandescent |  | Non Federally-Regulated | 03/06/2017 |  | 03/06/2017
Hunter Fan Co. | Casablanca | 59153 | True |  | 4 | Yes | 1899 | 11 | 173 | 3508 | 36 | 97 | 4159 | 57 | 73 | [5 empty] | LED |  | Federally-Regulated Consumer Product | 03/06/2017 |  | 03/06/2017
Hunter Fan Co. | Casablanca | P4M55H | True |  | 4 | Yes | 1785 | 12 | 149 | 6193 | 84 | 74 | 3807 | 34 | 112 | [5 empty] | None |  | Federally-Regulated Consumer Product | 03/06/2017 |  | 03/06/2017
Hunter Fan Co. | Hunter Fan Co. | 24251 |  |  |  |  | 1364 | 9 | 152 | 3071 | 26 | 118 | 5465 | 73 | 75 | [5 empty] | None |  | Non Federally-Regulated | 03/06/2017 |  | 03/06/2017
Hunter Fan Co. | Casablanca | P5G73M | True |  | 3 | Yes | 1500 | 12 | 125 | 4679 | 67 | 70 | 2894 | 30 | 96 | [5 empty] | Incandescent |  | Federally-Regulated Consumer Product | 03/06/2017 |  | 03/06/2017
Hunter Fan Co. | Hunter Fan Co. | 28536 |  |  |  |  | 1430 | 7 | 204 | 4346 | 42 | 103 | 5836 | 70 | 83 | [5 empty] | None |  | Non Federally-Regulated | 03/06/2017 |  | 03/06/2017
Hunter Fan Co. | Casablanca | 89U73M | True |  | 3 | Yes | 1799 | 10 | 180 | 7900 | 84 | 94 | 4066 | 30 | 136 | [5 empty] | None |  | Federally-Regulated Consumer Product | 03/06/2017 |  | 03/06/2017
Hunter Fan Co. | Hunter Fan Co. | 21180 |  |  |  |  | 1543 | 9 | 171 | 3361 | 30 | 112 | 6003 | 80 | 75 | [5 empty] | None |  | Non Federally-Regulated | 03/06/2017 |  | 03/06/2017
Hunter Fan Co. | Hunter Fan Co. | 20517 |  |  |  |  | 1731 | 158 | 11 | 3556 | 124 | 29 | 5256 | 84 | 63 | [5 empty] | None |  | Non Federally-Regulated | 03/06/2017 |  | 03/06/2017
Hunter Fan Co. | Casablanca | 54102 | True |  | 4 | Yes | 2039 | 22 | 93 | 2835 | 40 | 71 | 4249 | 81 | 52 | [5 empty] | Compact Flourescent |  | Federally-Regulated Consumer Product | 03/06/2017 |  | 03/06/2017
Hunter Fan Co. | Hunter Fan Co. | 28453 |  |  |  |  | 1543 | 9 | 171 | 3361 | 30 | 112 | 6003 | 80 | 75 | [5 empty] | None |  | Non Federally-Regulated | 03/06/2017 |  | 03/06/2017
Hunter Fan Co. | Hunter | 26417 | True |  | 3 | Yes | 1497 | 10 | 150 | 2835 | 21 | 135 | 5012 | 60 | 84 | [5 empty] | None |  | Federally-Regulated Consumer Product | 03/06/2017 |  | 03/06/2017
Hunter Fan Co. | Casablanca | 82U4D | True |  | 3 | Yes | 1363 | 10 | 136 | 5100 | 80 | 64 | 3090 | 27 | 114 | [5 empty] | None |  | Federally-Regulated Consumer Product | 03/06/2017 |  | 03/06/2017
Hunter Fan Co. | Hunter Fan Co. | 23837 |  |  |  |  | 1662 | 11 | 151 | 3140 | 29 | 108 | 4987 | 69 | 72 | [5 empty] | Other |  | Non Federally-Regulated | 03/06/2017 |  | 03/06/2017
Hunter Fan Co. | Hunter | 59054 | True |  | 3 | Yes | 2396 | 12 | 200 | 3960 | 30 | 132 | 6418 | 79 | 81 | [5 empty] | Compact Flourescent |  | Federally-Regulated Consumer Product | 03/06/2017 |  | 03/06/2017
Hunter Fan Co. | Hunter Fan Co. | 28112 |  |  |  |  | 2040 | 13 | 157 | 4025 | 34 | 118 | 6538 | 75 | 87 | [5 empty] | Other |  | Non Federally-Regulated | 03/06/2017 |  | 03/06/2017
Hunter Fan Co. | Hunter | 28729 | True |  | 3 | Yes | 1523 | 9 | 169 | 2906 | 25 | 116 | 5186 | 66 | 79 | [5 empty] | Compact Flourescent |  | Federally-Regulated Consumer Product | 03/06/2017 |  | 03/06/2017
Hunter Fan Co. | Hunter | 28482 | True |  | 3 | Yes | 1718 | 10 | 172 | 3771 | 29 | 130 | 6786 | 79 | 86 | [5 empty] | Incandescent |  | Federally-Regulated Consumer Product | 03/06/2017 |  | 03/06/2017
Hunter Fan Co. | Casablanca | TRIH-45 | True |  | 3 | Yes | 2054 | 12 | 171 | 6694 | 86 | 78 | 4282 | 34 | 126 | [5 empty] | Other |  | Federally-Regulated Consumer Product | 03/06/2017 |  | 03/06/2017
Hunter Fan Co. | Hunter Fan Co. | 23775 |  |  |  |  | 1641 | 11 | 149 | 3233 | 28 | 115 | 5042 | 60 | 84 | [5 empty] | Incandescent |  | Non Federally-Regulated | 03/06/2017 |  | 03/06/2017
Hunter Fan Co. | Casablanca | 84U73D | True |  | 3 | Yes | 1363 | 10 | 136 | 5114 | 68 | 75 | 3090 | 27 | 114 | [5 empty] | None |  | Federally-Regulated Consumer Product | 03/06/2017 |  | 03/06/2017
Hunter Fan Co. | Hunter | 28449 | True |  | 3 | Yes | 2098 | 12 | 175 | 4350 | 35 | 124 | 6638 | 81 | 82 | [5 empty] | None |  | Federally-Regulated Consumer Product | 03/06/2017 |  | 03/06/2017
Hunter Fan Co. | Hunter | 54126 | True |  | 3 | Yes | 1928 | 9 | 214 | 3502 | 27 | 130 | 6112 | 80 | 76 | [5 empty] | Incandescent |  | Federally-Regulated Consumer Product | 03/06/2017 |  | 03/06/2017
Hunter Fan Co. | Hunter | 52090 | True |  | 3 | Yes | 1013 | 7 | 145 | 1590 | 16 | 99 | 3516 | 60 | 59 | [5 empty] | Incandescent |  | Federally-Regulated Consumer Product | 03/06/2017 |  | 03/06/2017
Hunter Fan Co. | Casablanca | 41U45D | True |  | 3 | Yes | 1398 | 12 | 117 | 3127 | 50 | 63 | 2268 | 27 | 84 | [5 empty] | None |  | Federally-Regulated Consumer Product | 03/06/2017 |  | 03/06/2017
Hunter Fan Co. | Hunter Fan Co. | 23489 |  |  |  |  | 1326 | 140 | 9 | 2736 | 104 | 26 | 5411 | 83 | 65 | [5 empty] | Incandescent |  | Non Federally-Regulated | 03/06/2017 |  | 03/06/2017
Hunter Fan Co. | Hunter | 52000 | True |  | 3 | Yes | 1546 | 7 | 221 | 2310 | 17 | 136 | 4627 | 63 | 73 | [5 empty] | Compact Flourescent |  | Federally-Regulated Consumer Product | 03/06/2017 |  | 03/06/2017
Hunter Fan Co. | Hunter | 52059 | True |  | 3 | Yes | 1374 | 7 | 196 | 2115 | 16 | 132 | 4403 | 66 | 67 | [5 empty] | Compact Flourescent |  | Federally-Regulated Consumer Product | 03/06/2017 |  | 03/06/2017
Hunter Fan Co. | Hunter | 53241 | True |  | 3 | Yes | 1930 | 10 | 193 | 3252 | 27 | 120 | 5049 | 66 | 77 | [5 empty] | None |  | Federally-Regulated Consumer Product | 03/06/2017 |  | 03/06/2017
Hunter Fan Co. | Hunter Fan Co. | 23768 |  |  |  |  | 1658 | 178 | 9 | 3702 | 124 | 30 | 6936 | 79 | 88 | [5 empty] | Incandescent |  | Non Federally-Regulated | 03/06/2017 |  | 03/06/2017
Hunter Fan Co. | Casablanca | 59061 | True |  | 4 | Yes | 3773 | 28 | 135 | 4660 | 44 | 106 | 6693 | 84 | 80 | [5 empty] | Other |  | Federally-Regulated Consumer Product | 03/06/2017 |  | 03/06/2017
Hunter Fan Co. | Hunter Fan Co. | 20613 |  |  |  |  | 1364 | 9 | 152 | 3071 | 26 | 118 | 5465 | 73 | 75 | [5 empty] | None |  | Non Federally-Regulated | 03/06/2017 |  | 03/06/2017
Hunter Fan Co. | Hunter | 20422 | True |  | 3 | Yes | 1200 | 9 | 133 | 2600 | 18 | 144 | 4600 | 50 | 92 | [5 empty] | Incandescent |  | Federally-Regulated Consumer Product | 03/06/2017 |  | 03/06/2017
Hunter Fan Co. | Hunter Fan Co. | 24873 |  |  |  |  | 1683 | 11 | 153 | 3143 | 31 | 101 | 6274 | 88 | 71 | [5 empty] | None |  | Non Federally-Regulated | 03/06/2017 |  | 03/06/2017
Hunter Fan Co. | Casablanca | 59159 | True |  | 4 | Yes | 2461 | 11 | 224 | 5085 | 44 | 116 | 6979 | 83 | 84 | [5 empty] | LED |  | Federally-Regulated Consumer Product | 03/06/2017 |  | 03/06/2017
Hunter Fan Co. | Hunter Fan Co. | 28440 |  |  |  |  | 1525 | 9 | 169 | 3578 | 31 | 115 | 6171 | 77 | 80 | [5 empty] | None |  | Non Federally-Regulated | 03/06/2017 |  | 03/06/2017
Hunter Fan Co. | Hunter | 20178 | True |  | 3 | Yes | 1413 | 10 | 141 | 2775 | 27 | 103 | 4748 | 68 | 70 | [5 empty] | Incandescent |  | Federally-Regulated Consumer Product | 03/06/2017 |  | 03/06/2017
Hunter Fan Co. | Hunter | 26447 | True |  | 3 | Yes | 1497 | 10 | 150 | 2835 | 21 | 135 | 5012 | 60 | 84 | [5 empty] | Incandescent |  | Federally-Regulated Consumer Product | 03/06/2017 |  | 03/06/2017
Hunter Fan Co. | Hunter Fan Co. | 21988 |  |  |  |  | 1543 | 9 | 171 | 3361 | 30 | 112 | 6003 | 80 | 75 | [5 empty] | None |  | Non Federally-Regulated | 03/06/2017 |  | 03/06/2017
Hunter Fan Co. | Hunter | 53237 | True |  | 3 | Yes | 1930 | 10 | 193 | 3252 | 27 | 120 | 5049 | 66 | 77 | [5 empty] | Incandescent |  | Federally-Regulated Consumer Product | 03/06/2017 |  | 03/06/2017
Hunter Fan Co. | Hunter | 23710 | True |  | 3 | Yes | 1663 | 9 | 185 | 3619 | 31 | 117 | 6486 | 86 | 75 | [5 empty] | Incandescent |  | Federally-Regulated Consumer Product | 03/06/2017 |  | 03/06/2017
Hunter Fan Co. | Casablanca | 54085 | True |  | 4 | Yes | 4020 | 22 | 183 | 5148 | 40 | 129 | 7157 | 80 | 89 | [5 empty] | None |  | Federally-Regulated Consumer Product | 03/06/2017 |  | 03/06/2017
Hunter Fan Co. | Casablanca | 9532T | True |  | 6 | Yes | 747 | 41 | 18 | 6591 | 116 | 57 | 3360 | 76 | 44 | [5 empty] | None |  | Federally-Regulated Consumer Product | 03/06/2017 |  | 03/06/2017
Hunter Fan Co. | Hunter | 59029 | True |  | 3 | Yes | 1959 | 9 | 218 | 3643 | 27 | 135 | 6444 | 82 | 79 | [5 empty] | Compact Flourescent |  | Federally-Regulated Consumer Product | 03/06/2017 |  | 03/06/2017
Hunter Fan Co. | Hunter | 20714A | True |  | 4 | Yes | 1551 | 11 | 141 | 2990 | 29 | 103 | 4850 | 63 | 77 | [5 empty] | Incandescent |  | Federally-Regulated Consumer Product | 03/06/2017 |  | 03/06/2017
Hunter Fan Co. | Casablanca | 3268T | True |  | 6 | Yes | 1213 | 40 | 30 | 6251 | 112 | 56 | 3497 | 73 | 48 | [5 empty] | Other |  | Federally-Regulated Consumer Product | 03/06/2017 |  | 03/06/2017
Hunter Fan Co. | Casablanca | 46U4D | True |  | 3 | Yes | 1622 | 9 | 180 | 6691 | 89 | 75 | 3760 | 29 | 130 | [5 empty] | None |  | Federally-Regulated Consumer Product | 03/06/2017 |  | 03/06/2017
Hunter Fan Co. | Hunter Fan Co. | 22465 |  |  |  |  | 1566 | 186 | 8 | 3401 | 119 | 29 | 6045 | 76 | 80 | [5 empty] | Incandescent |  | Non Federally-Regulated | 03/06/2017 |  | 03/06/2017
Hunter Fan Co. | Hunter Fan Co. | 23983 |  |  |  |  | 1329 | 8 | 166 | 3924 | 33 | 119 | 6126 | 80 | 77 | [5 empty] | None |  | Non Federally-Regulated | 03/06/2017 |  | 03/06/2017
Hunter Fan Co. | Hunter Fan Co. | 28191 |  |  |  |  | 1901 | 13 | 146 | 3837 | 36 | 107 | 6589 | 84 | 78 | [5 empty] | Incandescent |  | Non Federally-Regulated | 03/06/2017 |  | 03/06/2017
Hunter Fan Co. | Hunter | 25814 | True |  | 3 | Yes | 1408 | 9 | 156 | 2102 | 18 | 117 | 3081 | 42 | 73 | [5 empty] | Incandescent |  | Federally-Regulated Consumer Product | 03/06/2017 |  | 03/06/2017
Hunter Fan Co. | Casablanca | 59535 | True |  | 4 | Yes | 1613 | 5 | 323 | 4903 | 43 | 114 | 7001 | 85 | 82 | [5 empty] | None |  | Federally-Regulated Consumer Product | 03/06/2017 |  | 03/06/2017
Hunter Fan Co. | Hunter Fan Co. | 28182 |  |  |  |  | 1329 | 8 | 166 | 3924 | 33 | 119 | 6126 | 80 | 77 | [5 empty] | None |  | Non Federally-Regulated | 03/06/2017 |  | 03/06/2017
Hunter Fan Co. | Hunter Fan Co. | 20740 |  |  |  |  | 1591 | 8 | 199 | 3168 | 29 | 109 | 5934 | 80 | 74 | [5 empty] | None |  | Non Federally-Regulated | 03/06/2017 |  | 03/06/2017
Hunter Fan Co. | Hunter | 21587 | True |  | 3 | Yes | 1403 | 10 | 140 | 2709 | 27 | 100 | 4821 | 72 | 67 | [5 empty] | Incandescent |  | Federally-Regulated Consumer Product | 03/06/2017 |  | 03/06/2017
Hunter Fan Co. | Hunter Fan Co. | 23782 |  |  |  |  | 1520 | 9 | 169 | 3461 | 35 | 99 | 5597 | 82 | 68 | [5 empty] | Incandescent |  | Non Federally-Regulated | 03/06/2017 |  | 03/06/2017
Hunter Fan Co. | Hunter Fan Co. | 21227 |  |  |  |  | 1566 | 9 | 174 | 2989 | 26 | 115 | 5203 | 69 | 75 | [5 empty] | Incandescent |  | Non Federally-Regulated | 03/06/2017 |  | 03/06/2017
Hunter Fan Co. | Hunter | 28672 | True |  | 3 | Yes | 4064 | 24 | 169 | 5707 | 45 | 127 | 7740 | 85 | 91 | [5 empty] | Incandescent |  | Federally-Regulated Consumer Product | 03/06/2017 |  | 03/06/2017
Hunter Fan Co. | Hunter | 28110 | True |  | 3 | Yes | 2040 | 13 | 157 | 4025 | 34 | 118 | 6538 | 75 | 87 | [5 empty] | Other |  | Federally-Regulated Consumer Product | 03/06/2017 |  | 03/06/2017
Hunter Fan Co. | Casablanca | C30G546H | True |  | 3 | Yes | 891 | 12 | 74 | 3135 | 72 | 44 | 1942 | 33 | 59 | [5 empty] | Other |  | Federally-Regulated Consumer Product | 03/06/2017 |  | 03/06/2017
Hunter Fan Co. | Casablanca | 38DH45T | True |  | 6 | Yes | 1410 | 42 | 34 | 7174 | 119 | 60 | 3942 | 74 | 53 | [5 empty] | Incandescent |  | Federally-Regulated Consumer Product | 03/06/2017 |  | 03/06/2017
Hunter Fan Co. | Casablanca | 59114 | True |  | 4 | Yes | 2005 | 11 | 182 | 4981 | 50 | 100 | 6585 | 87 | 76 | [5 empty] | Incandescent |  | Federally-Regulated Consumer Product | 03/06/2017 |  | 03/06/2017
Hunter Fan Co. | Casablanca | 6699G | True |  | 4 | Yes | 1236 | 5 | 247 | 6398 | 85 | 75 | 4555 | 46 | 99 | [5 empty] | None |  | Federally-Regulated Consumer Product | 03/06/2017 |  | 03/06/2017
Hunter Fan Co. | Casablanca | C5S63A | True |  | 4 | Yes | 1522 | 10 | 152 | 6059 | 108 | 56 | 3897 | 42 | 93 | [5 empty] | None |  | Federally-Regulated Consumer Product | 03/06/2017 |  | 03/06/2017
Hunter Fan Co. | Hunter | 53270 | True |  | 3 | Yes | 1428 | 9 | 159 | 2294 | 25 | 92 | 3488 | 62 | 56 | [5 empty] | Incandescent |  | Federally-Regulated Consumer Product | 03/06/2017 |  | 03/06/2017
Hunter Fan Co. | Casablanca | 59536 | True |  | 4 | Yes | 2205 | 11 | 200 | 5106 | 52 | 98 | 6679 | 87 | 77 | [5 empty] | Compact Flourescent |  | Federally-Regulated Consumer Product | 03/06/2017 |  | 03/06/2017
Hunter Fan Co. | Hunter Fan Co. | 25519 |  |  |  |  | 1548 | 10 | 155 | 3629 | 34 | 107 | 5944 | 74 | 80 | [5 empty] | Incandescent |  | Non Federally-Regulated | 03/06/2017 |  | 03/06/2017
Hunter Fan Co. | Hunter Fan Co. | 23254 |  |  |  |  | 1620 | 8 | 203 | 3701 | 31 | 119 | 6963 | 91 | 77 | [5 empty] | None |  | Non Federally-Regulated | 03/06/2017 |  | 03/06/2017
Hunter Fan Co. | Hunter Fan Co. | 20243 |  |  |  |  | 2673 | 20 | 134 | 4286 | 36 | 119 | 7037 | 70 | 101 | [5 empty] | None |  | Non Federally-Regulated | 03/06/2017 |  | 03/06/2017
Hunter Fan Co. | Hunter Fan Co. | 27647 |  |  |  |  | 1602 | 10 | 160 | 3195 | 30 | 107 | 5559 | 76 | 73 | [5 empty] | Incandescent |  | Non Federally-Regulated | 03/06/2017 |  | 03/06/2017
Hunter Fan Co. | Hunter Fan Co. | 23981 |  |  |  |  | 1329 | 8 | 166 | 3924 | 33 | 119 | 6126 | 80 | 77 | [5 empty] | None |  | Non Federally-Regulated | 03/06/2017 |  | 03/06/2017
Hunter Fan Co. | Casablanca | C45G11B | True |  | 6 | Yes | 2022 | 11 | 184 | 6553 | 30 | 218 | 4205 | 30 | 140 | [5 empty] | Other |  | Federally-Regulated Consumer Product | 03/06/2017 |  | 03/06/2017
Hunter Fan Co. | Hunter Fan Co. | 28021 |  |  |  |  | 1498 | 9 | 166 | 2865 | 26 | 110 | 5082 | 66 | 77 | [5 empty] | Incandescent |  | Non Federally-Regulated | 03/06/2017 |  | 03/06/2017
Hunter Fan Co. | Hunter | 23688 | True |  | 3 | Yes | 1550 | 10 | 155 | 4200 | 37 | 114 | 6590 | 84 | 78 | [5 empty] | None |  | Federally-Regulated Consumer Product | 03/06/2017 |  | 03/06/2017
Hunter Fan Co. | Hunter Fan Co. | 22455 |  |  |  |  | 1393 | 9 | 155 | 2765 | 25 | 111 | 4905 | 63 | 78 | [5 empty] | Incandescent |  | Non Federally-Regulated | 03/06/2017 |  | 03/06/2017
Hunter Fan Co. | Hunter | 52103 | True |  | 3 | Yes | 1645 | 8 | 206 | 2382 | 18 | 132 | 4274 | 57 | 75 | [5 empty] | Incandescent |  | Federally-Regulated Consumer Product | 03/06/2017 |  | 03/06/2017
Hunter Fan Co. | Hunter | 23827 | True |  | 3 | Yes | 1046 | 23 | 45 | 1717 | 41 | 42 | 2570 | 62 | 41 | [5 empty] | None |  | Federally-Regulated Consumer Product | 03/06/2017 |  | 03/06/2017
Hunter Fan Co. | Hunter | 22710 | True |  | 3 | Yes | 1591 | 8 | 199 | 3168 | 29 | 109 | 5934 | 80 | 74 | [5 empty] | Incandescent |  | Federally-Regulated Consumer Product | 03/06/2017 |  | 03/06/2017
Hunter Fan Co. | Hunter | 23566 | True |  | 3 | Yes | 1925 | 10 | 193 | 3466 | 28 | 124 | 5498 | 58 | 95 | [5 empty] | None |  | Federally-Regulated Consumer Product | 03/06/2017 |  | 03/06/2017
Hunter Fan Co. | Hunter Fan Co. | 28120 |  |  |  |  | 2234 | 17 | 131 | 3704 | 36 | 103 | 5942 | 73 | 81 | [5 empty] | None |  | Non Federally-Regulated | 03/06/2017 |  | 03/06/2017
Hunter Fan Co. | Hunter Fan Co. | 21575 |  |  |  |  | 1779 | 9 | 198 | 3326 | 26 | 128 | 5369 | 65 | 83 | [5 empty] | Incandescent |  | Non Federally-Regulated | 03/06/2017 |  | 03/06/2017
Hunter Fan Co. | Hunter Fan Co. | 21224 |  |  |  |  | 1566 | 9 | 174 | 2989 | 26 | 115 | 5203 | 69 | 75 | [5 empty] | Incandescent |  | Non Federally-Regulated | 03/06/2017 |  | 03/06/2017
Hunter Fan Co. | Hunter | 21188 | True |  | 3 | Yes | 1482 | 11 | 135 | 3126 | 28 | 112 | 5494 | 68 | 81 | [5 empty] | Compact Flourescent |  | Federally-Regulated Consumer Product | 03/06/2017 |  | 03/06/2017
Hunter Fan Co. | Hunter Fan Co. | 23488 |  |  |  |  | 1326 | 140 | 9 | 2736 | 104 | 26 | 5411 | 83 | 65 | [5 empty] | Incandescent |  | Non Federally-Regulated | 03/06/2017 |  | 03/06/2017
Hunter Fan Co. | Hunter Fan Co. | 28079 |  |  |  |  | 1309 | 131 | 10 | 2796 | 96 | 29 | 4800 | 68 | 71 | [5 empty] | Incandescent |  | Non Federally-Regulated | 03/06/2017 |  | 03/06/2017
Hunter Fan Co. | Casablanca | 54010 | True |  | 4 | Yes | 1611 | 5 | 322 | 5173 | 43 | 120 | 7231 | 83 | 87 | [5 empty] | None |  | Federally-Regulated Consumer Product | 03/06/2017 |  | 03/06/2017
Hunter Fan Co. | Hunter | 22461 | True |  | 3 | Yes | 1403 | 9 | 156 | 2817 | 26 | 108 | 4696 | 62 | 76 | [5 empty] | Incandescent |  | Federally-Regulated Consumer Product | 03/06/2017 |  | 03/06/2017
Hunter Fan Co. | Hunter | 25817 | True |  | 3 | Yes | 1933 | 9 | 215 | 3238 | 27 | 120 | 5066 | 67 | 76 | [5 empty] | Compact Flourescent |  | Federally-Regulated Consumer Product | 03/06/2017 |  | 03/06/2017
Hunter Fan Co. | Hunter Fan Co. | 21521 |  |  |  |  | 1735 | 9 | 193 | 3627 | 30 | 121 | 6144 | 79 | 78 | [5 empty] | Incandescent |  | Non Federally-Regulated | 03/06/2017 |  | 03/06/2017
Hunter Fan Co. | Hunter | 53275 | True |  | 3 | Yes | 2141 | 9 | 238 | 3416 | 25 | 137 | 5031 | 61 | 82 | [5 empty] | Incandescent |  | Federally-Regulated Consumer Product | 03/06/2017 |  | 03/06/2017
Hunter Fan Co. | Hunter | 51003 | True |  | 3 | Yes | 925 | 8 | 116 | 1352 | 16 | 85 | 3202 | 57 | 56 | [5 empty] | Incandescent |  | Federally-Regulated Consumer Product | 03/06/2017 |  | 03/06/2017
Hunter Fan Co. | Hunter | 28152 | True |  | 3 | Yes | 1374 | 7 | 196 | 3563 | 33 | 108 | 7464 | 108 | 69 | [5 empty] | None |  | Federally-Regulated Consumer Product | 03/06/2017 |  | 03/06/2017
Hunter Fan Co. | Hunter | 20807 | True |  | 3 | Yes | 1500 | 9 | 167 | 2900 | 26 | 112 | 5000 | 66 | 76 | [5 empty] | None |  | Federally-Regulated Consumer Product | 03/06/2017 |  | 03/06/2017
Hunter Fan Co. | Hunter Fan Co. | 23521 |  |  |  |  | 1544 | 9 | 172 | 3399 | 31 | 110 | 5519 | 79 | 70 | [5 empty] | Incandescent |  | Non Federally-Regulated | 03/06/2017 |  | 03/06/2017
Hunter Fan Co. | Hunter | 53177 | True |  | 3 | Yes | 1953 | 9 | 217 | 3181 | 25 | 127 | 5160 | 68 | 76 | [5 empty] | Incandescent |  | Federally-Regulated Consumer Product | 03/06/2017 |  | 03/06/2017
Hunter Fan Co. | Hunter Fan Co. | 28107 |  |  |  |  | 1765 | 11 | 160 | 3156 | 29 | 109 | 4799 | 65 | 74 | [5 empty] | None |  | Non Federally-Regulated | 03/06/2017 |  | 03/06/2017
Hunter Fan Co. | Hunter Fan Co. | 27540 |  |  |  |  | 1309 | 10 | 131 | 2796 | 29 | 96 | 4800 | 71 | 68 | [5 empty] | Incandescent |  | Non Federally-Regulated | 03/06/2017 |  | 03/06/2017
Hunter Fan Co. | Hunter Fan Co. | 23881 |  |  |  |  | 1407 | 156 | 9 | 3880 | 121 | 32 | 6454 | 78 | 83 | [5 empty] | Incandescent |  | Non Federally-Regulated | 03/06/2017 |  | 03/06/2017
Hunter Fan Co. | Hunter Fan Co. | 23256 |  |  |  |  | 1620 | 8 | 203 | 3701 | 31 | 119 | 6963 | 91 | 77 | [5 empty] | None |  | Non Federally-Regulated | 03/06/2017 |  | 03/06/2017
Hunter Fan Co. | Hunter Fan Co. | 28184 |  |  |  |  | 1329 | 8 | 166 | 3924 | 33 | 119 | 6126 | 80 | 77 | [5 empty] | None |  | Non Federally-Regulated | 03/06/2017 |  | 03/06/2017
Hunter Fan Co. | Hunter | 28736A | True |  | 3 | Yes | 1111 | 7 | 159 | 1733 | 15 | 116 | 3252 | 50 | 65 | [5 empty] | Incandescent |  | Federally-Regulated Consumer Product | 03/06/2017 |  | 03/06/2017
Hunter Fan Co. | Hunter Fan Co. | 28871 |  |  |  |  | 1431 | 7 | 204 | 3327 | 29 | 115 | 6374 | 92 | 69 | [5 empty] | Incandescent |  | Non Federally-Regulated | 03/06/2017 |  | 03/06/2017
Hunter Fan Co. | Hunter Fan Co. | 22470 |  |  |  |  | 1403 | 154 | 9 | 2817 | 109 | 26 | 4696 | 75 | 63 | [5 empty] | Incandescent |  | Non Federally-Regulated | 03/06/2017 |  | 03/06/2017
Hunter Fan Co. | Hunter Fan Co. | 21894 |  |  |  |  | 1440 | 120 | 12 | 3030 | 101 | 30 | 5005 | 76 | 66 | [5 empty] | Incandescent |  | Non Federally-Regulated | 03/06/2017 |  | 03/06/2017
Hunter Fan Co. | Hunter | 20551 | True |  | 3 | Yes | 1294 | 9 | 144 | 2625 | 25 | 105 | 4820 | 72 | 67 | [5 empty] | Incandescent |  | Federally-Regulated Consumer Product | 03/06/2017 |  | 03/06/2017
Hunter Fan Co. | Hunter Fan Co. | 28609 |  |  |  |  | 1626 | 9 | 181 | 3053 | 27 | 113 | 5251 | 66 | 80 | [5 empty] | Incandescent |  | Non Federally-Regulated | 03/06/2017 |  | 03/06/2017
Hunter Fan Co. | Hunter Fan Co. | 23848 |  |  |  |  | 1720 | 10 | 172 | 3967 | 32 | 124 | 6184 | 76 | 81 | [5 empty] | Incandescent |  | Non Federally-Regulated | 03/06/2017 |  | 03/06/2017
Hunter Fan Co. | Hunter Fan Co. | 21397 |  |  |  |  | 1407 | 9 | 156 | 3980 | 33 | 121 | 6558 | 82 | 80 | [5 empty] | None |  | Non Federally-Regulated | 03/06/2017 |  | 03/06/2017
Hunter Fan Co. | Casablanca | 59534 | True |  | 4 | Yes | 1613 | 5 | 323 | 4903 | 43 | 114 | 7001 | 85 | 82 | [5 empty] | None |  | Federally-Regulated Consumer Product | 03/06/2017 |  | 03/06/2017
Hunter Fan Co. | Hunter | 21880 | True |  | 3 | Yes | 607 | 10 | 61 | 869 | 20 | 43 | 1341 | 48 | 28 | [5 empty] | Incandescent |  | Federally-Regulated Consumer Product | 03/06/2017 |  | 03/06/2017
Hunter Fan Co. | Hunter Fan Co. | 21166 |  |  |  |  | 1543 | 9 | 171 | 3361 | 30 | 112 | 6003 | 80 | 75 | [5 empty] | None |  | Non Federally-Regulated | 03/06/2017 |  | 03/06/2017
Hunter Fan Co. | Hunter | 53095 | True |  | 3 | Yes | 2240 | 9 | 249 | 3641 | 26 | 140 | 5496 | 67 | 82 | [5 empty] | Incandescent |  | Federally-Regulated Consumer Product | 03/06/2017 |  | 03/06/2017
Hunter Fan Co. | Hunter Fan Co. | 23480 |  |  |  |  | 1253 | 10 | 125 | 2741 | 27 | 102 | 5046 | 67 | 75 | [5 empty] | Incandescent |  | Non Federally-Regulated | 03/06/2017 |  | 03/06/2017
Hunter Fan Co. | Hunter | 23949 | True |  | 3 | Yes | 1527 | 9 | 170 | 2287 | 18 | 127 | 3897 | 48 | 81 | [5 empty] | Incandescent |  | Federally-Regulated Consumer Product | 03/06/2017 |  | 03/06/2017
Hunter Fan Co. | Casablanca | 59069 | True |  | 4 | Yes | 3637 | 28 | 130 | 4545 | 43 | 106 | 6487 | 85 | 76 | [5 empty] | Incandescent |  | Federally-Regulated Consumer Product | 03/06/2017 |  | 03/06/2017
Hunter Fan Co. | Casablanca | 55006 | True |  | 4 | Yes | 2014 | 11 | 183 | 5094 | 50 | 102 | 7018 | 90 | 78 | [5 empty] | Incandescent |  | Federally-Regulated Consumer Product | 03/06/2017 |  | 03/06/2017
Hunter Fan Co. | Hunter | 28680 | True |  | 3 | Yes | 1922 | 9 | 214 | 3232 | 26 | 124 | 5018 | 67 | 75 | [5 empty] | Incandescent |  | Federally-Regulated Consumer Product | 03/06/2017 |  | 03/06/2017
Hunter Fan Co. | Hunter Fan Co. | 28024 |  |  |  |  | 1498 | 9 | 166 | 2865 | 26 | 110 | 5082 | 66 | 77 | [5 empty] | Incandescent |  | Non Federally-Regulated | 03/06/2017 |  | 03/06/2017
Hunter Fan Co. | Hunter Fan Co. | 28401 |  |  |  |  | 1262 | 10 | 126 | 3374 | 36 | 94 | 5704 | 85 | 67 | [5 empty] | None |  | Non Federally-Regulated | 03/06/2017 |  | 03/06/2017
Hunter Fan Co. | Hunter Fan Co. | 59185 | True |  | 3 | Yes | 2392 | 9 | 266 | 3306 | 24 | 138 | 5120 | 61 | 84 | [5 empty] | Compact Flourescent |  | Federally-Regulated Consumer Product | 03/06/2017 |  | 03/06/2017
Hunter Fan Co. | Hunter | 53181 | True |  | 3 | Yes | 2039 | 10 | 204 | 3254 | 25 | 130 | 5049 | 64 | 79 | [5 empty] | Compact Flourescent |  | Federally-Regulated Consumer Product | 03/06/2017 |  | 03/06/2017
Hunter Fan Co. | Hunter | 21202 | True |  | 3 | Yes | 1373 | 11 | 125 | 2796 | 29 | 96 | 4663 | 59 | 79 | [5 empty] | None |  | Federally-Regulated Consumer Product | 03/06/2017 |  | 03/06/2017
Hunter Fan Co. | Hunter | 28029 | True |  | 3 | Yes | 1637 | 12 | 136 | 2975 | 29 | 103 | 4320 | 54 | 80 | [5 empty] | Incandescent |  | Federally-Regulated Consumer Product | 03/06/2017 |  | 03/06/2017
Hunter Fan Co. | Hunter Fan Co. | 28522 |  |  |  |  | 2698 | 22 | 123 | 3964 | 40 | 99 | 5904 | 83 | 71 | [5 empty] | None |  | Non Federally-Regulated | 03/06/2017 |  | 03/06/2017
Hunter Fan Co. | Hunter Fan Co. | 23707 |  |  |  |  | 1403 | 9 | 156 | 2817 | 26 | 108 | 4696 | 62 | 76 | [5 empty] | Incandescent |  | Non Federally-Regulated | 03/06/2017 |  | 03/06/2017
Hunter Fan Co. | Casablanca | 84G45D | True |  | 3 | Yes | 1363 | 10 | 136 | 5100 | 80 | 64 | 3090 | 27 | 114 | [5 empty] | Incandescent |  | Federally-Regulated Consumer Product | 03/06/2017 |  | 03/06/2017
Hunter Fan Co. | Hunter Fan Co. | 25657 |  |  |  |  | 1531 | 10 | 153 | 3367 | 34 | 99 | 5309 | 76 | 70 | [5 empty] | Incandescent |  | Non Federally-Regulated | 03/06/2017 |  | 03/06/2017
Hunter Fan Co. | Hunter | 54014 | True |  | 3 | Yes | 1881 | 9 | 209 | 3170 | 27 | 117 | 5513 | 84 | 66 | [5 empty] | Incandescent |  | Federally-Regulated Consumer Product | 03/06/2017 |  | 03/06/2017
Hunter Fan Co. | Hunter Fan Co. | 28876 |  |  |  |  | 1658 | 9 | 184 | 3702 | 30 | 123 | 6936 | 88 | 79 | [5 empty] | Other |  | Non Federally-Regulated | 03/06/2017 |  | 03/06/2017
Hunter Fan Co. | Hunter | 28120 | True |  | 3 | Yes | 2254 | 17 | 133 | 3704 | 36 | 103 | 5942 | 73 | 81 | [5 empty] | None |  | Federally-Regulated Consumer Product | 03/06/2017 |  | 03/06/2017
Hunter Fan Co. | Hunter | 28703 | True |  | 3 | Yes | 1490 | 9 | 166 | 2287 | 18 | 127 | 3932 | 47 | 84 | [5 empty] | Incandescent |  | Federally-Regulated Consumer Product | 03/06/2017 |  | 03/06/2017
Hunter Fan Co. | Hunter Fan Co. | 28488 |  |  |  |  | 2117 | 200 | 11 | 4202 | 145 | 29 | 8775 | 87 | 101 | [5 empty] | None |  | Non Federally-Regulated | 03/06/2017 |  | 03/06/2017
Hunter Fan Co. | Casablanca | 6645G | True |  | 4 | Yes | 1236 | 5 | 247 | 6398 | 85 | 75 | 4555 | 46 | 99 | [5 empty] | None |  | Federally-Regulated Consumer Product | 03/06/2017 |  | 03/06/2017
Hunter Fan Co. | Hunter | 28676 | True |  | 3 | Yes | 2095 | 10 | 210 | 3868 | 33 | 117 | 5456 | 71 | 77 | [5 empty] | Incandescent |  | Federally-Regulated Consumer Product | 03/06/2017 |  | 03/06/2017
Hunter Fan Co. | Casablanca | C38G45K | True |  | 4 | Yes | 3616 | 28 | 129 | 5878 | 75 | 78 | 4667 | 48 | 97 | [5 empty] | None |  | Federally-Regulated Consumer Product | 03/06/2017 |  | 03/06/2017
Hunter Fan Co. | Casablanca | 59019 | True |  | 4 | Yes | 1387 | 11 | 126 | 3118 | 49 | 64 | 4032 | 88 | 46 | [5 empty] | Incandescent |  | Federally-Regulated Consumer Product | 03/06/2017 |  | 03/06/2017
Hunter Fan Co. | Hunter Fan Co. | 28185 |  |  |  |  | 1329 | 8 | 166 | 3924 | 33 | 119 | 6126 | 80 | 77 | [5 empty] | None |  | Non Federally-Regulated | 03/06/2017 |  | 03/06/2017
Hunter Fan Co. | Hunter | 23935 | True |  | 3 | Yes | 796 | 10 | 80 | 1301 | 18 | 72 | 2635 | 45 | 59 | [5 empty] | None |  | Federally-Regulated Consumer Product | 03/06/2017 |  | 03/06/2017
Hunter Fan Co. | Hunter Fan Co. | 23413 |  |  |  |  | 1186 | 9 | 132 | 2677 | 28 | 96 | 5325 | 89 | 60 | [5 empty] | Incandescent |  | Non Federally-Regulated | 03/06/2017 |  | 03/06/2017
Hunter Fan Co. | Hunter Fan Co. | 22710 |  |  |  |  | 1591 | 8 | 199 | 3168 | 29 | 109 | 5934 | 80 | 74 | [5 empty] | Other |  | Non Federally-Regulated | 03/06/2017 |  | 03/06/2017
Hunter Fan Co. | Casablanca | 54081 | True |  | 4 | Yes | 3382 | 22 | 154 | 4591 | 39 | 118 | 6546 | 80 | 82 | [5 empty] | Incandescent |  | Federally-Regulated Consumer Product | 03/06/2017 |  | 03/06/2017
Hunter Fan Co. | Hunter | 21623 | True |  | 3 | Yes | 1477 | 12 | 123 | 2899 | 29 | 100 | 5061 | 73 | 69 | [5 empty] | Incandescent |  | Federally-Regulated Consumer Product | 03/06/2017 |  | 03/06/2017
Hunter Fan Co. | Hunter Fan Co. | 28533 |  |  |  |  | 1430 | 7 | 204 | 4346 | 42 | 103 | 5836 | 70 | 83 | [5 empty] | None |  | Non Federally-Regulated | 03/06/2017 |  | 03/06/2017
Hunter Fan Co. | Hunter Fan Co. | 21228 |  |  |  |  | 1765 | 11 | 160 | 3156 | 29 | 109 | 4799 | 65 | 74 | [5 empty] | None |  | Non Federally-Regulated | 03/06/2017 |  | 03/06/2017
Hunter Fan Co. | Hunter Fan Co. | 28463 |  |  |  |  | 1497 | 153 | 10 | 3086 | 115 | 27 | 5372 | 81 | 66 | [5 empty] | None |  | Non Federally-Regulated | 03/06/2017 |  | 03/06/2017
Hunter Fan Co. | Hunter | 23488 | True |  | 3 | Yes | 1326 | 10 | 133 | 2736 | 26 | 105 | 5411 | 66 | 82 | [5 empty] | Incandescent |  | Federally-Regulated Consumer Product | 03/06/2017 |  | 03/06/2017
Hunter Fan Co. | Hunter | 28682 | True |  | 3 | Yes | 1111 | 7 | 159 | 1733 | 15 | 116 | 3252 | 50 | 65 | [5 empty] | Incandescent |  | Federally-Regulated Consumer Product | 03/06/2017 |  | 03/06/2017
Hunter Fan Co. | Hunter Fan Co. | 28086 |  |  |  |  | 1455 | 9 | 162 | 3204 | 29 | 110 | 5856 | 88 | 67 | [5 empty] | Incandescent |  | Non Federally-Regulated | 03/06/2017 |  | 03/06/2017
Hunter Fan Co. | Hunter | 53159 | True |  | 3 | Yes | 1760 | 10 | 176 | 3073 | 25 | 123 | 5132 | 65 | 79 | [5 empty] | Incandescent |  | Federally-Regulated Consumer Product | 03/06/2017 |  | 03/06/2017
Hunter Fan Co. | Hunter Fan Co. | 27551 |  |  |  |  | 1309 | 10 | 131 | 2796 | 29 | 96 | 4800 | 71 | 68 | [5 empty] | Incandescent |  | Non Federally-Regulated | 03/06/2017 |  | 03/06/2017
Hunter Fan Co. | Hunter | 28463 | True |  | 3 | Yes | 1497 | 10 | 150 | 3086 | 27 | 114 | 5372 | 67 | 80 | [5 empty] | None |  | Federally-Regulated Consumer Product | 03/06/2017 |  | 03/06/2017
Hunter Fan Co. | Hunter Fan Co. | 21987 |  |  |  |  | 1543 | 9 | 171 | 3361 | 30 | 112 | 6003 | 80 | 75 | [5 empty] | None |  | Non Federally-Regulated | 03/06/2017 |  | 03/06/2017
Hunter Fan Co. | Hunter | 23980 | True |  | 3 | Yes | 2092 | 10 | 209 | 3422 | 28 | 122 | 5803 | 74 | 78 | [5 empty] | None |  | Federally-Regulated Consumer Product | 03/06/2017 |  | 03/06/2017
Hunter Fan Co. | Casablanca | 59082 | True |  | 4 | Yes | 3741 | 30 | 125 | 4595 | 44 | 104 | 5809 | 69 | 84 | [5 empty] | Incandescent |  | Federally-Regulated Consumer Product | 03/06/2017 |  | 03/06/2017
Hunter Fan Co. | Hunter Fan Co. | 23984 |  |  |  |  | 1329 | 8 | 166 | 3924 | 33 | 119 | 6126 | 80 | 77 | [5 empty] | None |  | Non Federally-Regulated | 03/06/2017 |  | 03/06/2017
Hunter Fan Co. | Hunter | 28737 | True |  | 3 | Yes | 1957 | 11 | 175 | 3464 | 29 | 119 | 5548 | 70 | 79 | [5 empty] | LED |  | Federally-Regulated Consumer Product | 03/06/2017 |  | 03/06/2017
Hunter Fan Co. | Hunter | 53265 | True |  | 3 | Yes | 2118 | 9 | 235 | 3441 | 25 | 138 | 5175 | 63 | 82 | [5 empty] | Incandescent |  | Federally-Regulated Consumer Product | 03/06/2017 |  | 03/06/2017
Hunter Fan Co. | Casablanca | C66546L | True |  | 4 | Yes | 1236 | 5 | 247 | 6398 | 85 | 75 | 4555 | 46 | 99 | [5 empty] | None |  | Federally-Regulated Consumer Product | 03/06/2017 |  | 03/06/2017
Hunter Fan Co. | Hunter | 53054 | True |  | 3 | Yes | 1984 | 9 | 220 | 3376 | 26 | 130 | 5537 | 71 | 78 | [5 empty] | None |  | Federally-Regulated Consumer Product | 03/06/2017 |  | 03/06/2017
Hunter Fan Co. | Hunter | 52123 | True |  | 3 | Yes | 1867 | 7 | 267 | 2566 | 16 | 160 | 4624 | 62 | 75 | [5 empty] | Incandescent |  | Federally-Regulated Consumer Product | 03/06/2017 |  | 03/06/2017
Hunter Fan Co. | Casablanca | 59533 | True |  | 4 | Yes | 1613 | 5 | 323 | 4903 | 43 | 114 | 7001 | 85 | 82 | [5 empty] | None |  | Federally-Regulated Consumer Product | 03/06/2017 |  | 03/06/2017
Hunter Fan Co. | Casablanca | 6611A | True |  | 3 | Yes | 1236 | 5 | 247 | 6398 | 85 | 75 | 4555 | 46 | 99 | [5 empty] | None |  | Federally-Regulated Consumer Product | 03/06/2017 |  | 03/06/2017
Hunter Fan Co. | Casablanca | 49546D | True |  | 3 | Yes | 1892 | 8 | 237 | 6640 | 81 | 82 | 3515 | 28 | 126 | [5 empty] | None |  | Federally-Regulated Consumer Product | 03/06/2017 |  | 03/06/2017
Hunter Fan Co. | Hunter Fan Co. | 24522 |  |  |  |  | 1731 | 9 | 192 | 3556 | 29 | 123 | 5256 | 63 | 83 | [5 empty] | None |  | Non Federally-Regulated | 03/06/2017 |  | 03/06/2017
Hunter Fan Co. | Hunter | 54092 | True |  | 3 | Yes | 2185 | 9 | 243 | 3710 | 27 | 137 | 6201 | 79 | 78 | [5 empty] | Compact Flourescent |  | Federally-Regulated Consumer Product | 03/06/2017 |  | 03/06/2017
Hunter Fan Co. | Casablanca | 32073LZ | True |  | 6 | Yes | 1213 | 40 | 30 | 6251 | 112 | 56 | 3497 | 73 | 48 | [5 empty] | Other |  | Federally-Regulated Consumer Product | 03/06/2017 |  | 03/06/2017
Hunter Fan Co. | Hunter Fan Co. | 23985 |  |  |  |  | 1329 | 8 | 166 | 3924 | 33 | 119 | 6126 | 80 | 77 | [5 empty] | None |  | Non Federally-Regulated | 03/06/2017 |  | 03/06/2017
Hunter Fan Co. | Hunter | 52010 | True |  | 3 | Yes | 1034 | 7 | 148 | 1444 | 16 | 90 | 3472 | 63 | 55 | [5 empty] | Incandescent |  | Federally-Regulated Consumer Product | 03/06/2017 |  | 03/06/2017
Hunter Fan Co. | Hunter Fan Co. | 23918 |  |  |  |  | 1683 | 11 | 153 | 3143 | 31 | 101 | 6274 | 88 | 71 | [5 empty] | None |  | Non Federally-Regulated | 03/06/2017 |  | 03/06/2017
Hunter Fan Co. | Casablanca | 59018 | True |  | 4 | Yes | 1387 | 11 | 126 | 3118 | 49 | 64 | 4032 | 88 | 46 | [5 empty] | Incandescent |  | Federally-Regulated Consumer Product | 03/06/2017 |  | 03/06/2017
Hunter Fan Co. | Casablanca | TRIH-11 | True |  | 3 | Yes | 2054 | 12 | 171 | 6694 | 86 | 78 | 4282 | 34 | 126 | [5 empty] | Other |  | Federally-Regulated Consumer Product | 03/06/2017 |  | 03/06/2017
Hunter Fan Co. | Casablanca | C12S72M | True |  | 4 | Yes | 1605 | 10 | 161 | 6297 | 84 | 75 | 3684 | 33 | 112 | [5 empty] | None |  | Federally-Regulated Consumer Product | 03/06/2017 |  | 03/06/2017
Hunter Fan Co. | Hunter Fan Co. | 23827 |  |  |  |  | 1683 | 11 | 153 | 3143 | 31 | 101 | 6274 | 88 | 71 | [5 empty] | None |  | Non Federally-Regulated | 03/06/2017 |  | 03/06/2017
Hunter Fan Co. | Hunter Fan Co. | 23520, 23521, 27523 |  |  |  |  | 1544 | 9 | 172 | 3399 | 31 | 110 | 5519 | 79 | 70 | [5 empty] | Incandescent |  | Non Federally-Regulated | 03/06/2017 |  | 03/06/2017
Hunter Fan Co. | Hunter Fan Co. | 21898 |  |  |  |  | 1908 | 10 | 191 | 3792 | 30 | 126 | 6494 | 77 | 84 | [5 empty] | Incandescent |  | Non Federally-Regulated | 03/06/2017 |  | 03/06/2017
Hunter Fan Co. | Casablanca | C17G199A | True |  | 6 | Yes | 1488 | 8 | 186 | 6885 | 120 | 57 | 4059 | 39 | 104 | [5 empty] | Other |  | Federally-Regulated Consumer Product | 03/06/2017 |  | 03/06/2017
Hunter Fan Co. | Hunter | 53180 | True |  | 3 | Yes | 2039 | 10 | 204 | 3254 | 25 | 130 | 5049 | 64 | 79 | [5 empty] | Compact Flourescent |  | Federally-Regulated Consumer Product | 03/06/2017 |  | 03/06/2017
Hunter Fan Co. | Hunter | 52053 | True |  | 3 | Yes | 1675 | 8 | 209 | 2561 | 17 | 151 | 5128 | 64 | 80 | [5 empty] | Incandescent |  | Federally-Regulated Consumer Product | 03/06/2017 |  | 03/06/2017
Hunter Fan Co. | Hunter Fan Co. | 28445 |  |  |  |  | 2098 | 12 | 175 | 4350 | 35 | 124 | 6638 | 81 | 82 | [5 empty] | None |  | Non Federally-Regulated | 03/06/2017 |  | 03/06/2017
Hunter Fan Co. | Hunter | 20500 | True |  | 3 | Yes | 1249 | 8 | 156 | 3142 | 30 | 105 | 6088 | 91 | 67 | [5 empty] | Incandescent |  | Federally-Regulated Consumer Product | 03/06/2017 |  | 03/06/2017
Hunter Fan Co. | Casablanca | 66546G | True |  | 4 | Yes | 1236 | 5 | 247 | 6398 | 85 | 75 | 4555 | 46 | 99 | [5 empty] | None |  | Federally-Regulated Consumer Product | 03/06/2017 |  | 03/06/2017
Hunter Fan Co. | Casablanca | C30G45H | True |  | 3 | Yes | 891 | 12 | 74 | 3135 | 72 | 44 | 1942 | 33 | 59 | [5 empty] | Other |  | Federally-Regulated Consumer Product | 03/06/2017 |  | 03/06/2017
Hunter Fan Co. | Hunter | 53014 | True |  | 3 | Yes | 1212 | 10 | 121 | 1867 | 26 | 72 | 2785 | 65 | 43 | [5 empty] | Incandescent |  | Federally-Regulated Consumer Product | 03/06/2017 |  | 03/06/2017
Hunter Fan Co. | Casablanca | 46U11D | True |  | 3 | Yes | 1622 | 9 | 180 | 6691 | 89 | 75 | 3760 | 29 | 130 | [5 empty] | None |  | Federally-Regulated Consumer Product | 03/06/2017 |  | 03/06/2017
Hunter Fan Co. | Casablanca | 55065 | True |  | 4 | Yes | 2319 | 10 | 232 | 3927 | 30 | 131 | 6519 | 86 | 76 | [5 empty] | None |  | Federally-Regulated Consumer Product | 03/06/2017 |  | 03/06/2017
Hunter Fan Co. | Casablanca | 55001 | True |  | 4 | Yes | 1471 | 5 | 294 | 4866 | 43 | 113 | 6871 | 85 | 81 | [5 empty] | None |  | Federally-Regulated Consumer Product | 03/06/2017 |  | 03/06/2017
Hunter Fan Co. | Casablanca | 84U9D | True |  | 3 | Yes | 1363 | 10 | 136 | 5114 | 68 | 75 | 3090 | 27 | 114 | [5 empty] | None |  | Federally-Regulated Consumer Product | 03/06/2017 |  | 03/06/2017
Hunter Fan Co. | Casablanca | 4945D | True |  | 3 | Yes | 1892 | 8 | 237 | 6640 | 81 | 82 | 3515 | 28 | 126 | [5 empty] | None |  | Federally-Regulated Consumer Product | 03/06/2017 |  | 03/06/2017
Hunter Fan Co. | Hunter | 56014 | True |  | 3 | Yes | 2090 | 8 | 261 | 3499 | 26 | 135 | 5964 | 83 | 72 | [5 empty] | Incandescent |  | Federally-Regulated Consumer Product | 03/06/2017 |  | 03/06/2017
Hunter Fan Co. | Hunter Fan Co. | 28457 |  |  |  |  | 1543 | 9 | 171 | 3361 | 30 | 112 | 6003 | 80 | 75 | [5 empty] | None |  | Non Federally-Regulated | 03/06/2017 |  | 03/06/2017
Hunter Fan Co. | Hunter Fan Co. | 20776 |  |  |  |  | 1403 | 139 | 10 | 2817 | 109 | 26 | 4696 | 75 | 63 | [5 empty] | Incandescent |  | Non Federally-Regulated | 03/06/2017 |  | 03/06/2017
Hunter Fan Co. | Hunter Fan Co. | 20552 |  |  |  |  | 1457 | 162 | 9 | 2739 | 107 | 26 | 5386 | 75 | 72 | [5 empty] | Incandescent |  | Non Federally-Regulated | 03/06/2017 |  | 03/06/2017
Hunter Fan Co. | Hunter Fan Co. | 20581 |  |  |  |  | 1591 | 8 | 199 | 2846 | 27 | 105 | 5148 | 66 | 78 | [5 empty] | Incandescent |  | Non Federally-Regulated | 03/06/2017 |  | 03/06/2017
Hunter Fan Co. | Hunter | 28030 | True |  | 3 | Yes | 1637 | 12 | 136 | 2975 | 29 | 103 | 4320 | 54 | 80 | [5 empty] | Incandescent |  | Federally-Regulated Consumer Product | 03/06/2017 |  | 03/06/2017
Hunter Fan Co. | Casablanca | 59512 | True |  | 6 | Yes | 1969 | 4 | 492 | 4662 | 14 | 333 | 6675 | 32 | 209 | [5 empty] | None |  | Federally-Regulated Consumer Product | 03/06/2017 |  | 03/06/2017
Hunter Fan Co. | Hunter | 22282 | True |  | 3 | Yes | 2706 | 17 | 159 | 4545 | 35 | 130 | 7501 | 82 | 91 | [5 empty] | None |  | Federally-Regulated Consumer Product | 03/06/2017 |  | 03/06/2017
Hunter Fan Co. | Hunter Fan Co. | 23261 |  |  |  |  | 1620 | 8 | 203 | 3701 | 31 | 119 | 6963 | 91 | 77 | [5 empty] | None |  | Non Federally-Regulated | 03/06/2017 |  | 03/06/2017
Hunter Fan Co. | Hunter Fan Co. | 28178 |  |  |  |  | 1329 | 8 | 166 | 3924 | 33 | 119 | 6126 | 80 | 77 | [5 empty] | None |  | Non Federally-Regulated | 03/06/2017 |  | 03/06/2017
Hunter Fan Co. | Hunter Fan Co. | 25662 |  |  |  |  | 1431 | 7 | 204 | 3327 | 29 | 115 | 6374 | 92 | 69 | [5 empty] | Incandescent |  | Non Federally-Regulated | 03/06/2017 |  | 03/06/2017
Hunter Fan Co. | Hunter Fan Co. | 28193 |  |  |  |  | 1329 | 8 | 166 | 3924 | 33 | 119 | 6126 | 80 | 77 | [5 empty] | None |  | Non Federally-Regulated | 03/06/2017 |  | 03/06/2017
Hunter Fan Co. | Hunter Fan Co. | 25417 |  |  |  |  | 1718 | 10 | 172 | 3771 | 29 | 130 | 6786 | 79 | 86 | [5 empty] | Incandescent |  | Non Federally-Regulated | 03/06/2017 |  | 03/06/2017
Hunter Fan Co. | Casablanca | C31U11Z | True |  | 4 | Yes | 871 | 8 | 109 | 6494 | 115 | 56 | 3520 | 39 | 90 | [5 empty] | None |  | Federally-Regulated Consumer Product | 03/06/2017 |  | 03/06/2017
Hunter Fan Co. | Hunter | 59034 | True |  | 3 | Yes | 2092 | 13 | 161 | 3294 | 28 | 118 | 4632 | 60 | 77 | [5 empty] | Incandescent |  | Federally-Regulated Consumer Product | 03/06/2017 |  | 03/06/2017
Hunter Fan Co. | Hunter Fan Co. | 21307 |  |  |  |  | 1251 | 7 | 179 | 3414 | 29 | 118 | 6534 | 100 | 65 | [5 empty] | Incandescent |  | Non Federally-Regulated | 03/06/2017 |  | 03/06/2017
Hunter Fan Co. | Hunter | 52085 | True |  | 3 | Yes | 1188 | 7 | 170 | 1897 | 16 | 119 | 3422 | 64 | 53 | [5 empty] | Incandescent |  | Federally-Regulated Consumer Product | 03/06/2017 |  | 03/06/2017
Hunter Fan Co. | Hunter Fan Co. | 24523 |  |  |  |  | 1731 | 9 | 192 | 3556 | 29 | 123 | 5256 | 63 | 83 | [5 empty] | None |  | Non Federally-Regulated | 03/06/2017 |  | 03/06/2017
Hunter Fan Co. | Casablanca | C35G546L | True |  | 3 | Yes | 2549 | 31 | 82 | 3915 | 73 | 54 | 3224 | 46 | 70 | [5 empty] | Other |  | Federally-Regulated Consumer Product | 03/06/2017 |  | 03/06/2017
Hunter Fan Co. | Hunter | 28681 | True |  | 3 | Yes | 1922 | 9 | 214 | 3232 | 26 | 124 | 5018 | 67 | 75 | [5 empty] | Incandescent |  | Federally-Regulated Consumer Product | 03/06/2017 |  | 03/06/2017
Hunter Fan Co. | Casablanca | 59532 | True |  | 4 | Yes | 1613 | 5 | 323 | 4903 | 43 | 114 | 7001 | 85 | 82 | [5 empty] | None |  | Federally-Regulated Consumer Product | 03/06/2017 |  | 03/06/2017
Hunter Fan Co. | Hunter | 22462 | True |  | 3 | Yes | 1433 | 10 | 143 | 3100 | 27 | 115 | 5213 | 67 | 78 | [5 empty] | Incandescent |  | Federally-Regulated Consumer Product | 03/06/2017 |  | 03/06/2017
Hunter Fan Co. | Hunter Fan Co. | 28143 |  |  |  |  | 1318 | 7 | 188 | 3415 | 31 | 110 | 6751 | 111 | 61 | [5 empty] | None |  | Non Federally-Regulated | 03/06/2017 |  | 03/06/2017
Hunter Fan Co. | Hunter Fan Co. | 28491 |  |  |  |  | 1765 | 11 | 160 | 3156 | 29 | 109 | 4799 | 65 | 74 | [5 empty] | None |  | Non Federally-Regulated | 03/06/2017 |  | 03/06/2017
Hunter Fan Co. | Hunter | 55035 | True |  | 4 | Yes | 2527 | 12 | 211 | 5148 | 55 | 94 | 6351 | 87 | 73 | [5 empty] | None |  | Federally-Regulated Consumer Product | 03/06/2017 |  | 03/06/2017
Hunter Fan Co. | Hunter Fan Co. | 52124 | True |  | 3 | Yes | 783 | 7 | 112 | 1881 | 17 | 111 | 3340 | 65 | 51 | [5 empty] | Incandescent |  | Federally-Regulated Consumer Product | 03/06/2017 |  | 03/06/2017
Hunter Fan Co. | Casablanca | C10G199M | True |  | 3 | Yes | 1763 | 13 | 136 | 5832 | 72 | 81 | 3553 | 55 | 65 | [5 empty] | Other |  | Federally-Regulated Consumer Product | 03/06/2017 |  | 03/06/2017
Hunter Fan Co. | Hunter | 28676A | True |  | 3 | Yes | 2095 | 10 | 210 | 3868 | 33 | 117 | 5456 | 71 | 77 | [5 empty] | Incandescent |  | Federally-Regulated Consumer Product | 03/06/2017 |  | 03/06/2017
Hunter Fan Co. | Casablanca | C35G546H | True |  | 3 | Yes | 2549 | 31 | 82 | 3915 | 73 | 54 | 3224 | 46 | 70 | [5 empty] | Other |  | Federally-Regulated Consumer Product | 03/06/2017 |  | 03/06/2017
Hunter Fan Co. | Hunter | 53121 | True |  | 3 | Yes | 1975 | 10 | 198 | 3236 | 26 | 124 | 5116 | 66 | 78 | [5 empty] | Incandescent |  | Federally-Regulated Consumer Product | 03/06/2017 |  | 03/06/2017
Hunter Fan Co. | Hunter | 28156 | True |  | 3 | Yes | 1374 | 7 | 196 | 3563 | 33 | 108 | 7464 | 108 | 69 | [5 empty] | None |  | Federally-Regulated Consumer Product | 03/06/2017 |  | 03/06/2017
Hunter Fan Co. | Hunter Fan Co. | 23875 |  |  |  |  | 1407 | 156 | 9 | 3880 | 121 | 32 | 6454 | 78 | 83 | [5 empty] | Incandescent |  | Non Federally-Regulated | 03/06/2017 |  | 03/06/2017
Hunter Fan Co. | Hunter | 21807 | True |  | 3 | Yes | 1909 | 10 | 191 | 3728 | 30 | 124 | 6103 | 83 | 74 | [5 empty] | Compact Flourescent |  | Federally-Regulated Consumer Product | 03/06/2017 |  | 03/06/2017
Hunter Fan Co. | Hunter | 53180 | True |  | 3 | Yes | 2039 | 10 | 204 | 3254 | 25 | 130 | 5049 | 64 | 79 | [5 empty] | Compact Flourescent |  | Federally-Regulated Consumer Product | 03/06/2017 |  | 03/06/2017
Hunter Fan Co. | Hunter | 28484 | True |  | 3 | Yes | 1527 | 11 | 139 | 3349 | 29 | 115 | 6940 | 101 | 69 | [5 empty] | None |  | Federally-Regulated Consumer Product | 03/06/2017 |  | 03/06/2017
Hunter Fan Co. | Hunter | 23855 | True |  | 3 | Yes | 3595 | 19 | 189 | 3989 | 39 | 102 | 6947 | 87 | 80 | [5 empty] | None |  | Federally-Regulated Consumer Product | 03/06/2017 |  | 03/06/2017
Hunter Fan Co. | Casablanca | 82U11D | True |  | 3 | Yes | 1363 | 10 | 136 | 5100 | 80 | 64 | 3090 | 27 | 114 | [5 empty] | None |  | Federally-Regulated Consumer Product | 03/06/2017 |  | 03/06/2017
Hunter Fan Co. | Hunter | 53039 | True |  | 3 | Yes | 2016 | 10 | 202 | 3246 | 25 | 130 | 5185 | 65 | 80 | [5 empty] | None |  | Federally-Regulated Consumer Product | 03/06/2017 |  | 03/06/2017
Hunter Fan Co. | Hunter Fan Co. | 25413 |  |  |  |  | 1602 | 10 | 160 | 3195 | 30 | 107 | 5559 | 76 | 73 | [5 empty] | Incandescent |  | Non Federally-Regulated | 03/06/2017 |  | 03/06/2017
Hunter Fan Co. | Casablanca | 55063 | True |  | 4 | Yes | 2319 | 10 | 232 | 3927 | 30 | 131 | 6519 | 86 | 76 | [5 empty] | None |  | Federally-Regulated Consumer Product | 03/06/2017 |  | 03/06/2017
Hunter Fan Co. | Hunter Fan Co. | 21955 |  |  |  |  | 1848 | 11 | 168 | 3632 | 29 | 125 | 5716 | 63 | 91 | [5 empty] | None |  | Non Federally-Regulated | 03/06/2017 |  | 03/06/2017
Hunter Fan Co. | Hunter | 53036 | True |  | 3 | Yes | 1839 | 10 | 184 | 3069 | 25 | 123 | 4921 | 67 | 73 | [5 empty] | Incandescent |  | Federally-Regulated Consumer Product | 03/06/2017 |  | 03/06/2017
Hunter Fan Co. | Hunter Fan Co. | 24696 |  |  |  |  | 2673 | 20 | 134 | 4286 | 36 | 119 | 7037 | 70 | 101 | [5 empty] | None |  | Non Federally-Regulated | 03/06/2017 |  | 03/06/2017
Hunter Fan Co. | Hunter | 28724 | True |  | 3 | Yes | 1449 | 9 | 161 | 3033 | 28 | 108 | 5203 | 67 | 78 | [5 empty] | Compact Flourescent |  | Federally-Regulated Consumer Product | 03/06/2017 |  | 03/06/2017
Hunter Fan Co. | Hunter Fan Co. | 22540 |  |  |  |  | 1688 | 203 | 8 | 3630 | 130 | 28 | 6773 | 80 | 85 | [5 empty] | Incandescent |  | Non Federally-Regulated | 03/06/2017 |  | 03/06/2017
Hunter Fan Co. | Hunter | 25109 | True |  | 3 | Yes | 1043 | 12 | 87 | 1645 | 30 | 55 | 2195 | 56 | 39 | [5 empty] | Incandescent |  | Federally-Regulated Consumer Product | 03/06/2017 |  | 03/06/2017
Hunter Fan Co. | Casablanca | 3212T | True |  | 6 | Yes | 1213 | 40 | 30 | 6251 | 112 | 56 | 3497 | 73 | 48 | [5 empty] | Other |  | Federally-Regulated Consumer Product | 03/06/2017 |  | 03/06/2017
Hunter Fan Co. | Casablanca | 3845T | True |  | 6 | Yes | 1410 | 42 | 34 | 7174 | 119 | 60 | 3942 | 74 | 53 | [5 empty] | None |  | Federally-Regulated Consumer Product | 03/06/2017 |  | 03/06/2017
Hunter Fan Co. | Hunter | 54129 | True |  | 3 | Yes | 2081 | 9 | 231 | 3463 | 26 | 133 | 5574 | 78 | 71 | [5 empty] | Compact Flourescent |  | Federally-Regulated Consumer Product | 03/06/2017 |  | 03/06/2017
Hunter Fan Co. | Hunter Fan Co. | 23741 |  |  |  |  | 2121 | 17 | 125 | 3205 | 36 | 89 | 5920 | 90 | 66 | [5 empty] | None |  | Non Federally-Regulated | 03/06/2017 |  | 03/06/2017
Hunter Fan Co. | Hunter | 28677 | True |  | 3 | Yes | 2095 | 10 | 210 | 3868 | 33 | 117 | 5456 | 71 | 77 | [5 empty] | Incandescent |  | Federally-Regulated Consumer Product | 03/06/2017 |  | 03/06/2017
Hunter Fan Co. | Hunter | 18865 | True |  | 3 | Yes | 1828 | 10 | 183 | 3945 | 32 | 123 | 6422 | 76 | 85 | [5 empty] | None |  | Federally-Regulated Consumer Product | 03/06/2017 |  | 03/06/2017
Hunter Fan Co. | Casablanca | 59094 | True |  | 4 | Yes | 1942 | 11 | 177 | 3640 | 31 | 117 | 6566 | 90 | 73 | [5 empty] | LED |  | Federally-Regulated Consumer Product | 03/06/2017 |  | 03/06/2017
Hunter Fan Co. | Hunter | 28459 | True |  | 3 | Yes | 1449 | 9 | 161 | 3033 | 28 | 108 | 5203 | 67 | 78 | [5 empty] | Compact Flourescent |  | Federally-Regulated Consumer Product | 03/06/2017 |  | 03/06/2017
Hunter Fan Co. | Hunter | 20714 | True |  | 3 | Yes | 1551 | 112 | 14 | 2990 | 29 | 103 | 4850 | 63 | 77 | [5 empty] | Incandescent |  | Federally-Regulated Consumer Product | 03/06/2017 |  | 03/06/2017
Hunter Fan Co. | Hunter | 20803 | True |  | 3 | Yes | 1500 | 9 | 167 | 2900 | 26 | 112 | 5000 | 66 | 76 | [5 empty] | None |  | Federally-Regulated Consumer Product | 03/06/2017 |  | 03/06/2017
Hunter Fan Co. | Casablanca | C39G199L | True |  | 3 | Yes | 3576 | 32 | 112 | 5551 | 68 | 82 | 4389 | 45 | 98 | [5 empty] | None |  | Federally-Regulated Consumer Product | 03/06/2017 |  | 03/06/2017
Hunter Fan Co. | Hunter | 25124 | True |  | 3 | Yes | 1719 | 11 | 155 | 3690 | 33 | 112 | 6701 | 87 | 77 | [5 empty] | LED |  | Federally-Regulated Consumer Product | 03/06/2017 |  | 03/06/2017
Hunter Fan Co. | Hunter Fan Co. | 21899 |  |  |  |  | 1908 | 10 | 191 | 3792 | 30 | 126 | 6494 | 77 | 84 | [5 empty] | Incandescent |  | Non Federally-Regulated | 03/06/2017 |  | 03/06/2017
Hunter Fan Co. | Hunter Fan Co. | 21303 |  |  |  |  | 1431 | 147 | 10 | 2947 | 108 | 27 | 5331 | 78 | 68 | [5 empty] | None |  | Non Federally-Regulated | 03/06/2017 |  | 03/06/2017
Hunter Fan Co. | Hunter | 21345 | True |  | 3 | Yes | 2103 | 8 | 263 | 2054 | 16 | 128 | 3759 | 53 | 71 | [5 empty] | Incandescent |  | Federally-Regulated Consumer Product | 03/06/2017 |  | 03/06/2017
Hunter Fan Co. | Hunter | 21897 | True |  | 3 | Yes | 1908 | 10 | 191 | 3792 | 30 | 126 | 6494 | 77 | 84 | [5 empty] | Incandescent |  | Federally-Regulated Consumer Product | 03/06/2017 |  | 03/06/2017
Hunter Fan Co. | Hunter | 59516 | True |  | 3 | Yes | 1796 | 10 | 180 | 3074 | 26 | 118 | 4846 | 65 | 75 | [5 empty] | None |  | Federally-Regulated Consumer Product | 03/06/2017 |  | 03/06/2017
Hunter Fan Co. | Hunter Fan Co. | 23417 |  |  |  |  | 1186 | 9 | 132 | 2677 | 28 | 96 | 5325 | 89 | 60 | [5 empty] | Incandescent |  | Non Federally-Regulated | 03/06/2017 |  | 03/06/2017
Hunter Fan Co. | Hunter | 21182 | True |  | 3 | Yes | 1440 | 9 | 160 | 3469 | 31 | 112 | 6615 | 79 | 84 | [5 empty] | Incandescent |  | Federally-Regulated Consumer Product | 03/06/2017 |  | 03/06/2017
Hunter Fan Co. | Hunter | 54140 | True |  | 4 | Yes | 2881 | 23 | 125 | 3878 | 40 | 97 | 5407 | 78 | 69 | [5 empty] | Incandescent |  | Federally-Regulated Consumer Product | 03/06/2017 |  | 03/06/2017
Hunter Fan Co. | Hunter | 53236 | True |  | 3 | Yes | 1930 | 10 | 193 | 3252 | 27 | 120 | 5049 | 66 | 77 | [5 empty] | Incandescent |  | Federally-Regulated Consumer Product | 03/06/2017 |  | 03/06/2017
Hunter Fan Co. | Hunter Fan Co. | 28416 |  |  |  |  | 1626 | 9 | 181 | 3053 | 27 | 113 | 5251 | 66 | 80 | [5 empty] | None |  | Non Federally-Regulated | 03/06/2017 |  | 03/06/2017
Hunter Fan Co. | Hunter | 53021 | True |  | 3 | Yes | 2160 | 9 | 240 | 3330 | 24 | 139 | 5118 | 61 | 84 | [5 empty] | Incandescent |  | Federally-Regulated Consumer Product | 03/06/2017 |  | 03/06/2017
Hunter Fan Co. | Casablanca | 4626D | True |  | 4 | Yes | 1622 | 9 | 180 | 6691 | 89 | 75 | 3760 | 29 | 130 | [5 empty] | None |  | Federally-Regulated Consumer Product | 03/06/2017 |  | 03/06/2017
Hunter Fan Co. | Hunter | 59418 | True |  | 6 | Yes | 3731 | 6 | 622 | 6711 | 17 | 395 | 8651 | 35 | 247 | [5 empty] | None |  | Federally-Regulated Consumer Product | 03/06/2017 |  | 03/06/2017
Hunter Fan Co. | Hunter | 25820 | True |  | 3 | Yes | 1813 | 9 | 201 | 2598 | 19 | 137 | 4038 | 45 | 90 | [5 empty] | Compact Flourescent |  | Federally-Regulated Consumer Product | 03/06/2017 |  | 03/06/2017
Hunter Fan Co. | Hunter | 21899 | True |  | 3 | Yes | 1908 | 10 | 191 | 3792 | 30 | 126 | 6494 | 77 | 84 | [5 empty] | Incandescent |  | Federally-Regulated Consumer Product | 03/06/2017 |  | 03/06/2017
Hunter Fan Co. | Casablanca | 66D11G | True |  | 4 | Yes | 1236 | 5 | 247 | 6398 | 85 | 75 | 4555 | 46 | 99 | [5 empty] | None |  | Federally-Regulated Consumer Product | 03/06/2017 |  | 03/06/2017
Hunter Fan Co. | Hunter | 28122 | True |  | 3 | Yes | 2254 | 17 | 133 | 3704 | 36 | 103 | 5942 | 73 | 81 | [5 empty] | None |  | Federally-Regulated Consumer Product | 03/06/2017 |  | 03/06/2017
Hunter Fan Co. | Hunter | 53156 | True |  | 3 | Yes | 1857 | 10 | 186 | 3108 | 119 | 26 | 4859 | 64 | 76 | [5 empty] | Incandescent |  | Federally-Regulated Consumer Product | 03/06/2017 |  | 03/06/2017
Hunter Fan Co. | Hunter | 59148 | True |  | 3 | Yes | 2032 | 10 | 203 | 3416 | 25 | 137 | 5498 | 65 | 85 | [5 empty] | Incandescent |  | Federally-Regulated Consumer Product | 03/06/2017 |  | 03/06/2017
Hunter Fan Co. | Hunter | 20438 | True |  | 3 | Yes | 1200 | 8 | 150 | 2600 | 23 | 113 | 4600 | 62 | 74 | [5 empty] | Incandescent |  | Federally-Regulated Consumer Product | 03/06/2017 |  | 03/06/2017
Hunter Fan Co. | Hunter | 28788 | True |  | 3 | Yes | 1976 | 10 | 198 | 3354 | 27 | 124 | 5240 | 66 | 79 | [5 empty] | Compact Flourescent |  | Federally-Regulated Consumer Product | 03/06/2017 |  | 03/06/2017
Hunter Fan Co. | Hunter Fan Co. | 23537 |  |  |  |  | 1337 | 9 | 149 | 3663 | 33 | 111 | 6165 | 79 | 78 | [5 empty] | Incandescent |  | Non Federally-Regulated | 03/06/2017 |  | 03/06/2017
Hunter Fan Co. | Hunter Fan Co. | 28448 |  |  |  |  | 2098 | 12 | 175 | 4350 | 35 | 124 | 6638 | 81 | 82 | [5 empty] | None |  | Non Federally-Regulated | 03/06/2017 |  | 03/06/2017
Hunter Fan Co. | Hunter Fan Co. | 28537 |  |  |  |  | 2508 | 155 | 16 | 4120 | 106 | 39 | 6607 | 79 | 84 | [5 empty] | None |  | Non Federally-Regulated | 03/06/2017 |  | 03/06/2017
Hunter Fan Co. | Casablanca | C17G546A | True |  | 6 | Yes | 1488 | 8 | 186 | 6885 | 120 | 57 | 4059 | 39 | 104 | [5 empty] | Other |  | Federally-Regulated Consumer Product | 03/06/2017 |  | 03/06/2017
Hunter Fan Co. | Hunter Fan Co. | 27296 |  |  |  |  | 1544 | 9 | 172 | 3491 | 30 | 116 | 6624 | 88 | 75 | [5 empty] | Other |  | Non Federally-Regulated | 03/06/2017 |  | 03/06/2017
Hunter Fan Co. | Casablanca | C66U546B | True |  | 6 | Yes | 2312 | 6 | 385 | 6416 | 32 | 201 | 4349 | 13 | 335 | [5 empty] | None |  | Federally-Regulated Consumer Product | 03/06/2017 |  | 03/06/2017
Hunter Fan Co. | Hunter | 26420 | True |  | 3 | Yes | 1497 | 10 | 150 | 2835 | 21 | 135 | 5012 | 60 | 84 | [5 empty] | Incandescent |  | Federally-Regulated Consumer Product | 03/06/2017 |  | 03/06/2017
Hunter Fan Co. | Hunter | 21647 | True |  | 3 | Yes | 1602 | 10 | 160 | 3195 | 30 | 107 | 5559 | 76 | 73 | [5 empty] | Incandescent |  | Federally-Regulated Consumer Product | 03/06/2017 |  | 03/06/2017
Hunter Fan Co. | Hunter Fan Co. | 21579 |  |  |  |  | 1780 | 189 | 9 | 3326 | 126 | 26 | 5369 | 84 | 64 | [5 empty] | Incandescent |  | Non Federally-Regulated | 03/06/2017 |  | 03/06/2017
Hunter Fan Co. | Hunter Fan Co. | 25611 |  |  |  |  | 1403 | 9 | 156 | 2817 | 26 | 108 | 4696 | 62 | 76 | [5 empty] | Incandescent |  | Non Federally-Regulated | 03/06/2017 |  | 03/06/2017
Hunter Fan Co. | Hunter | 28775 | True |  | 3 | Yes | 1185 | 9 | 132 | 1989 | 18 | 111 | 3271 | 52 | 63 | [5 empty] | Incandescent |  | Federally-Regulated Consumer Product | 03/06/2017 |  | 03/06/2017
Hunter Fan Co. | Hunter Fan Co. | 21403 |  |  |  |  | 1407 | 9 | 156 | 3980 | 33 | 121 | 6558 | 82 | 80 | [5 empty] | None |  | Non Federally-Regulated | 03/06/2017 |  | 03/06/2017
Hunter Fan Co. | Hunter | 51004 | True |  | 3 | Yes | 925 | 8 | 116 | 1352 | 16 | 85 | 3202 | 57 | 56 | [5 empty] | Incandescent |  | Federally-Regulated Consumer Product | 03/06/2017 |  | 03/06/2017
Hunter Fan Co. | Hunter Fan Co. | 23971 |  |  |  |  | 1415 | 9 | 157 | 3461 | 30 | 115 | 6419 | 83 | 77 | [5 empty] | Incandescent |  | Non Federally-Regulated | 03/06/2017 |  | 03/06/2017
Hunter Fan Co. | Hunter | 21348 | True |  | 3 | Yes | 1291 | 7 | 184 | 1840 | 15 | 123 | 3350 | 49 | 68 | [5 empty] | Incandescent |  | Federally-Regulated Consumer Product | 03/06/2017 |  | 03/06/2017
Hunter Fan Co. | Hunter Fan Co. | 25482 |  |  |  |  | 1309 | 10 | 131 | 2796 | 29 | 96 | 4800 | 71 | 68 | [5 empty] | Incandescent |  | Non Federally-Regulated | 03/06/2017 |  | 03/06/2017
Hunter Fan Co. | Hunter Fan Co. | 23253 |  |  |  |  | 1620 | 8 | 203 | 3701 | 31 | 119 | 6963 | 91 | 77 | [5 empty] | None |  | Non Federally-Regulated | 03/06/2017 |  | 03/06/2017
Hunter Fan Co. | Hunter | 20168 | True |  | 3 | Yes | 1480 | 9 | 164 | 3095 | 26 | 119 | 5213 | 67 | 78 | [5 empty] | Incandescent |  | Federally-Regulated Consumer Product | 03/06/2017 |  | 03/06/2017
Hunter Fan Co. | Casablanca | 54007 | True |  | 4 | Yes | 1105 | 5 | 221 | 4123 | 39 | 106 | 6095 | 80 | 76 | [5 empty] | Compact Flourescent |  | Federally-Regulated Consumer Product | 03/06/2017 |  | 03/06/2017
Hunter Fan Co. | Hunter | 23746 | True |  | 3 | Yes | 1514 | 10 | 151 | 2932 | 28 | 105 | 5203 | 67 | 78 | [5 empty] | Incandescent |  | Federally-Regulated Consumer Product | 03/06/2017 |  | 03/06/2017
Hunter Fan Co. | Hunter Fan Co. | 28027 |  |  |  |  | 1526 | 8 | 191 | 3300 | 28 | 118 | 5732 | 81 | 71 | [5 empty] | Incandescent |  | Non Federally-Regulated | 03/06/2017 |  | 03/06/2017
Hunter Fan Co. | Hunter | 51038 | True |  | 3 | Yes | 1126 | 7 | 161 | 1778 | 15 | 119 | 3532 | 57 | 62 | [5 empty] | Incandescent |  | Federally-Regulated Consumer Product | 03/06/2017 |  | 03/06/2017
Hunter Fan Co. | Hunter | 25816 | True |  | 3 | Yes | 1933 | 9 | 215 | 3238 | 27 | 120 | 5066 | 67 | 76 | [5 empty] | Compact Flourescent |  | Federally-Regulated Consumer Product | 03/06/2017 |  | 03/06/2017
Hunter Fan Co. | Hunter | 59052 | True |  | 3 | Yes | 1966 | 13 | 151 | 3654 | 32 | 114 | 5847 | 72 | 81 | [5 empty] | Compact Flourescent |  | Federally-Regulated Consumer Product | 03/06/2017 |  | 03/06/2017
Hunter Fan Co. | Hunter | 59136 | True |  | 3 | Yes | 5014 | 30 | 167 | 6710 | 55 | 122 | 8926 | 97 | 92 | [5 empty] | None |  | Federally-Regulated Consumer Product | 03/06/2017 |  | 03/06/2017
Hunter Fan Co. | Hunter Fan Co. | 21607 |  |  |  |  | 1309 | 131 | 10 | 2796 | 96 | 29 | 4800 | 68 | 71 | [5 empty] | Incandescent |  | Non Federally-Regulated | 03/06/2017 |  | 03/06/2017
Hunter Fan Co. | Hunter | 59132 | True |  | 3 | Yes | 7384 | 27 | 273 | 9832 | 51 | 193 | 14258 | 109 | 131 | [5 empty] | None |  | Federally-Regulated Consumer Product | 03/06/2017 |  | 03/06/2017
Hunter Fan Co. | Hunter Fan Co. | 28007 |  |  |  |  | 1369 | 9 | 152 | 3568 | 30 | 119 | 6722 | 85 | 79 | [5 empty] | Incandescent |  | Non Federally-Regulated | 03/06/2017 |  | 03/06/2017
Hunter Fan Co. | Hunter Fan Co. | 20779 |  |  |  |  | 1464 | 157 | 9 | 3011 | 113 | 27 | 5609 | 75 | 75 | [5 empty] | Compact Flourescent |  | Non Federally-Regulated | 03/06/2017 |  | 03/06/2017
Hunter Fan Co. | Hunter Fan Co. | 25587 |  |  |  |  | 1403 | 154 | 9 | 2817 | 109 | 26 | 4696 | 75 | 63 | [5 empty] | Incandescent |  | Non Federally-Regulated | 03/06/2017 |  | 03/06/2017
Hunter Fan Co. | Hunter | 25753 | True |  | 3 | Yes | 1645 | 9 | 183 | 3596 | 30 | 120 | 5932 | 75 | 79 | [5 empty] | Incandescent |  | Federally-Regulated Consumer Product | 03/06/2017 |  | 03/06/2017
Hunter Fan Co. | Hunter Fan Co. | 28414 |  |  |  |  | 1626 | 9 | 181 | 3053 | 27 | 113 | 5251 | 66 | 80 | [5 empty] | None |  | Non Federally-Regulated | 03/06/2017 |  | 03/06/2017
Hunter Fan Co. | Casablanca | C10G11M | True |  | 6 | Yes | 1763 | 13 | 136 | 5832 | 72 | 81 | 3553 | 55 | 65 | [5 empty] | Other |  | Federally-Regulated Consumer Product | 03/06/2017 |  | 03/06/2017
Hunter Fan Co. | Casablanca | 84U4D | True |  | 3 | Yes | 1363 | 10 | 136 | 5114 | 68 | 75 | 3090 | 27 | 114 | [5 empty] | None |  | Federally-Regulated Consumer Product | 03/06/2017 |  | 03/06/2017
Hunter Fan Co. | Hunter | 23723 | True |  | 3 | Yes | 1514 | 10 | 151 | 2932 | 28 | 105 | 5203 | 67 | 78 | [5 empty] | Incandescent |  | Federally-Regulated Consumer Product | 03/06/2017 |  | 03/06/2017
Hunter Fan Co. | Hunter | 59039 | True |  | 3 | Yes | 2127 | 11 | 193 | 3577 | 29 | 123 | 6434 | 86 | 75 | [5 empty] | Incandescent |  | Federally-Regulated Consumer Product | 03/06/2017 |  | 03/06/2017
Hunter Fan Co. | Casablanca | 54121 | True |  | 4 | Yes | 1679 | 5 | 336 | 4455 | 40 | 111 | 6201 | 82 | 76 | [5 empty] | None |  | Federally-Regulated Consumer Product | 03/06/2017 |  | 03/06/2017
Hunter Fan Co. | Casablanca | 95546A | True |  | 6 | Yes | 747 | 41 | 18 | 6591 | 116 | 57 | 3360 | 76 | 44 | [5 empty] | None |  | Federally-Regulated Consumer Product | 03/06/2017 |  | 03/06/2017
Hunter Fan Co. | Hunter Fan Co. | 23967 |  |  |  |  | 1954 | 10 | 195 | 3945 | 31 | 127 | 6210 | 73 | 85 | [5 empty] | Incandescent |  | Non Federally-Regulated | 03/06/2017 |  | 03/06/2017
Hunter Fan Co. | Hunter | 28720 | True |  | 3 | Yes | 1514 | 10 | 151 | 2932 | 28 | 105 | 5203 | 67 | 78 | [5 empty] | Incandescent |  | Federally-Regulated Consumer Product | 03/06/2017 |  | 03/06/2017
Hunter Fan Co. | Hunter Fan Co. | 28473 |  |  |  |  | 1497 | 153 | 10 | 3086 | 115 | 27 | 5372 | 81 | 66 | [5 empty] | None |  | Non Federally-Regulated | 03/06/2017 |  | 03/06/2017
Hunter Fan Co. | Hunter | 23568 | True |  | 3 | Yes | 1925 | 10 | 193 | 3466 | 28 | 124 | 5498 | 58 | 95 | [5 empty] | None |  | Federally-Regulated Consumer Product | 03/06/2017 |  | 03/06/2017
Hunter Fan Co. | Hunter | 53127 | True |  | 3 | Yes | 2254 | 10 | 225 | 3516 | 26 | 135 | 5671 | 66 | 86 | [5 empty] | None |  | Federally-Regulated Consumer Product | 03/06/2017 |  | 03/06/2017
Hunter Fan Co. | Hunter | 59002 | True |  | 3 | Yes | 1034 | 8 | 129 | 1691 | 17 | 99 | 3532 | 65 | 54 | [5 empty] | LED |  | Federally-Regulated Consumer Product | 03/06/2017 |  | 03/06/2017
Hunter Fan Co. | Hunter Fan Co. | 23566 |  |  |  |  | 1925 | 10 | 193 | 3466 | 28 | 124 | 5498 | 58 | 95 | [5 empty] | None |  | Non Federally-Regulated | 03/06/2017 |  | 03/06/2017
Hunter Fan Co. | Hunter Fan Co. | 23982 |  |  |  |  | 1329 | 8 | 166 | 3924 | 33 | 119 | 6126 | 80 | 77 | [5 empty] | None |  | Non Federally-Regulated | 03/06/2017 |  | 03/06/2017
Hunter Fan Co. | Hunter | 52031 | True |  | 3 | Yes | 872 | 8 | 109 | 1512 | 17 | 89 | 3062 | 65 | 47 | [5 empty] | Incandescent |  | Federally-Regulated Consumer Product | 03/06/2017 |  | 03/06/2017
Hunter Fan Co. | Hunter | 53168 | True |  | 3 | Yes | 2033 | 10 | 203 | 3322 | 26 | 128 | 5237 | 65 | 81 | [5 empty] | Incandescent |  | Federally-Regulated Consumer Product | 03/06/2017 |  | 03/06/2017
Hunter Fan Co. | Hunter | 54061 | True |  | 3 | Yes | 2644 | 9 | 294 | 4291 | 27 | 159 | 7185 | 82 | 88 | [5 empty] | Compact Flourescent |  | Federally-Regulated Consumer Product | 03/06/2017 |  | 03/06/2017
Hunter Fan Co. | Casablanca | 46U73M | True |  | 3 | Yes | 1622 | 9 | 180 | 6691 | 89 | 75 | 3760 | 29 | 130 | [5 empty] | None |  | Federally-Regulated Consumer Product | 03/06/2017 |  | 03/06/2017
Hunter Fan Co. | Casablanca | 3211T | True |  | 6 | Yes | 1213 | 40 | 30 | 6251 | 112 | 56 | 3497 | 73 | 48 | [5 empty] | Other |  | Federally-Regulated Consumer Product | 03/06/2017 |  | 03/06/2017
Hunter Fan Co. | Casablanca | 79669D | True |  | 3 | Yes | 2052 | 9 | 228 | 7078 | 81 | 87 | 3698 | 30 | 123 | [5 empty] | None |  | Federally-Regulated Consumer Product | 03/06/2017 |  | 03/06/2017
Hunter Fan Co. | Hunter Fan Co. | 20345 |  |  |  |  | 1530 | 142 | 11 | 3094 | 108 | 29 | 5431 | 73 | 74 | [5 empty] | Incandescent |  | Non Federally-Regulated | 03/06/2017 |  | 03/06/2017
Hunter Fan Co. | Casablanca | 84U72D | True |  | 3 | Yes | 1363 | 10 | 136 | 5114 | 68 | 75 | 3090 | 27 | 114 | [5 empty] | None |  | Federally-Regulated Consumer Product | 03/06/2017 |  | 03/06/2017
Hunter Fan Co. | Casablanca | C19546K | True |  | 4 | Yes | 2269 | 15 | 151 | 6736 | 96 | 70 | 3964 | 33 | 120 | [5 empty] | None |  | Federally-Regulated Consumer Product | 03/06/2017 |  | 03/06/2017
Hunter Fan Co. | Casablanca | C21G667H | True |  | 3 | Yes | 1450 | 12 | 121 | 5093 | 67 | 76 | 3281 | 35 | 94 | [5 empty] | Other |  | Federally-Regulated Consumer Product | 03/06/2017 |  | 03/06/2017
Hunter Fan Co. | Hunter Fan Co. | 22413 |  |  |  |  | 1403 | 154 | 9 | 2817 | 109 | 26 | 4696 | 75 | 63 | [5 empty] | Incandescent |  | Non Federally-Regulated | 03/06/2017 |  | 03/06/2017
Hunter Fan Co. | Casablanca | 59098 | True |  | 4 | Yes | 1281 | 9 | 142 | 3835 | 41 | 94 | 6179 | 111 | 56 | [5 empty] | None |  | Federally-Regulated Consumer Product | 03/06/2017 |  | 03/06/2017
Hunter Fan Co. | Hunter Fan Co. | 27970 |  |  |  |  | 1415 | 9 | 157 | 3461 | 30 | 115 | 6419 | 83 | 77 | [5 empty] | Incandescent |  | Non Federally-Regulated | 03/06/2017 |  | 03/06/2017
Hunter Fan Co. | Hunter | 28686 | True |  | 3 | Yes | 1766 | 10 | 177 | 3156 | 27 | 117 | 5302 | 69 | 77 | [5 empty] | Compact Flourescent |  | Federally-Regulated Consumer Product | 03/06/2017 |  | 03/06/2017
Hunter Fan Co. | Hunter Fan Co. | 20510 |  |  |  |  | 1731 | 9 | 192 | 3556 | 29 | 123 | 5256 | 63 | 83 | [5 empty] | None |  | Non Federally-Regulated | 03/06/2017 |  | 03/06/2017
Hunter Fan Co. | Hunter Fan Co. | 22461 |  |  |  |  | 1403 | 154 | 9 | 2817 | 109 | 26 | 4696 | 75 | 63 | [5 empty] | Incandescent |  | Non Federally-Regulated | 03/06/2017 |  | 03/06/2017
Hunter Fan Co. | Casablanca | 59092 | True |  | 4 | Yes | 1942 | 11 | 177 | 3640 | 31 | 117 | 6566 | 90 | 73 | [5 empty] | LED |  | Federally-Regulated Consumer Product | 03/06/2017 |  | 03/06/2017
Hunter Fan Co. | Casablanca | 6688G | True |  | 4 | Yes | 1236 | 5 | 247 | 6398 | 85 | 75 | 4555 | 46 | 99 | [5 empty] | None |  | Federally-Regulated Consumer Product | 03/06/2017 |  | 03/06/2017
Hunter Fan Co. | Casablanca | 53188 | True |  | 4 | Yes | 2111 | 21 | 101 | 2680 | 34 | 79 | 3375 | 61 | 55 | [5 empty] | Compact Flourescent |  | Federally-Regulated Consumer Product | 03/06/2017 |  | 03/06/2017
Hunter Fan Co. | Casablanca | 59528 | True |  | 4 | Yes | 3902 | 24 | 163 | 5428 | 46 | 118 | 6865 | 82 | 84 | [5 empty] | None |  | Federally-Regulated Consumer Product | 03/06/2017 |  | 03/06/2017
Hunter Fan Co. | Hunter | 21648 | True |  | 3 | Yes | 1602 | 10 | 160 | 3195 | 30 | 107 | 5559 | 76 | 73 | [5 empty] | Incandescent |  | Federally-Regulated Consumer Product | 03/06/2017 |  | 03/06/2017
Hunter Fan Co. | Hunter | 21575 | True |  | 3 | Yes | 1452 | 9 | 161 | 2679 | 25 | 107 | 4873 | 63 | 77 | [5 empty] | Incandescent |  | Federally-Regulated Consumer Product | 03/06/2017 |  | 03/06/2017
Hunter Fan Co. | Hunter Fan Co. | 27413 |  |  |  |  | 1186 | 9 | 132 | 2677 | 28 | 96 | 5325 | 89 | 60 | [5 empty] | Incandescent |  | Non Federally-Regulated | 03/06/2017 |  | 03/06/2017
Hunter Fan Co. | Casablanca | 6673G | True |  | 4 | Yes | 1236 | 5 | 247 | 6398 | 85 | 75 | 4555 | 46 | 99 | [5 empty] | None |  | Federally-Regulated Consumer Product | 03/06/2017 |  | 03/06/2017
Hunter Fan Co. | Casablanca | 54120 | True |  | 4 | Yes | 1679 | 5 | 336 | 4455 | 40 | 111 | 6201 | 82 | 76 | [5 empty] | None |  | Federally-Regulated Consumer Product | 03/06/2017 |  | 03/06/2017
Hunter Fan Co. | Casablanca | 54105 | True |  | 4 | Yes | 2648 | 22 | 120 | 3161 | 36 | 88 | 4388 | 78 | 56 | [5 empty] | Incandescent |  | Federally-Regulated Consumer Product | 03/06/2017 |  | 03/06/2017
Hunter Fan Co. | Hunter | 53070 | True |  | 3 | Yes | 1194 | 10 | 119 | 1855 | 26 | 71 | 2852 | 65 | 44 | [5 empty] | None |  | Federally-Regulated Consumer Product | 03/06/2017 |  | 03/06/2017
Hunter Fan Co. | Hunter | 21571 | True |  | 3 | Yes | 1638 | 10 | 164 | 3445 | 31 | 111 | 5913 | 78 | 76 | [5 empty] | None |  | Federally-Regulated Consumer Product | 03/06/2017 |  | 03/06/2017
Hunter Fan Co. | Hunter Fan Co. | 23255 |  |  |  |  | 1620 | 8 | 203 | 3701 | 31 | 119 | 6963 | 91 | 77 | [5 empty] | None |  | Non Federally-Regulated | 03/06/2017 |  | 03/06/2017
Hunter Fan Co. | Hunter | 21729 | True |  | 3 | Yes | 1038 | 8 | 130 | 1914 | 16 | 120 | 3478 | 50 | 70 | [5 empty] | Incandescent |  | Federally-Regulated Consumer Product | 03/06/2017 |  | 03/06/2017
Hunter Fan Co. | Hunter Fan Co. | 27487 |  |  |  |  | 1403 | 9 | 156 | 2817 | 26 | 108 | 4696 | 62 | 76 | [5 empty] | Incandescent |  | Non Federally-Regulated | 03/06/2017 |  | 03/06/2017
Hunter Fan Co. | Hunter Fan Co. | 27740 |  |  |  |  | 1683 | 11 | 153 | 3143 | 31 | 101 | 6274 | 88 | 71 | [5 empty] | None |  | Non Federally-Regulated | 03/06/2017 |  | 03/06/2017
Hunter Fan Co. | Casablanca | 66668A | True |  | 4 | Yes | 1236 | 5 | 247 | 6398 | 85 | 75 | 4555 | 46 | 99 | [5 empty] | None |  | Federally-Regulated Consumer Product | 03/06/2017 |  | 03/06/2017
Hunter Fan Co. | Hunter | 23251 | True |  | 3 | Yes | 1620 | 8 | 203 | 3701 | 31 | 119 | 6963 | 91 | 77 | [5 empty] | None |  | Federally-Regulated Consumer Product | 03/06/2017 |  | 03/06/2017
Hunter Fan Co. | Hunter | 53060 | True |  | 3 | Yes | 1984 | 9 | 220 | 3376 | 26 | 130 | 5537 | 71 | 78 | [5 empty] | None |  | Federally-Regulated Consumer Product | 03/06/2017 |  | 03/06/2017
Hunter Fan Co. | Hunter Fan Co. | 21188 |  |  |  |  | 1697 | 154 | 11 | 3497 | 125 | 28 | 5937 | 83 | 72 | [5 empty] | Compact Flourescent |  | Non Federally-Regulated | 03/06/2017 |  | 03/06/2017
Hunter Fan Co. | Hunter | 53134 | True |  | 3 | Yes | 1825 | 10 | 183 | 3118 | 26 | 120 | 4917 | 64 | 77 | [5 empty] | Incandescent |  | Federally-Regulated Consumer Product | 03/06/2017 |  | 03/06/2017
Hunter Fan Co. | Hunter Fan Co. | 51071 | True |  | 3 | Yes | 1126 | 7 | 161 | 1778 | 15 | 119 | 3532 | 57 | 62 | [5 empty] | Incandescent |  | Federally-Regulated Consumer Product | 03/06/2017 |  | 03/06/2017
Hunter Fan Co. | Hunter Fan Co. | 25481 |  |  |  |  | 1309 | 10 | 131 | 2796 | 29 | 96 | 4800 | 71 | 68 | [5 empty] | Incandescent |  | Non Federally-Regulated | 03/06/2017 |  | 03/06/2017
Hunter Fan Co. | Hunter | 53110 | True |  | 3 | Yes | 1918 | 10 | 192 | 3129 | 25 | 125 | 4773 | 65 | 73 | [5 empty] | Incandescent |  | Federally-Regulated Consumer Product | 03/06/2017 |  | 03/06/2017
Hunter Fan Co. | Hunter Fan Co. | 21543 |  |  |  |  | 1333 | 8 | 167 | 2853 | 25 | 114 | 4984 | 72 | 69 | [5 empty] | Incandescent |  | Non Federally-Regulated | 03/06/2017 |  | 03/06/2017
Hunter Fan Co. | Hunter | 53038 | True |  | 3 | Yes | 1903 | 10 | 190 | 3174 | 27 | 118 | 5010 | 66 | 76 | [5 empty] | None |  | Federally-Regulated Consumer Product | 03/06/2017 |  | 03/06/2017
Hunter Fan Co. | Casablanca | 59097 | True |  | 4 | Yes | 1281 | 9 | 142 | 3835 | 41 | 94 | 6179 | 111 | 56 | [5 empty] | None |  | Federally-Regulated Consumer Product | 03/06/2017 |  | 03/06/2017
Hunter Fan Co. | Hunter | 52087 | True |  | 3 | Yes | 1188 | 7 | 170 | 1897 | 16 | 119 | 3422 | 64 | 53 | [5 empty] | Incandescent |  | Federally-Regulated Consumer Product | 03/06/2017 |  | 03/06/2017
Hunter Fan Co. | Hunter | 28778A | True |  | 3 | Yes | 1922 | 9 | 214 | 3232 | 26 | 124 | 5018 | 67 | 75 | [5 empty] | Incandescent |  | Federally-Regulated Consumer Product | 03/06/2017 |  | 03/06/2017
Hunter Fan Co. | Casablanca | 59105 | True |  | 6 | Yes | 2013 | 3 | 671 | 4504 | 12 | 375 | 6142 | 32 | 192 | [5 empty] | Incandescent |  | Federally-Regulated Consumer Product | 03/06/2017 |  | 03/06/2017
Hunter Fan Co. | Casablanca | 84U11D | True |  | 3 | Yes | 1363 | 10 | 136 | 5114 | 68 | 75 | 3090 | 27 | 114 | [5 empty] | None |  | Federally-Regulated Consumer Product | 03/06/2017 |  | 03/06/2017
Hunter Fan Co. | Hunter Fan Co. | 23965 |  |  |  |  | 1482 | 10 | 148 | 2975 | 27 | 110 | 5011 | 67 | 75 | [5 empty] | Incandescent |  | Non Federally-Regulated | 03/06/2017 |  | 03/06/2017
Hunter Fan Co. | Hunter | 53122 | True |  | 3 | Yes | 2103 | 10 | 210 | 3314 | 26 | 127 | 5226 | 65 | 80 | [5 empty] | Incandescent |  | Federally-Regulated Consumer Product | 03/06/2017 |  | 03/06/2017
Hunter Fan Co. | Hunter Fan Co. | 23699 |  |  |  |  | 1318 | 9 | 146 | 3350 | 31 | 108 | 6169 | 77 | 80 | [5 empty] | None |  | Non Federally-Regulated | 03/06/2017 |  | 03/06/2017
Hunter Fan Co. | Hunter Fan Co. | 23895 |  |  |  |  | 1720 | 10 | 172 | 3967 | 32 | 124 | 6184 | 76 | 81 | [5 empty] | Incandescent |  | Non Federally-Regulated | 03/06/2017 |  | 03/06/2017
Hunter Fan Co. | Hunter Fan Co. | 28534 |  |  |  |  | 1430 | 7 | 204 | 4346 | 42 | 103 | 5836 | 70 | 83 | [5 empty] | None |  | Non Federally-Regulated | 03/06/2017 |  | 03/06/2017
Hunter Fan Co. | Hunter | 52019 | True |  | 3 | Yes | 1483 | 7 | 212 | 2309 | 16 | 144 | 4614 | 64 | 72 | [5 empty] | Compact Flourescent |  | Federally-Regulated Consumer Product | 03/06/2017 |  | 03/06/2017
Hunter Fan Co. | Hunter Fan Co. | 21617 |  |  |  |  | 1719 | 11 | 156 | 3690 | 33 | 112 | 6707 | 87 | 77 | [5 empty] | Compact Flourescent |  | Non Federally-Regulated | 03/06/2017 |  | 03/06/2017
Hunter Fan Co. | Hunter | 28714 | True |  | 3 | Yes | 1653 | 9 | 184 | 2464 | 19 | 130 | 4137 | 55 | 75 | [5 empty] | None |  | Federally-Regulated Consumer Product | 03/06/2017 |  | 03/06/2017
Hunter Fan Co. | Hunter Fan Co. | 28110 |  |  |  |  | 2040 | 13 | 157 | 4025 | 34 | 118 | 6538 | 75 | 87 | [5 empty] | Other |  | Non Federally-Regulated | 03/06/2017 |  | 03/06/2017
Hunter Fan Co. | Casablanca | 54028 | True |  | 4 | Yes | 1488 | 5 | 298 | 4415 | 39 | 113 | 6496 | 83 | 78 | [5 empty] | None |  | Federally-Regulated Consumer Product | 03/06/2017 |  | 03/06/2017
Hunter Fan Co. | Hunter | 21894 | True |  | 3 | Yes | 1440 | 12 | 120 | 3030 | 30 | 101 | 5005 | 66 | 76 | [5 empty] | Incandescent |  | Federally-Regulated Consumer Product | 03/06/2017 |  | 03/06/2017
Hunter Fan Co. | Casablanca | 55019 | True |  | 4 | Yes | 2136 | 11 | 194 | 5224 | 51 | 102 | 6903 | 87 | 79 | [5 empty] | None |  | Federally-Regulated Consumer Product | 03/06/2017 |  | 03/06/2017
Hunter Fan Co. | Hunter | 52011 | True |  | 3 | Yes | 783 | 7 | 112 | 1881 | 17 | 111 | 3340 | 65 | 51 | [5 empty] | Incandescent |  | Federally-Regulated Consumer Product | 03/06/2017 |  | 03/06/2017
Hunter Fan Co. | Hunter Fan Co. | 22460 |  |  |  |  | 1403 | 9 | 156 | 2817 | 26 | 108 | 4696 | 62 | 76 | [5 empty] | Incandescent |  | Non Federally-Regulated | 03/06/2017 |  | 03/06/2017
Hunter Fan Co. | Casablanca | 66H11F | True |  | 4 | Yes | 1236 | 5 | 247 | 6398 | 85 | 75 | 4555 | 46 | 99 | [5 empty] | None |  | Federally-Regulated Consumer Product | 03/06/2017 |  | 03/06/2017
Hunter Fan Co. | Casablanca | 54005 | True |  | 4 | Yes | 1105 | 5 | 221 | 4123 | 39 | 106 | 6095 | 80 | 76 | [5 empty] | Compact Flourescent |  | Federally-Regulated Consumer Product | 03/06/2017 |  | 03/06/2017
Hunter Fan Co. | Hunter | 53160 | True |  | 3 | Yes | 1760 | 10 | 176 | 3073 | 25 | 123 | 5132 | 65 | 79 | [5 empty] | Incandescent |  | Federally-Regulated Consumer Product | 03/06/2017 |  | 03/06/2017
Hunter Fan Co. | Hunter | 53126 | True |  | 3 | Yes | 2254 | 10 | 225 | 3516 | 26 | 135 | 5671 | 66 | 86 | [5 empty] | None |  | Federally-Regulated Consumer Product | 03/06/2017 |  | 03/06/2017
Hunter Fan Co. | Hunter Fan Co. | 26416 |  |  |  |  | 1497 | 150 | 10 | 2835 | 134 | 21 | 5012 | 84 | 60 | [5 empty] | Incandescent |  | Non Federally-Regulated | 03/06/2017 |  | 03/06/2017
Hunter Fan Co. | Hunter | 53273 | True |  | 3 | Yes | 2286 | 10 | 229 | 3507 | 25 | 140 | 5097 | 63 | 81 | [5 empty] | Compact Flourescent |  | Federally-Regulated Consumer Product | 03/06/2017 |  | 03/06/2017
Hunter Fan Co. | Hunter | 52003 | True |  | 3 | Yes | 1605 | 7 | 229 | 2429 | 15 | 162 | 4304 | 63 | 68 | [5 empty] | Incandescent |  | Federally-Regulated Consumer Product | 03/06/2017 |  | 03/06/2017
Hunter Fan Co. | Hunter | 20552 | True |  | 3 | Yes | 1402 | 9 | 156 | 2847 | 25 | 114 | 5387 | 70 | 77 | [5 empty] | Incandescent |  | Federally-Regulated Consumer Product | 03/06/2017 |  | 03/06/2017
Hunter Fan Co. | Hunter | 54094 | True |  | 3 | Yes | 1911 | 10 | 191 | 3207 | 27 | 119 | 5413 | 82 | 66 | [5 empty] | Incandescent |  | Federally-Regulated Consumer Product | 03/06/2017 |  | 03/06/2017
Hunter Fan Co. | Hunter | 28416 | True |  | 3 | Yes | 1626 | 9 | 181 | 3053 | 27 | 113 | 5251 | 66 | 80 | [5 empty] | None |  | Federally-Regulated Consumer Product | 03/06/2017 |  | 03/06/2017
Hunter Fan Co. | Hunter Fan Co. | 25612 |  |  |  |  | 1403 | 9 | 156 | 2817 | 26 | 108 | 4696 | 62 | 76 | [5 empty] | Incandescent |  | Non Federally-Regulated | 03/06/2017 |  | 03/06/2017
Hunter Fan Co. | Hunter Fan Co. | 27578 |  |  |  |  | 1566 | 8 | 196 | 3401 | 29 | 117 | 6045 | 80 | 76 | [5 empty] | Incandescent |  | Non Federally-Regulated | 03/06/2017 |  | 03/06/2017
Hunter Fan Co. | Hunter Fan Co. | 28161 |  |  |  |  | 1127 | 9 | 125 | 3395 | 34 | 100 | 5635 | 81 | 70 | [5 empty] | None |  | Non Federally-Regulated | 03/06/2017 |  | 03/06/2017
Hunter Fan Co. | Hunter | 22435 | True |  | 3 | Yes | 1499 | 10 | 150 | 2941 | 27 | 109 | 5091 | 66 | 77 | [5 empty] | Incandescent |  | Federally-Regulated Consumer Product | 03/06/2017 |  | 03/06/2017
Hunter Fan Co. | Hunter | 28465 | True |  | 3 | Yes | 2098 | 12 | 175 | 4350 | 35 | 124 | 6638 | 81 | 82 | [5 empty] | None |  | Federally-Regulated Consumer Product | 03/06/2017 |  | 03/06/2017
Hunter Fan Co. | Hunter Fan Co. | 28181 |  |  |  |  | 1329 | 8 | 166 | 3924 | 33 | 119 | 6126 | 80 | 77 | [5 empty] | None |  | Non Federally-Regulated | 03/06/2017 |  | 03/06/2017
Hunter Fan Co. | Hunter Fan Co. | 23300 |  |  |  |  | 1804 | 11 | 164 | 3556 | 32 | 111 | 6133 | 76 | 81 | [5 empty] | Incandescent |  | Non Federally-Regulated | 03/06/2017 |  | 03/06/2017
Hunter Fan Co. | Hunter Fan Co. | 28612 |  |  |  |  | 1626 | 9 | 181 | 3053 | 27 | 113 | 5251 | 66 | 80 | [5 empty] | Incandescent |  | Non Federally-Regulated | 03/06/2017 |  | 03/06/2017
Hunter Fan Co. | Hunter Fan Co. | 24526 |  |  |  |  | 1731 | 9 | 192 | 3556 | 29 | 123 | 5256 | 63 | 83 | [5 empty] | None |  | Non Federally-Regulated | 03/06/2017 |  | 03/06/2017
Hunter Fan Co. | Hunter Fan Co. | 28121 |  |  |  |  | 2234 | 17 | 131 | 3704 | 36 | 103 | 5942 | 73 | 81 | [5 empty] | None |  | Non Federally-Regulated | 03/06/2017 |  | 03/06/2017
Hunter Fan Co. | Hunter Fan Co. | 24932 |  |  |  |  | 1720 | 10 | 172 | 3967 | 32 | 124 | 6184 | 76 | 81 | [5 empty] | Incandescent |  | Non Federally-Regulated | 03/06/2017 |  | 03/06/2017
Hunter Fan Co. | Casablanca | 7711D | True |  | 4 | Yes | 1949 | 9 | 217 | 6152 | 80 | 77 | 3690 | 30 | 123 | [5 empty] | None |  | Federally-Regulated Consumer Product | 03/06/2017 |  | 03/06/2017
Hunter Fan Co. | Hunter | 23931 | True |  | 3 | Yes | 1526 | 10 | 153 | 3612 | 31 | 117 | 5839 | 72 | 81 | [5 empty] | Incandescent |  | Federally-Regulated Consumer Product | 03/06/2017 |  | 03/06/2017
Hunter Fan Co. | Casablanca | C30G45L | True |  | 3 | Yes | 891 | 12 | 74 | 3135 | 72 | 44 | 1942 | 33 | 59 | [5 empty] | Other |  | Federally-Regulated Consumer Product | 03/06/2017 |  | 03/06/2017
Hunter Fan Co. | Casablanca | C66U11B | True |  | 6 | Yes | 2312 | 6 | 385 | 6416 | 32 | 201 | 4349 | 13 | 335 | [5 empty] | None |  | Federally-Regulated Consumer Product | 03/06/2017 |  | 03/06/2017
Hunter Fan Co. | Hunter Fan Co. | 23689 |  |  |  |  | 1453 | 10 | 145 | 2800 | 26 | 108 | 4953 | 69 | 72 | [5 empty] | Incandescent |  | Non Federally-Regulated | 03/06/2017 |  | 03/06/2017
Hunter Fan Co. | Hunter Fan Co. | 21410 |  |  |  |  | 1606 | 10 | 161 | 3567 | 30 | 119 | 7030 | 92 | 76 | [5 empty] | Incandescent |  | Non Federally-Regulated | 03/06/2017 |  | 03/06/2017
Hunter Fan Co. | Hunter | 21876 | True |  | 3 | Yes | 2231 | 10 | 223 | 3810 | 30 | 127 | 7114 | 107 | 66 | [5 empty] | Compact Flourescent |  | Federally-Regulated Consumer Product | 03/06/2017 |  | 03/06/2017
Hunter Fan Co. | Hunter | 22455 | True |  | 3 | Yes | 1393 | 9 | 155 | 2765 | 25 | 111 | 4905 | 63 | 78 | [5 empty] | Incandescent |  | Federally-Regulated Consumer Product | 03/06/2017 |  | 03/06/2017
Hunter Fan Co. | Hunter | 25815 | True |  | 3 | Yes | 1408 | 9 | 156 | 2102 | 18 | 117 | 3081 | 42 | 73 | [5 empty] | Incandescent |  | Federally-Regulated Consumer Product | 03/06/2017 |  | 03/06/2017
Hunter Fan Co. | Hunter Fan Co. | 28472 |  |  |  |  | 1677 | 178 | 9 | 3519 | 114 | 31 | 6499 | 78 | 83 | [5 empty] | None |  | Non Federally-Regulated | 03/06/2017 |  | 03/06/2017
Hunter Fan Co. | Hunter | 20715 | True |  | 3 | Yes | 1793 | 9 | 199 | 3706 | 30 | 124 | 6565 | 80 | 82 | [5 empty] | Incandescent |  | Federally-Regulated Consumer Product | 03/06/2017 |  | 03/06/2017
Hunter Fan Co. | Hunter Fan Co. | 28172 |  |  |  |  | 1109 | 7 | 158 | 2933 | 27 | 109 | 6466 | 110 | 59 | [5 empty] | None |  | Non Federally-Regulated | 03/06/2017 |  | 03/06/2017
Hunter Fan Co. | Casablanca | C38G199K | True |  | 4 | Yes | 3616 | 28 | 129 | 5878 | 75 | 78 | 4667 | 48 | 97 | [5 empty] | None |  | Federally-Regulated Consumer Product | 03/06/2017 |  | 03/06/2017
Hunter Fan Co. | Casablanca | 54000 | True |  | 4 | Yes | 1510 | 5 | 302 | 4278 | 39 | 110 | 6125 | 78 | 79 | [5 empty] | None |  | Federally-Regulated Consumer Product | 03/06/2017 |  | 03/06/2017
Hunter Fan Co. | Hunter Fan Co. | 26487 |  |  |  |  | 1408 | 156 | 9 | 3451 | 110 | 31 | 6156 | 81 | 76 | [5 empty] | None |  | Non Federally-Regulated | 03/06/2017 |  | 03/06/2017
Hunter Fan Co. | Hunter | 52116 | True |  | 3 | Yes | 1737 | 7 | 248 | 2566 | 16 | 160 | 4683 | 63 | 74 | [5 empty] | Incandescent |  | Federally-Regulated Consumer Product | 03/06/2017 |  | 03/06/2017
Hunter Fan Co. | Casablanca | C25G624F | True |  | 3 | Yes | 2650 | 20 | 133 | 8173 | 97 | 84 | 4157 | 37 | 112 | [5 empty] | Other |  | Federally-Regulated Consumer Product | 03/06/2017 |  | 03/06/2017
Hunter Fan Co. | Hunter Fan Co. | 28146 |  |  |  |  | 1318 | 188 | 7 | 3415 | 111 | 31 | 6751 | 61 | 111 | [5 empty] | None |  | Non Federally-Regulated | 03/06/2017 |  | 03/06/2017
Hunter Fan Co. | Hunter | 24852 | True |  | 3 | Yes | 1000 | 9 | 111 | 1500 | 18 | 83 | 3000 | 52 | 58 | [5 empty] | None |  | Federally-Regulated Consumer Product | 03/06/2017 |  | 03/06/2017
Hunter Fan Co. | Casablanca | P2G546H | True |  | 4 | Yes | 1686 | 10 | 169 | 5909 | 69 | 86 | 3838 | 31 | 124 | [5 empty] | Incandescent |  | Federally-Regulated Consumer Product | 03/06/2017 |  | 03/06/2017
Hunter Fan Co. | Hunter Fan Co. | 22720 |  |  |  |  | 1630 | 194 | 8 | 3353 | 123 | 27 | 6228 | 77 | 81 | [5 empty] | Incandescent |  | Non Federally-Regulated | 03/06/2017 |  | 03/06/2017
Hunter Fan Co. | Hunter Fan Co. | 25602 |  |  |  |  | 2706 | 17 | 159 | 4545 | 35 | 130 | 7501 | 82 | 91 | [5 empty] | None |  | Non Federally-Regulated | 03/06/2017 |  | 03/06/2017
Hunter Fan Co. | Hunter | 28488 | True |  | 3 | Yes | 1400 | 8 | 175 | 4900 | 32 | 153 | 8500 | 88 | 97 | [5 empty] | None |  | Federally-Regulated Consumer Product | 03/06/2017 |  | 03/06/2017
Hunter Fan Co. | Hunter | 23908 | True |  | 3 | Yes | 511 | 8 | 64 | 751 | 17 | 44 | 2049 | 55 | 37 | [5 empty] | Incandescent |  | Federally-Regulated Consumer Product | 03/06/2017 |  | 03/06/2017
Hunter Fan Co. | Hunter | 59000 | True |  | 3 | Yes | 1767 | 9 | 196 | 2653 | 18 | 147 | 4646 | 54 | 86 | [5 empty] | Incandescent |  | Federally-Regulated Consumer Product | 03/06/2017 |  | 03/06/2017
Hunter Fan Co. | Hunter | 52020 | True |  | 3 | Yes | 1087 | 7 | 155 | 1935 | 16 | 121 | 4171 | 65 | 64 | [5 empty] | Incandescent |  | Federally-Regulated Consumer Product | 03/06/2017 |  | 03/06/2017
Hunter Fan Co. | Casablanca | 59070 | True |  | 4 | Yes | 3637 | 28 | 130 | 4545 | 43 | 106 | 6487 | 85 | 76 | [5 empty] | Incandescent |  | Federally-Regulated Consumer Product | 03/06/2017 |  | 03/06/2017
Hunter Fan Co. | Hunter Fan Co. | 28449 |  |  |  |  | 2098 | 12 | 175 | 4350 | 35 | 124 | 6638 | 81 | 82 | [5 empty] | None |  | Non Federally-Regulated | 03/06/2017 |  | 03/06/2017
Hunter Fan Co. | Hunter | 20593 | True |  | 3 | Yes | 2036 | 9 | 226 | 3369 | 26 | 130 | 5722 | 73 | 78 | [5 empty] | Compact Flourescent |  | Federally-Regulated Consumer Product | 03/06/2017 |  | 03/06/2017
Hunter Fan Co. | Hunter Fan Co. | 28611 |  |  |  |  | 1626 | 9 | 181 | 3053 | 27 | 113 | 5251 | 66 | 80 | [5 empty] | Incandescent |  | Non Federally-Regulated | 03/06/2017 |  | 03/06/2017
Hunter Fan Co. | Hunter | 28777 | True |  | 3 | Yes | 1922 | 9 | 214 | 3232 | 26 | 124 | 5018 | 67 | 75 | [5 empty] | Incandescent |  | Federally-Regulated Consumer Product | 03/06/2017 |  | 03/06/2017
Hunter Fan Co. | Casablanca | 66H72F | True |  | 4 | Yes | 1236 | 5 | 247 | 6398 | 85 | 75 | 4555 | 46 | 99 | [5 empty] | None |  | Federally-Regulated Consumer Product | 03/06/2017 |  | 03/06/2017
Hunter Fan Co. | Hunter Fan Co. | 23685 |  |  |  |  | 1493 | 8 | 187 | 4136 | 34 | 122 | 6940 | 83 | 84 | [5 empty] | None |  | Non Federally-Regulated | 03/06/2017 |  | 03/06/2017
Hunter Fan Co. | Casablanca | 59164 | True |  | 6 | Yes | 2013 | 3 | 671 | 4504 | 12 | 375 | 6142 | 32 | 192 | [5 empty] | LED |  | Federally-Regulated Consumer Product | 03/06/2017 |  | 03/06/2017
Hunter Fan Co. | Hunter | 28031 | True |  | 3 | Yes | 1228 | 12 | 102 | 2180 | 29 | 75 | 3170 | 54 | 59 | [5 empty] | Incandescent |  | Federally-Regulated Consumer Product | 03/06/2017 |  | 03/06/2017
Hunter Fan Co. | Hunter | 53271 | True |  | 3 | Yes | 2107 | 9 | 234 | 3405 | 25 | 136 | 5137 | 65 | 79 | [5 empty] | Compact Flourescent |  | Federally-Regulated Consumer Product | 03/06/2017 |  | 03/06/2017
Hunter Fan Co. | Hunter | 23255 | True |  | 3 | Yes | 1620 | 8 | 203 | 3701 | 31 | 119 | 6963 | 91 | 77 | [5 empty] | None |  | Federally-Regulated Consumer Product | 03/06/2017 |  | 03/06/2017
Hunter Fan Co. | Hunter | 52077 | True |  | 3 | Yes | 1487 | 7 | 212 | 2161 | 16 | 135 | 4509 | 66 | 68 | [5 empty] | Incandescent |  | Federally-Regulated Consumer Product | 03/06/2017 |  | 03/06/2017
Hunter Fan Co. | Hunter Fan Co. | 28459 |  |  |  |  | 1531 | 152 | 10 | 2624 | 96 | 27 | 5148 | 75 | 69 | [5 empty] | Compact Flourescent |  | Non Federally-Regulated | 03/06/2017 |  | 03/06/2017
Hunter Fan Co. | Hunter Fan Co. | 23294 |  |  |  |  | 1887 | 10 | 189 | 3828 | 29 | 132 | 6163 | 74 | 83 | [5 empty] | Incandescent |  | Non Federally-Regulated | 03/06/2017 |  | 03/06/2017
Hunter Fan Co. | Hunter Fan Co. | 28482 |  |  |  |  | 1718 | 168 | 10 | 3771 | 130 | 29 | 6786 | 85 | 80 | [5 empty] | Incandescent |  | Non Federally-Regulated | 03/06/2017 |  | 03/06/2017
Hunter Fan Co. | Hunter | 28689 | True |  | 3 | Yes | 1295 | 8 | 162 | 2058 | 16 | 129 | 4139 | 55 | 75 | [5 empty] | Compact Flourescent |  | Federally-Regulated Consumer Product | 03/06/2017 |  | 03/06/2017
Hunter Fan Co. | Hunter Fan Co. | 21608 |  |  |  |  | 1309 | 131 | 10 | 2796 | 96 | 29 | 4800 | 68 | 71 | [5 empty] | Incandescent |  | Non Federally-Regulated | 03/06/2017 |  | 03/06/2017
Hunter Fan Co. | Hunter | 23919 | True |  | 3 | Yes | 2070 | 11 | 188 | 3731 | 31 | 120 | 6565 | 92 | 71 | [5 empty] | Incandescent |  | Federally-Regulated Consumer Product | 03/06/2017 |  | 03/06/2017
Hunter Fan Co. | Hunter Fan Co. | 28074 |  |  |  |  | 1548 | 10 | 155 | 2932 | 27 | 109 | 5032 | 65 | 77 | [5 empty] | Incandescent |  | Non Federally-Regulated | 03/06/2017 |  | 03/06/2017
Hunter Fan Co. | Casablanca | 74U11D | True |  | 3 | Yes | 353 | 9 | 39 | 4134 | 60 | 69 | 1499 | 26 | 58 | [5 empty] | None |  | Federally-Regulated Consumer Product | 03/06/2017 |  | 03/06/2017
Hunter Fan Co. | Hunter Fan Co. | 23296 |  |  |  |  | 1544 | 9 | 172 | 3491 | 30 | 116 | 6624 | 88 | 75 | [5 empty] | Other |  | Non Federally-Regulated | 03/06/2017 |  | 03/06/2017
Hunter Fan Co. | Hunter Fan Co. | 21603 |  |  |  |  | 1309 | 10 | 131 | 2796 | 29 | 96 | 4800 | 71 | 68 | [5 empty] | Incandescent |  | Non Federally-Regulated | 03/06/2017 |  | 03/06/2017
Hunter Fan Co. | Hunter | 22465 | True |  | 3 | Yes | 1393 | 9 | 155 | 2765 | 25 | 111 | 4905 | 63 | 78 | [5 empty] | Incandescent |  | Federally-Regulated Consumer Product | 03/06/2017 |  | 03/06/2017
Hunter Fan Co. | Hunter | 54062 | True |  | 3 | Yes | 2644 | 9 | 294 | 4291 | 27 | 159 | 7185 | 82 | 88 | [5 empty] | Compact Flourescent |  | Federally-Regulated Consumer Product | 03/06/2017 |  | 03/06/2017
Hunter Fan Co. | Hunter | 22431 | True |  | 3 | Yes | 1393 | 9 | 155 | 2765 | 25 | 111 | 4905 | 63 | 78 | [5 empty] | Incandescent |  | Federally-Regulated Consumer Product | 03/06/2017 |  | 03/06/2017
Hunter Fan Co. | Hunter | 59009 | True |  | 4 | Yes | 1476 | 10 | 148 | 2881 | 28 | 103 | 4715 | 77 | 61 | [5 empty] | Incandescent |  | Federally-Regulated Consumer Product | 03/06/2017 |  | 03/06/2017
Hunter Fan Co. | Hunter Fan Co. | 28155 |  |  |  |  | 1374 | 191 | 7 | 3563 | 109 | 33 | 7464 | 69 | 108 | [5 empty] | None |  | Non Federally-Regulated | 03/06/2017 |  | 03/06/2017
Hunter Fan Co. | Hunter Fan Co. | 28443 |  |  |  |  | 1692 | 11 | 154 | 3167 | 30 | 106 | 4683 | 66 | 71 | [5 empty] | Incandescent |  | Non Federally-Regulated | 03/06/2017 |  | 03/06/2017
Hunter Fan Co. | Hunter | 23970 | True |  | 3 | Yes | 1415 | 9 | 157 | 3461 | 30 | 115 | 6419 | 83 | 77 | [5 empty] | Incandescent |  | Federally-Regulated Consumer Product | 03/06/2017 |  | 03/06/2017
Hunter Fan Co. | Casablanca | 9573T | True |  | 6 | Yes | 747 | 41 | 18 | 6591 | 116 | 57 | 3360 | 76 | 44 | [5 empty] | None |  | Federally-Regulated Consumer Product | 03/06/2017 |  | 03/06/2017
Hunter Fan Co. | Hunter Fan Co. | 23260 |  |  |  |  | 1620 | 8 | 203 | 3701 | 31 | 119 | 6963 | 91 | 77 | [5 empty] | None |  | Non Federally-Regulated | 03/06/2017 |  | 03/06/2017
Hunter Fan Co. | Hunter Fan Co. | 21541 |  |  |  |  | 1309 | 10 | 131 | 2796 | 29 | 96 | 4800 | 71 | 68 | [5 empty] | Incandescent |  | Non Federally-Regulated | 03/06/2017 |  | 03/06/2017
Hunter Fan Co. | Hunter | 53240 | True |  | 3 | Yes | 1930 | 10 | 193 | 3252 | 27 | 120 | 5049 | 66 | 77 | [5 empty] | None |  | Federally-Regulated Consumer Product | 03/06/2017 |  | 03/06/2017
Hunter Fan Co. | Casablanca | 41U546D | True |  | 3 | Yes | 1398 | 12 | 117 | 3127 | 50 | 63 | 2268 | 27 | 84 | [5 empty] | None |  | Federally-Regulated Consumer Product | 03/06/2017 |  | 03/06/2017
Hunter Fan Co. | Casablanca | C35G11H | True |  | 6 | Yes | 2549 | 31 | 82 | 3915 | 73 | 54 | 3224 | 46 | 70 | [5 empty] | Other |  | Federally-Regulated Consumer Product | 03/06/2017 |  | 03/06/2017
Hunter Fan Co. | Hunter Fan Co. | 21620 |  |  |  |  | 1719 | 155 | 11 | 3690 | 112 | 33 | 6707 | 77 | 87 | [5 empty] | Compact Flourescent |  | Non Federally-Regulated | 03/06/2017 |  | 03/06/2017
Hunter Fan Co. | Hunter Fan Co. | 23855 |  |  |  |  | 1683 | 11 | 153 | 3143 | 31 | 101 | 6274 | 88 | 71 | [5 empty] | None |  | Non Federally-Regulated | 03/06/2017 |  | 03/06/2017
Hunter Fan Co. | Casablanca | 59119 | True |  | 4 | Yes | 2024 | 11 | 184 | 5159 | 50 | 103 | 6916 | 87 | 79 | [5 empty] | LED |  | Federally-Regulated Consumer Product | 03/06/2017 |  | 03/06/2017
Hunter Fan Co. | Casablanca | 49G45H | True |  | 3 | Yes | 1507 | 10 | 151 | 6729 | 94 | 72 | 3346 | 31 | 108 | [5 empty] | Incandescent |  | Federally-Regulated Consumer Product | 03/06/2017 |  | 03/06/2017
Hunter Fan Co. | Hunter Fan Co. | 24930 |  |  |  |  | 1720 | 10 | 172 | 3967 | 32 | 124 | 6184 | 76 | 81 | [5 empty] | Incandescent |  | Non Federally-Regulated | 03/06/2017 |  | 03/06/2017
Hunter Fan Co. | Hunter | 51057 | True |  | 3 | Yes | 1718 | 8 | 215 | 2331 | 15 | 155 | 4182 | 52 | 80 | [5 empty] | Incandescent |  | Federally-Regulated Consumer Product | 03/06/2017 |  | 03/06/2017
Hunter Fan Co. | Hunter Fan Co. | 27575 |  |  |  |  | 1658 | 9 | 184 | 3702 | 30 | 123 | 6936 | 88 | 79 | [5 empty] | Other |  | Non Federally-Regulated | 03/06/2017 |  | 03/06/2017
Hunter Fan Co. | Hunter Fan Co. | 24877 |  |  |  |  | 1683 | 11 | 153 | 3143 | 31 | 101 | 6274 | 88 | 71 | [5 empty] | None |  | Non Federally-Regulated | 03/06/2017 |  | 03/06/2017
Hunter Fan Co. | Hunter Fan Co. | 28867 |  |  |  |  | 1431 | 7 | 204 | 3327 | 29 | 115 | 6374 | 92 | 69 | [5 empty] | Incandescent |  | Non Federally-Regulated | 03/06/2017 |  | 03/06/2017
Hunter Fan Co. | Casablanca | 59498 | True |  | 4 | Yes | 1786 | 5 | 357 | 4855 | 42 | 116 | 6678 | 72 | 93 | [5 empty] | None |  | Federally-Regulated Consumer Product | 03/06/2017 |  | 03/06/2017
Hunter Fan Co. | Hunter | 55044 | True |  | 3 | Yes | 1958 | 5 | 392 | 6117 | 47 | 130 | 8164 | 86 | 95 | [5 empty] | Incandescent |  | Federally-Regulated Consumer Product | 03/06/2017 |  | 03/06/2017
Hunter Fan Co. | Hunter Fan Co. | 23929 |  |  |  |  | 1531 | 161 | 10 | 2624 | 96 | 27 | 5148 | 75 | 69 | [5 empty] | Incandescent |  | Non Federally-Regulated | 03/06/2017 |  | 03/06/2017
Hunter Fan Co. | Casablanca | 59068 | True |  | 4 | Yes | 3637 | 28 | 130 | 4545 | 43 | 106 | 6487 | 85 | 76 | [5 empty] | Incandescent |  | Federally-Regulated Consumer Product | 03/06/2017 |  | 03/06/2017
Hunter Fan Co. | Hunter | 22451 | True |  | 3 | Yes | 1393 | 9 | 155 | 2765 | 25 | 111 | 4905 | 63 | 78 | [5 empty] | Incandescent |  | Federally-Regulated Consumer Product | 03/06/2017 |  | 03/06/2017
Hunter Fan Co. | Hunter | 23745 | True |  | 3 | Yes | 1514 | 10 | 151 | 2932 | 28 | 105 | 5203 | 67 | 78 | [5 empty] | Incandescent |  | Federally-Regulated Consumer Product | 03/06/2017 |  | 03/06/2017
Hunter Fan Co. | Casablanca | C27G700H | True |  | 3 | Yes | 1653 | 11 | 150 | 6000 | 75 | 80 | 3664 | 34 | 108 | [5 empty] | Incandescent |  | Federally-Regulated Consumer Product | 03/06/2017 |  | 03/06/2017
Hunter Fan Co. | Hunter | 21190 | True |  | 3 | Yes | 859 | 10 | 86 | 2462 | 28 | 88 | 4516 | 67 | 67 | [5 empty] | None |  | Federally-Regulated Consumer Product | 03/06/2017 |  | 03/06/2017
Hunter Fan Co. | Casablanca | 95546D | True |  | 6 | Yes | 747 | 41 | 18 | 6591 | 116 | 57 | 3360 | 76 | 44 | [5 empty] | None |  | Federally-Regulated Consumer Product | 03/06/2017 |  | 03/06/2017
Hunter Fan Co. | Casablanca | 59057 | True |  | 4 | Yes | 3507 | 28 | 125 | 4451 | 44 | 101 | 6195 | 84 | 74 | [5 empty] | Other |  | Federally-Regulated Consumer Product | 03/06/2017 |  | 03/06/2017
Hunter Fan Co. | Casablanca | 3873Z | True |  | 6 | Yes | 1410 | 42 | 34 | 7174 | 119 | 60 | 3942 | 74 | 53 | [5 empty] | None |  | Federally-Regulated Consumer Product | 03/06/2017 |  | 03/06/2017
Hunter Fan Co. | Hunter Fan Co. | 20611 |  |  |  |  | 1364 | 9 | 152 | 3071 | 26 | 118 | 5465 | 73 | 75 | [5 empty] | Incandescent |  | Non Federally-Regulated | 03/06/2017 |  | 03/06/2017
Hunter Fan Co. | Hunter Fan Co. | 24842 |  |  |  |  | 1883 | 10 | 188 | 3898 | 31 | 126 | 6270 | 76 | 83 | [5 empty] | None |  | Non Federally-Regulated | 03/06/2017 |  | 03/06/2017
Hunter Fan Co. | Hunter | 28779A | True |  | 3 | Yes | 1510 | 10 | 151 | 2880 | 26 | 111 | 4632 | 65 | 71 | [5 empty] | Incandescent |  | Federally-Regulated Consumer Product | 03/06/2017 |  | 03/06/2017
Hunter Fan Co. | Hunter | 28683 | True |  | 3 | Yes | 1111 | 7 | 159 | 1733 | 15 | 116 | 3252 | 50 | 65 | [5 empty] | Incandescent |  | Federally-Regulated Consumer Product | 03/06/2017 |  | 03/06/2017
Hunter Fan Co. | Hunter Fan Co. | 25518 |  |  |  |  | 1489 | 9 | 165 | 3458 | 30 | 115 | 6159 | 79 | 78 | [5 empty] | None |  | Non Federally-Regulated | 03/06/2017 |  | 03/06/2017
Hunter Fan Co. | Casablanca | 59091 | True |  | 4 | Yes | 1942 | 11 | 177 | 3640 | 31 | 117 | 6566 | 90 | 73 | [5 empty] | LED |  | Federally-Regulated Consumer Product | 03/06/2017 |  | 03/06/2017
Hunter Fan Co. | Hunter | 23247 | True |  | 3 | Yes | 1620 | 8 | 203 | 3701 | 31 | 119 | 6963 | 91 | 77 | [5 empty] | None |  | Federally-Regulated Consumer Product | 03/06/2017 |  | 03/06/2017
Hunter Fan Co. | Hunter | 53263 | True |  | 3 | Yes | 1865 | 9 | 207 | 3100 | 24 | 129 | 5040 | 62 | 81 | [5 empty] | Compact Flourescent |  | Federally-Regulated Consumer Product | 03/06/2017 |  | 03/06/2017
Hunter Fan Co. | Hunter Fan Co. | 28082 |  |  |  |  | 1545 | 9 | 172 | 3425 | 29 | 118 | 6329 | 83 | 76 | [5 empty] | Other |  | Non Federally-Regulated | 03/06/2017 |  | 03/06/2017
Hunter Fan Co. | Hunter Fan Co. | 24933 |  |  |  |  | 1720 | 10 | 172 | 3967 | 32 | 124 | 6184 | 76 | 81 | [5 empty] | Incandescent |  | Non Federally-Regulated | 03/06/2017 |  | 03/06/2017
Hunter Fan Co. | Hunter Fan Co. | 25521 |  |  |  |  | 1548 | 158 | 10 | 3629 | 107 | 34 | 5944 | 80 | 74 | [5 empty] | Incandescent |  | Non Federally-Regulated | 03/06/2017 |  | 03/06/2017
Hunter Fan Co. | Hunter | 28049 | True |  | 3 | Yes | 1547 | 9 | 172 | 3072 | 26 | 118 | 5677 | 73 | 78 | [5 empty] | Incandescent |  | Federally-Regulated Consumer Product | 03/06/2017 |  | 03/06/2017
Hunter Fan Co. | Hunter Fan Co. | 20511 |  |  |  |  | 1731 | 158 | 11 | 3556 | 124 | 29 | 5256 | 84 | 63 | [5 empty] | None |  | Non Federally-Regulated | 03/06/2017 |  | 03/06/2017
Hunter Fan Co. | Hunter | 23289 | True |  | 3 | Yes | 1892 | 10 | 189 | 3453 | 25 | 138 | 5734 | 65 | 88 | [5 empty] | Incandescent |  | Federally-Regulated Consumer Product | 03/06/2017 |  | 03/06/2017
Hunter Fan Co. | Casablanca | C38U45K | True |  | 4 | Yes | 3616 | 28 | 129 | 5878 | 75 | 78 | 4667 | 48 | 97 | [5 empty] | None |  | Federally-Regulated Consumer Product | 03/06/2017 |  | 03/06/2017
Hunter Fan Co. | Hunter Fan Co. | 24252 |  |  |  |  | 1364 | 9 | 152 | 3071 | 26 | 118 | 5465 | 73 | 75 | [5 empty] | None |  | Non Federally-Regulated | 03/06/2017 |  | 03/06/2017
Hunter Fan Co. | Hunter Fan Co. | 20551 |  |  |  |  | 1294 | 150 | 9 | 2625 | 106 | 25 | 4820 | 67 | 72 | [5 empty] | Incandescent |  | Non Federally-Regulated | 03/06/2017 |  | 03/06/2017
Hunter Fan Co. | Hunter Fan Co. | 28412 |  |  |  |  | 1626 | 9 | 181 | 3053 | 27 | 113 | 5251 | 66 | 80 | [5 empty] | None |  | Non Federally-Regulated | 03/06/2017 |  | 03/06/2017
Hunter Fan Co. | Casablanca | 86U89M | True |  | 3 | Yes | 1669 | 11 | 152 | 6772 | 84 | 81 | 3712 | 32 | 116 | [5 empty] | None |  | Federally-Regulated Consumer Product | 03/06/2017 |  | 03/06/2017
Hunter Fan Co. | Hunter Fan Co. | 25583 |  |  |  |  | 1403 | 9 | 156 | 2817 | 26 | 108 | 4696 | 62 | 76 | [5 empty] | Incandescent |  | Non Federally-Regulated | 03/06/2017 |  | 03/06/2017
Hunter Fan Co. | Hunter Fan Co. | 24920 |  |  |  |  | 1731 | 9 | 192 | 3556 | 29 | 123 | 5256 | 63 | 83 | [5 empty] | None |  | Non Federally-Regulated | 03/06/2017 |  | 03/06/2017
Hunter Fan Co. | Hunter Fan Co. | 23720 |  |  |  |  | 1323 | 147 | 9 | 3579 | 105 | 34 | 5795 | 72 | 80 | [5 empty] | None |  | Non Federally-Regulated | 03/06/2017 |  | 03/06/2017
Hunter Fan Co. | Hunter Fan Co. | 21571 |  |  |  |  | 1638 | 171 | 10 | 3445 | 111 | 31 | 5913 | 76 | 78 | [5 empty] | None |  | Non Federally-Regulated | 03/06/2017 |  | 03/06/2017
Hunter Fan Co. | Casablanca | 89U546M | True |  | 4 | Yes | 1799 | 10 | 180 | 7900 | 84 | 94 | 4066 | 30 | 136 | [5 empty] | None |  | Federally-Regulated Consumer Product | 03/06/2017 |  | 03/06/2017
Hunter Fan Co. | Hunter Fan Co. | 28868 |  |  |  |  | 2302 | 17 | 135 | 3783 | 36 | 105 | 6840 | 88 | 78 | [5 empty] | None |  | Non Federally-Regulated | 03/06/2017 |  | 03/06/2017
Hunter Fan Co. | Hunter | 20517 | True |  | 3 | Yes | 1909 | 10 | 191 | 3340 | 29 | 115 | 5150 | 68 | 76 | [5 empty] | None |  | Federally-Regulated Consumer Product | 03/06/2017 |  | 03/06/2017
Hunter Fan Co. | Hunter | 53001 | True |  | 3 | Yes | 1180 | 10 | 118 | 1814 | 25 | 73 | 2737 | 64 | 43 | [5 empty] | Incandescent |  | Federally-Regulated Consumer Product | 03/06/2017 |  | 03/06/2017
Hunter Fan Co. | Hunter Fan Co. | 22462 |  |  |  |  | 1433 | 151 | 9 | 3101 | 117 | 27 | 5214 | 78 | 67 | [5 empty] | Incandescent |  | Non Federally-Regulated | 03/06/2017 |  | 03/06/2017
Hunter Fan Co. | Hunter | 26488 | True |  | 3 | Yes | 1504 | 9 | 167 | 3521 | 32 | 110 | 5974 | 76 | 79 | [5 empty] | None |  | Federally-Regulated Consumer Product | 03/06/2017 |  | 03/06/2017
Hunter Fan Co. | Hunter | 28522 | True |  | 3 | Yes | 2698 | 22 | 123 | 3964 | 40 | 99 | 5904 | 83 | 71 | [5 empty] | None |  | Federally-Regulated Consumer Product | 03/06/2017 |  | 03/06/2017
Hunter Fan Co. | Casablanca | 65G45D | True |  | 3 | Yes | 428 | 8 | 54 | 4809 | 95 | 51 | 1379 | 22 | 63 | [5 empty] | Other |  | Federally-Regulated Consumer Product | 03/06/2017 |  | 03/06/2017
Hunter Fan Co. | Casablanca | C29G12M | True |  | 3 | Yes | 848 | 8 | 106 | 3074 | 50 | 61 | 1495 | 15 | 100 | [5 empty] | Other |  | Federally-Regulated Consumer Product | 03/06/2017 |  | 03/06/2017
Hunter Fan Co. | Hunter Fan Co. | 28096 |  |  |  |  | 1548 | 10 | 155 | 2932 | 27 | 109 | 5032 | 65 | 77 | [5 empty] | Incandescent |  | Non Federally-Regulated | 03/06/2017 |  | 03/06/2017
Hunter Fan Co. | Casablanca | C21G546H | True |  | 3 | Yes | 1450 | 12 | 121 | 5093 | 67 | 76 | 3281 | 35 | 94 | [5 empty] | Other |  | Federally-Regulated Consumer Product | 03/06/2017 |  | 03/06/2017
Hunter Fan Co. | Hunter Fan Co. | 20508 |  |  |  |  | 1735 | 9 | 193 | 3627 | 30 | 121 | 6144 | 79 | 78 | [5 empty] | Incandescent |  | Non Federally-Regulated | 03/06/2017 |  | 03/06/2017
Hunter Fan Co. | Hunter Fan Co. | 24182 |  |  |  |  | 2098 | 12 | 175 | 4350 | 35 | 124 | 6638 | 81 | 82 | [5 empty] | None |  | Non Federally-Regulated | 03/06/2017 |  | 03/06/2017
Hunter Fan Co. | Hunter Fan Co. | 28156 |  |  |  |  | 1374 | 191 | 7 | 3563 | 109 | 33 | 7464 | 69 | 108 | [5 empty] | None |  | Non Federally-Regulated | 03/06/2017 |  | 03/06/2017
Hunter Fan Co. | Casablanca | 55005 | True |  | 4 | Yes | 2014 | 11 | 183 | 5094 | 50 | 102 | 7018 | 90 | 78 | [5 empty] | Incandescent |  | Federally-Regulated Consumer Product | 03/06/2017 |  | 03/06/2017
Hunter Fan Co. | Casablanca | 59081 | True |  | 4 | Yes | 3741 | 30 | 125 | 4595 | 44 | 104 | 5809 | 69 | 84 | [5 empty] | Incandescent |  | Federally-Regulated Consumer Product | 03/06/2017 |  | 03/06/2017
Hunter Fan Co. | Hunter | 52113 | True |  | 3 | Yes | 1753 | 7 | 250 | 2521 | 16 | 158 | 4736 | 64 | 74 | [5 empty] | Incandescent |  | Federally-Regulated Consumer Product | 03/06/2017 |  | 03/06/2017
Hunter Fan Co. | Hunter | 26416 | True |  | 3 | Yes | 1497 | 10 | 150 | 2835 | 21 | 135 | 5012 | 60 | 84 | [5 empty] | None |  | Federally-Regulated Consumer Product | 03/06/2017 |  | 03/06/2017
Hunter Fan Co. | Hunter | 20406 | True |  | 3 | Yes | 1200 | 8 | 150 | 2600 | 23 | 113 | 4600 | 62 | 74 | [5 empty] | None |  | Federally-Regulated Consumer Product | 03/06/2017 |  | 03/06/2017
Hunter Fan Co. | Hunter | 23945 | True |  | 3 | Yes | 2103 | 17 | 124 | 4199 | 44 | 95 | 5379 | 65 | 83 | [5 empty] | Incandescent |  | Federally-Regulated Consumer Product | 03/06/2017 |  | 03/06/2017
Hunter Fan Co. | Hunter | 54077 | True |  | 3 | Yes | 1238 | 10 | 124 | 2107 | 28 | 75 | 3438 | 76 | 45 | [5 empty] | None |  | Federally-Regulated Consumer Product | 03/06/2017 |  | 03/06/2017
Hunter Fan Co. | Hunter Fan Co. | 24262 |  |  |  |  | 2040 | 13 | 157 | 4025 | 34 | 118 | 6538 | 75 | 87 | [5 empty] | Other |  | Non Federally-Regulated | 03/06/2017 |  | 03/06/2017
Hunter Fan Co. | Hunter Fan Co. | 28165 |  |  |  |  | 1127 | 9 | 125 | 3395 | 34 | 100 | 5635 | 81 | 70 | [5 empty] | None |  | Non Federally-Regulated | 03/06/2017 |  | 03/06/2017
Hunter Fan Co. | Hunter Fan Co. | 28450 |  |  |  |  | 1543 | 9 | 171 | 3361 | 30 | 112 | 6003 | 80 | 75 | [5 empty] | None |  | Non Federally-Regulated | 03/06/2017 |  | 03/06/2017
Hunter Fan Co. | Hunter | 28671 | True |  | 3 | Yes | 2129 | 10 | 213 | 3746 | 28 | 134 | 5731 | 66 | 87 | [5 empty] | LED |  | Federally-Regulated Consumer Product | 03/06/2017 |  | 03/06/2017
Hunter Fan Co. | Casablanca | C12D9DD | True |  | 3 | Yes | 1605 | 10 | 161 | 6297 | 84 | 75 | 3684 | 33 | 112 | [5 empty] | None |  | Federally-Regulated Consumer Product | 03/06/2017 |  | 03/06/2017
Hunter Fan Co. | Casablanca | 55000 | True |  | 4 | Yes | 1471 | 5 | 294 | 4866 | 43 | 113 | 6871 | 85 | 81 | [5 empty] | None |  | Federally-Regulated Consumer Product | 03/06/2017 |  | 03/06/2017
Hunter Fan Co. | Hunter | 51010 | True |  | 3 | Yes | 1110 | 8 | 139 | 1692 | 16 | 106 | 3369 | 57 | 59 | [5 empty] | Incandescent |  | Federally-Regulated Consumer Product | 03/06/2017 |  | 03/06/2017
Hunter Fan Co. | Hunter | 23257 | True |  | 3 | Yes | 1620 | 8 | 203 | 3701 | 31 | 119 | 6963 | 91 | 77 | [5 empty] | None |  | Federally-Regulated Consumer Product | 03/06/2017 |  | 03/06/2017
Hunter Fan Co. | Casablanca | 38546Z | True |  | 6 | Yes | 1410 | 42 | 34 | 7174 | 119 | 60 | 3942 | 74 | 53 | [5 empty] | None |  | Federally-Regulated Consumer Product | 03/06/2017 |  | 03/06/2017
Hunter Fan Co. | Casablanca | 85U45M | True |  | 3 | Yes | 1614 | 10 | 161 | 6670 | 84 | 79 | 3621 | 32 | 113 | [5 empty] | None |  | Federally-Regulated Consumer Product | 03/06/2017 |  | 03/06/2017
Hunter Fan Co. | Hunter | 28790 | True |  | 3 | Yes | 2339 | 9 | 260 | 4265 | 30 | 142 | 7540 | 86 | 88 | [5 empty] | None |  | Federally-Regulated Consumer Product | 03/06/2017 |  | 03/06/2017
Hunter Fan Co. | Casablanca | C6611L | True |  | 6 | Yes | 1236 | 5 | 247 | 6398 | 85 | 75 | 4555 | 46 | 99 | [5 empty] | None |  | Federally-Regulated Consumer Product | 03/06/2017 |  | 03/06/2017
Hunter Fan Co. | Hunter Fan Co. | 20347 |  |  |  |  | 1530 | 142 | 11 | 3094 | 108 | 29 | 5431 | 73 | 74 | [5 empty] | Incandescent |  | Non Federally-Regulated | 03/06/2017 |  | 03/06/2017
Hunter Fan Co. | Hunter Fan Co. | 18872 |  |  |  |  | 1883 | 10 | 188 | 3898 | 31 | 126 | 6270 | 76 | 83 | [5 empty] | None |  | Non Federally-Regulated | 03/06/2017 |  | 03/06/2017
Hunter Fan Co. | Hunter Fan Co. | 25515 |  |  |  |  | 1489 | 9 | 165 | 3458 | 30 | 115 | 6159 | 79 | 78 | [5 empty] | None |  | Non Federally-Regulated | 03/06/2017 |  | 03/06/2017
Hunter Fan Co. | Hunter | 52002 | True |  | 3 | Yes | 1546 | 7 | 221 | 2310 | 17 | 136 | 4627 | 63 | 73 | [5 empty] | Compact Flourescent |  | Federally-Regulated Consumer Product | 03/06/2017 |  | 03/06/2017
Hunter Fan Co. | Hunter Fan Co. | 21182 |  |  |  |  | 1441 | 157 | 9 | 3469 | 114 | 30 | 6615 | 84 | 79 | [5 empty] | Incandescent |  | Non Federally-Regulated | 03/06/2017 |  | 03/06/2017
Hunter Fan Co. | Hunter | 59047 | True |  | 3 | Yes | 1966 | 13 | 151 | 3654 | 32 | 114 | 5847 | 72 | 81 | [5 empty] | Compact Flourescent |  | Federally-Regulated Consumer Product | 03/06/2017 |  | 03/06/2017
Hunter Fan Co. | Hunter Fan Co. | 28150 |  |  |  |  | 1374 | 7 | 196 | 3563 | 33 | 108 | 7464 | 108 | 69 | [5 empty] | None |  | Non Federally-Regulated | 03/06/2017 |  | 03/06/2017
Hunter Fan Co. | Hunter Fan Co. | 25658 |  |  |  |  | 1389 | 8 | 174 | 3578 | 32 | 112 | 6376 | 94 | 68 | [5 empty] | Other |  | Non Federally-Regulated | 03/06/2017 |  | 03/06/2017
Hunter Fan Co. | Casablanca | 9573D | True |  | 6 | Yes | 747 | 41 | 18 | 6591 | 116 | 57 | 3360 | 76 | 44 | [5 empty] | None |  | Federally-Regulated Consumer Product | 03/06/2017 |  | 03/06/2017
Hunter Fan Co. | Hunter Fan Co. | 23687 |  |  |  |  | 1453 | 10 | 145 | 2800 | 26 | 108 | 4953 | 69 | 72 | [5 empty] | Incandescent |  | Non Federally-Regulated | 03/06/2017 |  | 03/06/2017
Hunter Fan Co. | Hunter | 28028 | True |  | 3 | Yes | 1637 | 12 | 136 | 2975 | 29 | 103 | 4320 | 54 | 80 | [5 empty] | Incandescent |  | Federally-Regulated Consumer Product | 03/06/2017 |  | 03/06/2017
Hunter Fan Co. | Hunter Fan Co. | 23966 |  |  |  |  | 1731 | 9 | 192 | 3556 | 29 | 123 | 5256 | 63 | 83 | [5 empty] | Incandescent |  | Non Federally-Regulated | 03/06/2017 |  | 03/06/2017
Hunter Fan Co. | Hunter | 23866 | True |  | 3 | Yes | 1000 | 9 | 111 | 1400 | 18 | 78 | 2900 | 51 | 57 | [5 empty] | None |  | Federally-Regulated Consumer Product | 03/06/2017 |  | 03/06/2017
Hunter Fan Co. | Hunter | 52221 | True |  | 3 | Yes | 1461 | 7 | 209 | 2226 | 16 | 139 | 4542 | 65 | 70 | [5 empty] | Incandescent |  | Federally-Regulated Consumer Product | 03/06/2017 |  | 03/06/2017
Hunter Fan Co. | Hunter Fan Co. | 28462 |  |  |  |  | 1531 | 152 | 10 | 2624 | 96 | 27 | 5148 | 75 | 69 | [5 empty] | Incandescent |  | Non Federally-Regulated | 03/06/2017 |  | 03/06/2017
Hunter Fan Co. | Hunter | 20179 | True |  | 3 | Yes | 1460 | 8 | 183 | 2104 | 17 | 124 | 3551 | 52 | 68 | [5 empty] | Incandescent |  | Federally-Regulated Consumer Product | 03/06/2017 |  | 03/06/2017
Hunter Fan Co. | Casablanca | 85U32M | True |  | 3 | Yes | 1614 | 10 | 161 | 6670 | 84 | 79 | 3621 | 32 | 113 | [5 empty] | None |  | Federally-Regulated Consumer Product | 03/06/2017 |  | 03/06/2017
Hunter Fan Co. | Hunter Fan Co. | 27300 |  |  |  |  | 1804 | 11 | 164 | 3556 | 32 | 111 | 6133 | 76 | 81 | [5 empty] | Incandescent |  | Non Federally-Regulated | 03/06/2017 |  | 03/06/2017
Hunter Fan Co. | Hunter | 21362 | True |  | 3 | Yes | 1608 | 8 | 201 | 2244 | 17 | 132 | 4026 | 54 | 75 | [5 empty] | Compact Flourescent |  | Federally-Regulated Consumer Product | 03/06/2017 |  | 03/06/2017
Hunter Fan Co. | Hunter | 59086 | True |  | 3 | No | 2044 | 15 | 136 | 3322 | 33 | 101 | 4497 | 59 | 76 | [5 empty] | Compact Flourescent |  | Federally-Regulated Consumer Product | 03/06/2017 |  | 03/06/2017
Hunter Fan Co. | Hunter | 28688 | True |  | 3 | Yes | 1295 | 8 | 162 | 2058 | 16 | 129 | 4139 | 55 | 75 | [5 empty] | Compact Flourescent |  | Federally-Regulated Consumer Product | 03/06/2017 |  | 03/06/2017
Hunter Fan Co. | Hunter | 23898 | True |  | 3 | Yes | 511 | 8 | 64 | 751 | 17 | 44 | 2049 | 55 | 37 | [5 empty] | Incandescent |  | Federally-Regulated Consumer Product | 03/06/2017 |  | 03/06/2017
Hunter Fan Co. | Hunter | 53040 | True |  | 3 | Yes | 2016 | 10 | 202 | 3246 | 25 | 130 | 5185 | 65 | 80 | [5 empty] | None |  | Federally-Regulated Consumer Product | 03/06/2017 |  | 03/06/2017
Hunter Fan Co. | Hunter | 52060 | True |  | 3 | Yes | 1374 | 7 | 196 | 2115 | 16 | 132 | 4403 | 66 | 67 | [5 empty] | Incandescent |  | Federally-Regulated Consumer Product | 03/06/2017 |  | 03/06/2017
Hunter Fan Co. | Hunter Fan Co. | 28166 |  |  |  |  | 1127 | 9 | 125 | 3395 | 34 | 100 | 5635 | 81 | 70 | [5 empty] | None |  | Non Federally-Regulated | 03/06/2017 |  | 03/06/2017
Hunter Fan Co. | Hunter | 52054 | True |  | 3 | Yes | 1074 | 9 | 119 | 1766 | 18 | 98 | 3164 | 57 | 56 | [5 empty] | Incandescent |  | Federally-Regulated Consumer Product | 03/06/2017 |  | 03/06/2017
Hunter Fan Co. | Hunter | 28528 | True |  | 3 | Yes | 1501 | 10 | 150 | 2941 | 27 | 109 | 4791 | 66 | 73 | [5 empty] | None |  | Federally-Regulated Consumer Product | 03/06/2017 |  | 03/06/2017
Hunter Fan Co. | Casablanca | 54038 | True |  | 4 | Yes | 1404 | 5 | 281 | 4259 | 39 | 109 | 6420 | 81 | 79 | [5 empty] | None |  | Federally-Regulated Consumer Product | 03/06/2017 |  | 03/06/2017
Hunter Fan Co. | Hunter Fan Co. | 23714 |  |  |  |  | 1663 | 9 | 185 | 3619 | 31 | 117 | 6486 | 86 | 75 | [5 empty] | Incandescent |  | Non Federally-Regulated | 03/06/2017 |  | 03/06/2017
Hunter Fan Co. | Hunter | 59176 | True |  | 3 | Yes | 2236 | 11 | 203 | 3625 | 27 | 134 | 5311 | 64 | 83 | [5 empty] | LED |  | Federally-Regulated Consumer Product | 03/06/2017 |  | 03/06/2017
Hunter Fan Co. | Casablanca | 6944D | True |  | 3 | Yes | 1456 | 11 | 132 | 6005 | 108 | 56 | 3023 | 32 | 94 | [5 empty] | None |  | Federally-Regulated Consumer Product | 03/06/2017 |  | 03/06/2017
Hunter Fan Co. | Hunter | 25602 | True |  | 3 | Yes | 2706 | 17 | 159 | 4545 | 35 | 130 | 7501 | 82 | 91 | [5 empty] | None |  | Federally-Regulated Consumer Product | 03/06/2017 |  | 03/06/2017
Hunter Fan Co. | Hunter Fan Co. | 23591 |  |  |  |  | 928 | 11 | 84 | 2852 | 38 | 75 | 4348 | 76 | 57 | [5 empty] | Incandescent |  | Non Federally-Regulated | 03/06/2017 |  | 03/06/2017
Hunter Fan Co. | Hunter | 53005 | True |  | 3 | Yes | 1875 | 10 | 188 | 3137 | 26 | 121 | 4917 | 65 | 76 | [5 empty] | Incandescent |  | Federally-Regulated Consumer Product | 03/06/2017 |  | 03/06/2017
Hunter Fan Co. | Hunter | 54050 | True |  | 3 | Yes | 1898 | 10 | 190 | 3570 | 29 | 123 | 6100 | 74 | 82 | [5 empty] | None |  | Federally-Regulated Consumer Product | 03/06/2017 |  | 03/06/2017
Hunter Fan Co. | Hunter Fan Co. | 27865 |  |  |  |  | 1403 | 9 | 156 | 2817 | 26 | 108 | 4696 | 62 | 76 | [5 empty] | Incandescent |  | Non Federally-Regulated | 03/06/2017 |  | 03/06/2017
Hunter Fan Co. | Casablanca | 9532A | True |  | 6 | Yes | 747 | 41 | 18 | 6591 | 116 | 57 | 3360 | 76 | 44 | [5 empty] | None |  | Federally-Regulated Consumer Product | 03/06/2017 |  | 03/06/2017
Hunter Fan Co. | Hunter | 52089 | True |  | 3 | Yes | 1013 | 7 | 145 | 1590 | 16 | 99 | 3516 | 60 | 59 | [5 empty] | Incandescent |  | Federally-Regulated Consumer Product | 03/06/2017 |  | 03/06/2017
Hunter Fan Co. | Hunter | 51023 | True |  | 3 | Yes | 936 | 8 | 117 | 1433 | 15 | 96 | 2825 | 56 | 50 | [5 empty] | Incandescent |  | Federally-Regulated Consumer Product | 03/06/2017 |  | 03/06/2017
Hunter Fan Co. | Hunter Fan Co. | 27290 |  |  |  |  | 1512 | 9 | 168 | 3362 | 28 | 120 | 6552 | 85 | 77 | [5 empty] | Incandescent |  | Non Federally-Regulated | 03/06/2017 |  | 03/06/2017
Hunter Fan Co. | Casablanca | 54101 | True |  | 4 | Yes | 2039 | 22 | 93 | 2835 | 40 | 71 | 4249 | 81 | 52 | [5 empty] | Compact Flourescent |  | Federally-Regulated Consumer Product | 03/06/2017 |  | 03/06/2017
Hunter Fan Co. | Hunter Fan Co. | 20479 |  |  |  |  | 1591 | 8 | 199 | 2846 | 27 | 105 | 5148 | 66 | 78 | [5 empty] | Incandescent |  | Non Federally-Regulated | 03/06/2017 |  | 03/06/2017
Hunter Fan Co. | Hunter | 21100 | True |  | 3 | Yes | 1528 | 10 | 153 | 3293 | 31 | 106 | 5847 | 78 | 75 | [5 empty] | Compact Flourescent |  | Federally-Regulated Consumer Product | 03/06/2017 |  | 03/06/2017
Hunter Fan Co. | Hunter Fan Co. | 21545 |  |  |  |  | 1333 | 8 | 167 | 2853 | 25 | 114 | 4984 | 72 | 69 | [5 empty] | Incandescent |  | Non Federally-Regulated | 03/06/2017 |  | 03/06/2017
Hunter Fan Co. | Hunter Fan Co. | 23974 |  |  |  |  | 1415 | 9 | 157 | 3461 | 30 | 115 | 6419 | 83 | 77 | [5 empty] | Incandescent |  | Non Federally-Regulated | 03/06/2017 |  | 03/06/2017
Hunter Fan Co. | Hunter | 28121 | True |  | 3 | Yes | 2254 | 17 | 133 | 3704 | 36 | 103 | 5942 | 73 | 81 | [5 empty] | None |  | Federally-Regulated Consumer Product | 03/06/2017 |  | 03/06/2017
Hunter Fan Co. | Hunter Fan Co. | 28535 |  |  |  |  | 1925 | 185 | 10 | 3466 | 126 | 28 | 5498 | 95 | 58 | [5 empty] | None |  | Non Federally-Regulated | 03/06/2017 |  | 03/06/2017
Hunter Fan Co. | Hunter | 52007 | True |  | 3 | Yes | 1341 | 8 | 168 | 2167 | 16 | 135 | 4677 | 66 | 71 | [5 empty] | Compact Flourescent |  | Federally-Regulated Consumer Product | 03/06/2017 |  | 03/06/2017
Hunter Fan Co. | Casablanca | 3211A | True |  | 6 | Yes | 1213 | 40 | 30 | 6251 | 112 | 56 | 3497 | 73 | 48 | [5 empty] | Other |  | Federally-Regulated Consumer Product | 03/06/2017 |  | 03/06/2017
Hunter Fan Co. | Hunter | 23933 | True |  | 3 | Yes | 796 | 9 | 88 | 1301 | 18 | 72 | 2635 | 45 | 59 | [5 empty] | None |  | Federally-Regulated Consumer Product | 03/06/2017 |  | 03/06/2017
Hunter Fan Co. | Hunter Fan Co. | 53268 | True |  | 3 | Yes | 1428 | 9 | 159 | 2294 | 25 | 92 | 3488 | 62 | 56 | [5 empty] | Incandescent |  | Federally-Regulated Consumer Product | 03/06/2017 |  | 03/06/2017
Hunter Fan Co. | Hunter Fan Co. | 23972 |  |  |  |  | 1415 | 9 | 157 | 3461 | 30 | 115 | 6419 | 83 | 77 | [5 empty] | Incandescent |  | Non Federally-Regulated | 03/06/2017 |  | 03/06/2017
Hunter Fan Co. | Hunter | 28461 | True |  | 3 | Yes | 1514 | 10 | 151 | 2932 | 28 | 105 | 5203 | 67 | 78 | [5 empty] | Incandescent |  | Federally-Regulated Consumer Product | 03/06/2017 |  | 03/06/2017
Hunter Fan Co. | Hunter | 52071 | True |  | 3 | Yes | 1463 | 7 | 209 | 2215 | 16 | 138 | 4548 | 66 | 69 | [5 empty] | Incandescent |  | Federally-Regulated Consumer Product | 03/06/2017 |  | 03/06/2017
Hunter Fan Co. | Hunter Fan Co. | 20774 |  |  |  |  | 1403 | 139 | 10 | 2817 | 109 | 26 | 4696 | 75 | 63 | [5 empty] | Incandescent |  | Non Federally-Regulated | 03/06/2017 |  | 03/06/2017
Hunter Fan Co. | Hunter | 28786A | True |  | 3 | Yes | 1813 | 11 | 165 | 3495 | 34 | 102 | 5029 | 70 | 72 | [5 empty] | Incandescent |  | Federally-Regulated Consumer Product | 03/06/2017 |  | 03/06/2017
Hunter Fan Co. | Hunter | 53172 | True |  | 3 | Yes | 1831 | 10 | 183 | 3184 | 25 | 127 | 5155 | 66 | 78 | [5 empty] | Compact Flourescent |  | Federally-Regulated Consumer Product | 03/06/2017 |  | 03/06/2017
Hunter Fan Co. | Hunter | 53108 | True |  | 3 | Yes | 1918 | 10 | 192 | 3129 | 25 | 125 | 4773 | 65 | 73 | [5 empty] | Incandescent |  | Federally-Regulated Consumer Product | 03/06/2017 |  | 03/06/2017
Hunter Fan Co. | Hunter | 23259 | True |  | 3 | Yes | 1620 | 8 | 203 | 3701 | 31 | 119 | 6963 | 91 | 77 | [5 empty] | None |  | Federally-Regulated Consumer Product | 03/06/2017 |  | 03/06/2017
Hunter Fan Co. | Hunter Fan Co. | 22430 |  |  |  |  | 1393 | 9 | 155 | 2765 | 25 | 111 | 4905 | 63 | 78 | [5 empty] | Incandescent |  | Non Federally-Regulated | 03/06/2017 |  | 03/06/2017
Hunter Fan Co. | Casablanca | 46U11M | True |  | 3 | Yes | 1622 | 9 | 180 | 6691 | 89 | 75 | 3760 | 29 | 130 | [5 empty] | None |  | Federally-Regulated Consumer Product | 03/06/2017 |  | 03/06/2017
Hunter Fan Co. | Hunter Fan Co. | 23534 |  |  |  |  | 2714 | 12 | 226 | 5227 | 33 | 158 | 8183 | 77 | 106 | [5 empty] | Compact Flourescent |  | Non Federally-Regulated | 03/06/2017 |  | 03/06/2017
Hunter Fan Co. | Hunter Fan Co. | 28140 |  |  |  |  | 1318 | 7 | 188 | 3415 | 31 | 110 | 6751 | 111 | 61 | [5 empty] | None |  | Non Federally-Regulated | 03/06/2017 |  | 03/06/2017
Hunter Fan Co. | Hunter | 21809 | True |  | 3 | Yes | 1907 | 11 | 173 | 3298 | 28 | 118 | 5102 | 67 | 76 | [5 empty] | Incandescent |  | Federally-Regulated Consumer Product | 03/06/2017 |  | 03/06/2017
Hunter Fan Co. | Hunter | 28710 | True |  | 3 | Yes | 2004 | 10 | 200 | 3303 | 27 | 122 | 5095 | 66 | 77 | [5 empty] | Compact Flourescent |  | Federally-Regulated Consumer Product | 03/06/2017 |  | 03/06/2017
Hunter Fan Co. | Casablanca | C43G546L | True |  | 4 | Yes | 3908 | 28 | 140 | 6691 | 81 | 83 | 4959 | 45 | 110 | [5 empty] | None |  | Federally-Regulated Consumer Product | 03/06/2017 |  | 03/06/2017
Hunter Fan Co. | Casablanca | 59155 | True |  | 4 | Yes | 1899 | 11 | 173 | 3508 | 36 | 97 | 4159 | 57 | 73 | [5 empty] | LED |  | Federally-Regulated Consumer Product | 03/06/2017 |  | 03/06/2017
Hunter Fan Co. | Hunter | 59179 | True |  | 3 | Yes | 1528 | 7 | 218 | 2344 | 15 | 156 | 4432 | 60 | 74 | [5 empty] | Compact Flourescent |  | Federally-Regulated Consumer Product | 03/06/2017 |  | 03/06/2017
Hunter Fan Co. | Casablanca | 55061 | True |  | 4 | Yes | 2028 | 11 | 184 | 4682 | 50 | 94 | 6393 | 89 | 72 | [5 empty] | Compact Flourescent |  | Federally-Regulated Consumer Product | 03/06/2017 |  | 03/06/2017
Hunter Fan Co. | Casablanca | 38DH73T | True |  | 6 | Yes | 1410 | 42 | 34 | 7174 | 119 | 60 | 3942 | 74 | 53 | [5 empty] | Incandescent |  | Federally-Regulated Consumer Product | 03/06/2017 |  | 03/06/2017
Hunter Fan Co. | Hunter | 28677A | True |  | 3 | Yes | 2095 | 10 | 210 | 3868 | 33 | 117 | 5456 | 71 | 77 | [5 empty] | Incandescent |  | Federally-Regulated Consumer Product | 03/06/2017 |  | 03/06/2017
Hunter Fan Co. | Hunter Fan Co. | 20778 |  |  |  |  | 1464 | 157 | 9 | 3011 | 113 | 27 | 5609 | 75 | 75 | [5 empty] | Compact Flourescent |  | Non Federally-Regulated | 03/06/2017 |  | 03/06/2017
Hunter Fan Co. | Hunter | 54072 | True |  | 3 | Yes | 2074 | 10 | 207 | 3655 | 30 | 122 | 5883 | 73 | 81 | [5 empty] | None |  | Federally-Regulated Consumer Product | 03/06/2017 |  | 03/06/2017
Hunter Fan Co. | Casablanca | 32011Z | True |  | 3 | Yes | 1213 | 40 | 30 | 6251 | 112 | 56 | 3497 | 73 | 48 | [5 empty] | Other |  | Federally-Regulated Consumer Product | 03/06/2017 |  | 03/06/2017
Hunter Fan Co. | Hunter Fan Co. | 23249 |  |  |  |  | 1620 | 8 | 203 | 3701 | 31 | 119 | 6963 | 91 | 77 | [5 empty] | None |  | Non Federally-Regulated | 03/06/2017 |  | 03/06/2017
Hunter Fan Co. | Hunter Fan Co. | 21982 |  |  |  |  | 1543 | 9 | 171 | 3361 | 30 | 112 | 6003 | 80 | 75 | [5 empty] | None |  | Non Federally-Regulated | 03/06/2017 |  | 03/06/2017
Hunter Fan Co. | Hunter Fan Co. | 23257 |  |  |  |  | 1620 | 8 | 203 | 3701 | 31 | 119 | 6963 | 91 | 77 | [5 empty] | None |  | Non Federally-Regulated | 03/06/2017 |  | 03/06/2017
Hunter Fan Co. | Casablanca | 84G73D | True |  | 3 | Yes | 1363 | 10 | 136 | 5100 | 80 | 64 | 3090 | 27 | 114 | [5 empty] | Incandescent |  | Federally-Regulated Consumer Product | 03/06/2017 |  | 03/06/2017
Hunter Fan Co. | Hunter | 52058 | True |  | 3 | Yes | 1374 | 7 | 196 | 2115 | 16 | 132 | 4403 | 66 | 67 | [5 empty] | Compact Flourescent |  | Federally-Regulated Consumer Product | 03/06/2017 |  | 03/06/2017
Hunter Fan Co. | Hunter Fan Co. | 22563 |  |  |  |  | 1622 | 162 | 10 | 3123 | 111 | 28 | 5565 | 78 | 71 | [5 empty] | Incandescent |  | Non Federally-Regulated | 03/06/2017 |  | 03/06/2017
Hunter Fan Co. | Hunter | 28722 | True |  | 3 | Yes | 1449 | 9 | 161 | 3033 | 28 | 108 | 5203 | 67 | 78 | [5 empty] | Compact Flourescent |  | Federally-Regulated Consumer Product | 03/06/2017 |  | 03/06/2017
Hunter Fan Co. | Hunter | 23957 | True |  | 3 | Yes | 1443 | 10 | 144 | 2581 | 27 | 96 | 4164 | 72 | 58 | [5 empty] | None |  | Federally-Regulated Consumer Product | 03/06/2017 |  | 03/06/2017
Hunter Fan Co. | Casablanca | 59121 | True |  | 4 | Yes | 2024 | 11 | 184 | 5159 | 50 | 103 | 6916 | 87 | 79 | [5 empty] | LED |  | Federally-Regulated Consumer Product | 03/06/2017 |  | 03/06/2017
Hunter Fan Co. | Hunter Fan Co. | 20481 |  |  |  |  | 1403 | 9 | 156 | 2817 | 26 | 108 | 4696 | 62 | 76 | [5 empty] | Incandescent |  | Non Federally-Regulated | 03/06/2017 |  | 03/06/2017
Hunter Fan Co. | Hunter | 25819 | True |  | 3 | Yes | 1813 | 9 | 201 | 2598 | 19 | 137 | 4038 | 45 | 90 | [5 empty] | Compact Flourescent |  | Federally-Regulated Consumer Product | 03/06/2017 |  | 03/06/2017
Hunter Fan Co. | Casablanca | C35G45L | True |  | 3 | Yes | 2549 | 31 | 82 | 3915 | 73 | 54 | 3224 | 46 | 70 | [5 empty] | Other |  | Federally-Regulated Consumer Product | 03/06/2017 |  | 03/06/2017
Hunter Fan Co. | Hunter Fan Co. | 23792 |  |  |  |  | 2347 | 15 | 156 | 4267 | 35 | 122 | 7239 | 86 | 84 | [5 empty] | None |  | Non Federally-Regulated | 03/06/2017 |  | 03/06/2017
Hunter Fan Co. | Hunter | 28678A | True |  | 3 | Yes | 2095 | 10 | 210 | 3868 | 33 | 117 | 5456 | 71 | 77 | [5 empty] | Incandescent |  | Federally-Regulated Consumer Product | 03/06/2017 |  | 03/06/2017
Hunter Fan Co. | Hunter | 53061 | True |  | 3 | Yes | 1984 | 9 | 220 | 3376 | 26 | 130 | 5537 | 71 | 78 | [5 empty] | None |  | Federally-Regulated Consumer Product | 03/06/2017 |  | 03/06/2017
Hunter Fan Co. | Casablanca | 54103 | True |  | 4 | Yes | 1019 | 5 | 204 | 3215 | 39 | 82 | 4412 | 82 | 54 | [5 empty] | None |  | Federally-Regulated Consumer Product | 03/06/2017 |  | 03/06/2017
Hunter Fan Co. | Hunter | 23963 | True |  | 3 | Yes | 2207 | 13 | 170 | 5081 | 33 | 154 | 8766 | 83 | 106 | [5 empty] | Incandescent |  | Federally-Regulated Consumer Product | 03/06/2017 |  | 03/06/2017
Hunter Fan Co. | Hunter | 20175 | True |  | 3 | Yes | 1247 | 8 | 156 | 1963 | 16 | 123 | 3894 | 50 | 78 | [5 empty] | Incandescent |  | Federally-Regulated Consumer Product | 03/06/2017 |  | 03/06/2017
Hunter Fan Co. | Hunter | 21806 | True |  | 3 | Yes | 1909 | 10 | 191 | 3728 | 30 | 124 | 6103 | 83 | 74 | [5 empty] | Compact Flourescent |  | Federally-Regulated Consumer Product | 03/06/2017 |  | 03/06/2017
Hunter Fan Co. | Casablanca | 4972D | True |  | 3 | Yes | 1892 | 8 | 237 | 6640 | 81 | 82 | 3515 | 28 | 126 | [5 empty] | None |  | Federally-Regulated Consumer Product | 03/06/2017 |  | 03/06/2017
Hunter Fan Co. | Casablanca | 6632A | True |  | 4 | Yes | 1236 | 5 | 247 | 6398 | 85 | 75 | 4555 | 46 | 99 | [5 empty] | None |  | Federally-Regulated Consumer Product | 03/06/2017 |  | 03/06/2017
Hunter Fan Co. | Hunter | 23910 | True |  | 3 | Yes | 638 | 8 | 80 | 980 | 16 | 61 | 1772 | 57 | 31 | [5 empty] | Compact Flourescent |  | Federally-Regulated Consumer Product | 03/06/2017 |  | 03/06/2017
Hunter Fan Co. | Hunter | 53004 | True |  | 3 | Yes | 1801 | 10 | 180 | 3250 | 26 | 125 | 5197 | 66 | 79 | [5 empty] | Incandescent |  | Federally-Regulated Consumer Product | 03/06/2017 |  | 03/06/2017
Hunter Fan Co. | Hunter | 53155 | True |  | 3 | Yes | 1857 | 10 | 186 | 3108 | 119 | 26 | 4859 | 64 | 76 | [5 empty] | Incandescent |  | Federally-Regulated Consumer Product | 03/06/2017 |  | 03/06/2017
Hunter Fan Co. | Casablanca | 54031 | True |  | 4 | Yes | 2016 | 11 | 183 | 4310 | 44 | 98 | 5965 | 83 | 72 | [5 empty] | Incandescent |  | Federally-Regulated Consumer Product | 03/06/2017 |  | 03/06/2017
Hunter Fan Co. | Hunter | 59006 | True |  | 4 | Yes | 2829 | 23 | 123 | 3861 | 41 | 94 | 5628 | 78 | 72 | [5 empty] | Incandescent |  | Federally-Regulated Consumer Product | 03/06/2017 |  | 03/06/2017
Hunter Fan Co. | Hunter Fan Co. | 21161 |  |  |  |  | 1543 | 9 | 171 | 3361 | 30 | 112 | 6003 | 80 | 75 | [5 empty] | None |  | Non Federally-Regulated | 03/06/2017 |  | 03/06/2017
Hunter Fan Co. | Casablanca | 46U546M | True |  | 3 | Yes | 1622 | 9 | 180 | 6691 | 89 | 75 | 3760 | 29 | 130 | [5 empty] | None |  | Federally-Regulated Consumer Product | 03/06/2017 |  | 03/06/2017
Hunter Fan Co. | Hunter | 28850 | True |  | 3 | Yes | 1093 | 10 | 109 | 2254 | 28 | 81 | 3758 | 67 | 56 | [5 empty] | Incandescent |  | Federally-Regulated Consumer Product | 03/06/2017 |  | 03/06/2017
Hunter Fan Co. | Hunter Fan Co. | 23483 |  |  |  |  | 1326 | 10 | 133 | 2736 | 26 | 105 | 5411 | 66 | 82 | [5 empty] | Incandescent |  | Non Federally-Regulated | 03/06/2017 |  | 03/06/2017
Hunter Fan Co. | Hunter | 28776 | True |  | 3 | Yes | 1185 | 9 | 132 | 1989 | 18 | 111 | 3271 | 52 | 63 | [5 empty] | Incandescent |  | Federally-Regulated Consumer Product | 03/06/2017 |  | 03/06/2017
Hunter Fan Co. | Hunter Fan Co. | 21966 |  |  |  |  | 1520 | 9 | 169 | 3461 | 35 | 99 | 5597 | 82 | 68 | [5 empty] | Incandescent |  | Non Federally-Regulated | 03/06/2017 |  | 03/06/2017
Hunter Fan Co. | Hunter Fan Co. | 28083 |  |  |  |  | 1309 | 131 | 10 | 2796 | 96 | 29 | 4800 | 68 | 71 | [5 empty] | Incandescent |  | Non Federally-Regulated | 03/06/2017 |  | 03/06/2017
Hunter Fan Co. | Hunter Fan Co. | 28424 |  |  |  |  | 1901 | 13 | 146 | 3837 | 36 | 107 | 6589 | 84 | 78 | [5 empty] | Incandescent |  | Non Federally-Regulated | 03/06/2017 |  | 03/06/2017
Hunter Fan Co. | Hunter | 59046 | True |  | 3 | Yes | 1744 | 10 | 174 | 3012 | 25 | 120 | 4775 | 66 | 72 | [5 empty] | Incandescent |  | Federally-Regulated Consumer Product | 03/06/2017 |  | 03/06/2017
Hunter Fan Co. | Hunter | 23562 | True |  | 3 | Yes | 1925 | 10 | 193 | 3466 | 28 | 124 | 5498 | 58 | 95 | [5 empty] | None |  | Federally-Regulated Consumer Product | 03/06/2017 |  | 03/06/2017
Hunter Fan Co. | Casablanca | 59060 | True |  | 4 | Yes | 3773 | 28 | 135 | 4660 | 44 | 106 | 6693 | 84 | 80 | [5 empty] | Other |  | Federally-Regulated Consumer Product | 03/06/2017 |  | 03/06/2017
Hunter Fan Co. | Casablanca | C23U73K | True |  | 3 | Yes | 2817 | 25 | 113 | 5510 | 80 | 69 | 4337 | 48 | 90 | [5 empty] | None |  | Federally-Regulated Consumer Product | 03/06/2017 |  | 03/06/2017
Hunter Fan Co. | Hunter | 53267 | True |  | 3 | Yes | 1654 | 9 | 184 | 2609 | 24 | 109 | 3810 | 67 | 57 | [5 empty] | Incandescent |  | Federally-Regulated Consumer Product | 03/06/2017 |  | 03/06/2017
Hunter Fan Co. | Hunter | 28675 | True |  | 3 | Yes | 1691 | 8 | 211 | 2492 | 16 | 156 | 4389 | 53 | 83 | [5 empty] | Incandescent |  | Federally-Regulated Consumer Product | 03/06/2017 |  | 03/06/2017
Hunter Fan Co. | Hunter Fan Co. | 21996 |  |  |  |  | 1664 | 11 | 151 | 2785 | 30 | 93 | 6236 | 84 | 74 | [5 empty] | Incandescent |  | Non Federally-Regulated | 03/06/2017 |  | 03/06/2017
Hunter Fan Co. | Hunter | 25522 | True |  | 3 | Yes | 1548 | 10 | 155 | 3629 | 34 | 107 | 5944 | 74 | 80 | [5 empty] | Incandescent |  | Federally-Regulated Consumer Product | 03/06/2017 |  | 03/06/2017
Hunter Fan Co. | Hunter Fan Co. | 20543 |  |  |  |  | 1489 | 192 | 8 | 3458 | 116 | 30 | 6159 | 78 | 79 | [5 empty] | Incandescent |  | Non Federally-Regulated | 03/06/2017 |  | 03/06/2017
Torch Lighting Ltd. | World Imports | 27383-WIORB | True |  | 3 | Exception 3 | 1241 | 26 | 48 | 1420 | 30 | 47 | 1748 | 38 | 46 | [5 empty] | LED |  | Federally-Regulated Consumer Product | 03/08/2017 |  | 03/08/2017
Torch Lighting Ltd. | World Imports | 27394-WI | True |  | 3 | Exception 3 | 788 | 20 | 39 | 903 | 23 | 39 | 1108 | 29 | 38 | [5 empty] | Compact Flourescent |  | Federally-Regulated Consumer Product | 03/08/2017 |  | 03/08/2017
Torch Lighting Ltd. | World Imports | 27383-WI | True |  | 3 | Exception 3 | 1241 | 26 | 48 | 1420 | 30 | 47 | 1748 | 38 | 46 | [5 empty] | LED |  | Federally-Regulated Consumer Product | 03/08/2017 |  | 03/08/2017
Torch Lighting Ltd. | World Imports | 27386-WIORB | True |  | 3 | Exception 3 | 1241 | 26 | 48 | 1420 | 30 | 47 | 1748 | 38 | 46 | [5 empty] | LED |  | Federally-Regulated Consumer Product | 03/08/2017 |  | 03/08/2017
Torch Lighting Ltd. | World Imports | 27386-WI | True |  | 3 | Exception 3 | 1241 | 26 | 48 | 1420 | 30 | 47 | 1748 | 38 | 46 | [5 empty] | LED |  | Federally-Regulated Consumer Product | 03/08/2017 |  | 03/08/2017
Torch Lighting Ltd. | World Imports | 27395-WI | True |  | 3 | Exception 3 | 788 | 20 | 39 | 903 | 23 | 39 | 1108 | 29 | 38 | [5 empty] | Compact Flourescent |  | Federally-Regulated Consumer Product | 03/08/2017 |  | 03/08/2017
Air Cool Industrial Co., Ltd. | Home Decorators Collection | AC-552(YG612--BN) | True |  | 3 | Yes | 1353 | 13 | 104 | 1925 | 22 | 87 | 2758 | 42 | 65 | [5 empty] | None |  | Federally-Regulated Consumer Product | 01/25/2017 |  | 03/13/2017
King of Fans | Home Decorators Collection | 56-BRM | True |  | 9 | Yes | 1878 | 1 | 1878 | 5061 | 8 | 633 | 8201 | 36 | 228 | [5 empty] | Compact Flourescent |  | Federally-Regulated Consumer Product | 12/05/2014 |  | 03/15/2017
King of Fans | Hampton Bay | 48-HVA | True |  | 3 | Yes | 2153 | 14 | 154 | 3148 | 30 | 105 | 4467 | 60 | 74 | [5 empty] | Compact Flourescent |  | Federally-Regulated Consumer Product | 03/22/2016 |  | 03/15/2017
King of Fans | Home Decorators Collection | 44-WWD | True |  | 3 | Yes | 2438 | 13 | 188 | 3556 | 30 | 119 | 5201 | 63 | 83 | [5 empty] | Compact Flourescent |  | Federally-Regulated Consumer Product | 08/10/2015 |  | 03/15/2017
King of Fans | Home Decorators Collection | 52-RTY | True |  | 4 | Yes | 2028 | 10 | 203 | 3993 | 35 | 114 | 5035 | 57 | 88 | [5 empty] | Compact Flourescent |  | Federally-Regulated Consumer Product | 03/22/2016 |  | 03/15/2017
King of Fans | Home Decorators Collection | 52-WWDIV | True |  | 3 | Yes | 2389 | 12 | 199 | 4262 | 31 | 137 | 6112 | 60 | 102 | [5 empty] | Compact Flourescent |  | Federally-Regulated Consumer Product | 03/25/2016 |  | 03/15/2017
King of Fans | Hampton Bay | EF200B-44 | True |  | 3 | Yes | 1673 | 12 | 139 | 2909 | 25 | 116 | 3770 | 51 | 74 | [5 empty] | Compact Flourescent |  | Federally-Regulated Consumer Product | 08/21/2015 |  | 04/21/2017
King of Fans | Hampton Bay | EF200(D)-44 | True |  | 3 | Yes | 1863 | 12 | 155 | 2646 | 24 | 110 | 3742 | 53 | 70 | [5 empty] | LED |  | Federally-Regulated Consumer Product | 05/10/2016 |  | 04/21/2017
King of Fans | Hampton Bay | EF200-36 | True |  | 3 | Yes | 1450 | 13 | 112 | 2200 | 26 | 85 | 3200 | 49 | 65 | [5 empty] | Compact Flourescent |  | Federally-Regulated Consumer Product | 08/21/2015 |  | 04/21/2017
King of Fans | Hampton Bay | EF200P(A)-36 | True |  | 3 | Yes | 1710 | 11 | 155 | 2303 | 23 | 100 | 3204 | 49 | 65 | [5 empty] | Compact Flourescent |  | Federally-Regulated Consumer Product | 08/21/2015 |  | 04/21/2017
King of Fans | Hampton Bay | EF200S(P)-48 | True |  | 3 | Yes | 2050 | 10 | 205 | 3424 | 29 | 118 | 4719 | 60 | 79 | [5 empty] | Compact Flourescent |  | Federally-Regulated Consumer Product | 04/04/2016 |  | 04/21/2017
King of Fans | Hampton Bay | EF200S(D)-52 | True |  | 3 | Yes | 2358 | 18 | 131 | 3879 | 36 | 108 | 5126 | 59 | 87 | [5 empty] | Compact Flourescent |  | Federally-Regulated Consumer Product | 03/22/2016 |  | 04/21/2017
King of Fans | Hampton Bay | CF101H-60 | True |  | 4 | Yes | 2970 | 18 | 165 | 8100 | 100 | 81 | 9630 | 107 | 90 | [5 empty] | None |  | Federally-Regulated Consumer Product | 08/21/2015 |  | 04/21/2017
King of Fans | Hampton Bay | 48-HVA | True |  | 3 | Yes | 693 | 13 | 53 | 799 | 28 | 29 | 1027 | 62 | 17 | [5 empty] | LED |  | Federally-Regulated Consumer Product | 03/15/2017 |  | 04/21/2017
King of Fans | Hampton Bay | 52-LWD | True |  | 3 | Yes | 1811 | 10 | 181 | 3271 | 27 | 121 | 5016 | 62 | 81 | [5 empty] | Incandescent |  | Federally-Regulated Consumer Product | 03/22/2016 |  | 04/21/2017
King of Fans | Hampton Bay | 46-NS | True |  | 3 | Yes | 2209 | 13 | 170 | 3452 | 27 | 128 | 4606 | 50 | 92 | [5 empty] | Compact Flourescent |  | Federally-Regulated Consumer Product | 03/22/2016 |  | 04/21/2017
King of Fans | Hampton Bay | 52-HL | True |  | 3 | Yes | 2168 | 11 | 197 | 3663 | 26 | 141 | 5703 | 64 | 89 | [5 empty] | None |  | Federally-Regulated Consumer Product | 03/22/2016 |  | 04/21/2017
King of Fans | Hampton Bay | 44-MRS | True |  | 3 | Yes | 1457 | 11 | 132 | 2554 | 20 | 128 | 3685 | 43 | 86 | [5 empty] | Incandescent |  | Federally-Regulated Consumer Product | 03/22/2016 |  | 04/21/2017
King of Fans | Hampton Bay | 44-BS | True |  | 3 | Yes | 1376 | 10 | 138 | 2186 | 22 | 99 | 3460 | 52 | 67 | [5 empty] | Incandescent |  | Federally-Regulated Consumer Product | 03/22/2016 |  | 04/21/2017
King of Fans | Hampton Bay | 48-LG | True |  | 3 | Yes | 2257 | 13 | 174 | 3466 | 31 | 112 | 5034 | 67 | 75 | [5 empty] | None |  | Federally-Regulated Consumer Product | 03/22/2016 |  | 04/21/2017
Air Cool Industrial Co., Ltd. | Home Decorators Collection | AC-303OD(AC303-NI-MH) | True |  | 3 | Yes | 1621 | 11 | 147 | 3284 | 39 | 84 | 4296 | 67 | 64 | [5 empty] | Compact Flourescent |  | Federally-Regulated Consumer Product | 08/14/2015 |  | 05/09/2017
Air Cool Industrial Co., Ltd. | Home Decorators Collection | AC-451OD(YG533-SST-BN) | True |  | 3 | Yes | 1746 | 10 | 175 | 3396 | 26 | 131 | 5203 | 51 | 102 | [5 empty] | LED |  | Federally-Regulated Consumer Product | 10/19/2015 |  | 05/09/2017
Air Cool Industrial Co., Ltd. | Home Decorators Collection | AC-451OD(YG533-SST-GLWH) | True |  | 3 | Yes | 1746 | 10 | 175 | 3396 | 26 | 131 | 5203 | 51 | 102 | [5 empty] | LED |  | Federally-Regulated Consumer Product | 10/19/2015 |  | 05/09/2017
Air Cool Industrial Co., Ltd. | Home Decorators Collection | AC-552(YG442-ORB) | True |  | 3 | Yes | 2771 | 22 | 126 | 4592 | 46 | 100 | 6068 | 78 | 78 | [5 empty] | Compact Flourescent |  | Federally-Regulated Consumer Product | 08/14/2015 |  | 05/09/2017
Air Cool Industrial Co., Ltd. | Home Decorators Collection | AC-552OD(YG486-NI) | True |  | 3 | Yes | 1760 | 10 | 176 | 3159 | 26 | 122 | 5289 | 69 | 77 | [5 empty] | Compact Flourescent |  | Federally-Regulated Consumer Product | 08/14/2015 |  | 05/09/2017
Air Cool Industrial Co., Ltd. | Home Decorators Collection | AG-637OD(AM127-NI) | True |  | 3 | Yes | 1397 | 11 | 127 | 2682 | 30 | 89 | 4317 | 69 | 63 | [5 empty] | Compact Flourescent |  | Federally-Regulated Consumer Product | 08/14/2015 |  | 05/09/2017
Air Cool Industrial Co., Ltd. | Home Decorators Collection | AC-552(YG419-WH) | True |  | 3 | Yes | 1915 | 10 | 192 | 4618 | 29 | 159 | 7508 | 66 | 114 | [5 empty] | Compact Flourescent |  | Federally-Regulated Consumer Product | 08/14/2015 |  | 05/09/2017
Air Cool Industrial Co., Ltd. | Home Decorators Collection | AC-552(YG419-BN) | True |  | 3 | Yes | 1915 | 10 | 192 | 4618 | 29 | 159 | 7508 | 66 | 114 | [5 empty] | Compact Flourescent |  | Federally-Regulated Consumer Product | 08/14/2015 |  | 05/09/2017
Air Cool Industrial Co., Ltd. | Home Decorators Collection | AC-552(YG419-NI) | True |  | 3 | Yes | 1915 | 10 | 192 | 4618 | 29 | 159 | 7508 | 66 | 114 | [5 empty] | Compact Flourescent |  | Federally-Regulated Consumer Product | 08/14/2015 |  | 05/09/2017
Air Cool Industrial Co., Ltd. | Hampton Bay | AC-552(AM215-BN) | True |  | 3 | Yes | 1939 | 13 | 149 | 2898 | 27 | 107 | 4504 | 63 | 71 | [5 empty] | LED |  | Federally-Regulated Consumer Product | 08/14/2015 |  | 05/09/2017
Air Cool Industrial Co., Ltd. | Hampton Bay | AC-552(AM215-ORB) | True |  | 3 | Yes | 1939 | 13 | 149 | 2898 | 27 | 107 | 4504 | 63 | 71 | [5 empty] | LED |  | Federally-Regulated Consumer Product | 08/14/2015 |  | 05/09/2017
Air Cool Industrial Co., Ltd. | Hampton Bay | AC-552OD (AL634-NI) | True |  | 3 | Yes | 1891 | 11 | 172 | 3408 | 31 | 110 | 5020 | 55 | 91 | [5 empty] | Compact Flourescent |  | Federally-Regulated Consumer Product | 08/14/2015 |  | 05/09/2017
Air Cool Industrial Co., Ltd. | Hampton Bay | AC-552OD (AL634-WH) | True |  | 3 | Yes | 1891 | 11 | 172 | 3408 | 31 | 110 | 5020 | 55 | 91 | [5 empty] | Compact Flourescent |  | Federally-Regulated Consumer Product | 08/14/2015 |  | 05/09/2017
Air Cool Industrial Co., Ltd. | Hampton Bay | AC-552OD(YG188-BN) | True |  | 3 | Yes | 1582 | 10 | 158 | 3459 | 31 | 112 | 5379 | 62 | 87 | [5 empty] | Compact Flourescent |  | Federally-Regulated Consumer Product | 08/14/2015 |  | 05/09/2017
Air Cool Industrial Co., Ltd. | Hampton Bay | AC-552OD(YG188-NI) | True |  | 3 | Yes | 1582 | 10 | 158 | 3459 | 31 | 112 | 5379 | 62 | 87 | [5 empty] | Compact Flourescent |  | Federally-Regulated Consumer Product | 08/14/2015 |  | 05/09/2017
Air Cool Industrial Co., Ltd. | Hampton Bay | AC-552OD(YG188-WB) | True |  | 3 | Yes | 1582 | 10 | 158 | 3459 | 31 | 112 | 5379 | 62 | 87 | [5 empty] | Compact Flourescent |  | Federally-Regulated Consumer Product | 08/14/2015 |  | 05/09/2017
Air Cool Industrial Co., Ltd. | Hampton Bay | AC-552OD(YG188-WH) | True |  | 3 | Yes | 1582 | 10 | 158 | 3459 | 31 | 112 | 5379 | 62 | 87 | [5 empty] | Compact Flourescent |  | Federally-Regulated Consumer Product | 08/08/2016 |  | 05/09/2017
Air Cool Industrial Co., Ltd. | Hampton Bay | AC-554OD (AC457-BN) | True |  | 3 | Yes | 1510 | 12 | 126 | 2766 | 38 | 73 | 4150 | 70 | 59 | [5 empty] | Compact Flourescent |  | Federally-Regulated Consumer Product | 08/14/2015 |  | 05/09/2017
Air Cool Industrial Co., Ltd. | Hampton Bay | AC-554OD (AC457-WB) | True |  | 3 | Yes | 1510 | 12 | 126 | 2766 | 38 | 73 | 4150 | 70 | 59 | [5 empty] | Compact Flourescent |  | Federally-Regulated Consumer Product | 08/14/2015 |  | 05/09/2017
Air Cool Industrial Co., Ltd. | Hampton Bay | AC-554OD (AC457-WH) | True |  | 3 | Yes | 1510 | 12 | 126 | 2766 | 38 | 73 | 4150 | 70 | 59 | [5 empty] | Compact Flourescent |  | Federally-Regulated Consumer Product | 08/14/2015 |  | 05/09/2017
Summer Wind International, Ltd. | Home Decorators Collection | 14425 | True |  | 3 | Yes | 1793 | 15 | 120 | 3549 | 33 | 108 | 5220 | 62 | 84 | [5 empty] | LED |  | Federally-Regulated Consumer Product | 09/10/2014 |  | 05/09/2017
Summer Wind International, Ltd. | Home Decorators Collection | SW1422 MBK | True |  | 3 | Yes | 2383 | 14 | 170 | 3627 | 28 | 130 | 5212 | 52 | 100 | [5 empty] | LED |  | Federally-Regulated Consumer Product | 11/04/2014 |  | 05/09/2017
Summer Wind International, Ltd. | Home Decorators Collection | SW1422 WH | True |  | 3 | Yes | 2383 | 14 | 170 | 3627 | 28 | 130 | 5212 | 52 | 100 | [5 empty] | LED |  | Federally-Regulated Consumer Product | 11/04/2014 |  | 05/09/2017
Summer Wind International, Ltd. | Home Decorators Collection | SW1478 ORB | True |  | 3 | Yes | 1959 | 15 | 130 | 3365 | 33 | 102 | 5230 | 59 | 88 | [5 empty] | LED |  | Federally-Regulated Consumer Product | 09/10/2014 |  | 05/09/2017
Summer Wind International, Ltd. | Home Decorators Collection | SW1478 BN | True |  | 3 | Yes | 1959 | 15 | 130 | 3365 | 33 | 102 | 5230 | 59 | 88 | [5 empty] | LED |  | Federally-Regulated Consumer Product | 07/01/2015 |  | 05/09/2017
Madison Avenue Lighting & Fan Co. | Hampton Bay | 34914 | True |  | 3 | Yes | 1941 | 10 | 194 | 3524 | 31 | 113 | 5820 | 71 | 82 | [5 empty] | Compact Flourescent |  | Federally-Regulated Consumer Product | 12/22/2016 |  | 05/19/2017
Madison Avenue Lighting & Fan Co. | Home Decorators Collection | 34343 | True |  | 3 | Yes | 2325 | 15 | 155 | 3412 | 29 | 118 | 5320 | 60 | 89 | [5 empty] | Compact Flourescent |  | Federally-Regulated Consumer Product | 10/03/2014 |  | 05/19/2017
Air Cool Industrial Co., Ltd. | Home Decorators Collection | YG583(YG583-BN) | True |  | V | Yes | 2307 | 10 | 231 | 4751 | 29 | 164 | 6003 | 43 | 140 | [5 empty] | LED |  | Federally-Regulated Consumer Product | 06/29/2016 |  | 06/06/2017
Air Cool Industrial Co., Ltd. | Home Decorators Collection | YG583(YG583-WH) | True |  | V | Yes | 2307 | 10 | 231 | 4751 | 29 | 164 | 6003 | 43 | 140 | [5 empty] | LED |  | Federally-Regulated Consumer Product | 06/29/2016 |  | 06/06/2017
Air Cool Industrial Co., Ltd. | Home Decorators Collection | AC-552(YG591-BN) | True |  | 3 | Yes | 2199 | 15 | 147 | 3594 | 32 | 112 | 5313 | 60 | 89 | [5 empty] | LED |  | Federally-Regulated Consumer Product | 06/29/2016 |  | 06/06/2017
Air Cool Industrial Co., Ltd. | Home Decorators Collection | AC-552(YG591-NI) | True |  | 3 | Yes | 2199 | 15 | 147 | 3594 | 32 | 112 | 5313 | 60 | 89 | [5 empty] | LED |  | Federally-Regulated Consumer Product | 06/29/2016 |  | 06/06/2017
Air Cool Industrial Co., Ltd. | Atlas | Acqua-Wood-* | True |  | 3 | Yes | 2774 | 45 | 62 | 3143 | 60 | 52 | 4350 | 90 | 48 | [5 empty] | Incandescent |  | Federally-Regulated Consumer Product | 10/06/2015 |  | 06/15/2017
Air Cool Industrial Co., Ltd. | Atlas | Acqua-Metal-* | True |  | 3 | Yes | 2642 | 43 | 61 | 3250 | 57 | 57 | 3913 | 81 | 48 | [5 empty] | Incandescent |  | Federally-Regulated Consumer Product | 02/22/2016 |  | 06/15/2017
Air Cool Industrial Co., Ltd. | Atlas | Dagny-Wood-* | True |  | 3 | Yes | 2774 | 45 | 62 | 3143 | 60 | 52 | 4350 | 90 | 48 | [5 empty] | None |  | Federally-Regulated Consumer Product | 10/06/2015 |  | 06/15/2017
Air Cool Industrial Co., Ltd. | Atlas | Dagny-Metal-* | True |  | 3 | Yes | 2642 | 43 | 61 | 3250 | 57 | 57 | 3913 | 81 | 48 | [5 empty] | None |  | Federally-Regulated Consumer Product | 02/22/2016 |  | 06/15/2017
Air Cool Industrial Co., Ltd. | Atlas | Dagny Light Kit-Wood-* | True |  | 3 | Yes | 2774 | 45 | 62 | 3143 | 60 | 52 | 4350 | 90 | 48 | [5 empty] | Incandescent |  | Federally-Regulated Consumer Product | 10/06/2015 |  | 06/15/2017
Air Cool Industrial Co., Ltd. | Atlas | Dagny Light Kit-Metal-* | True |  | 3 | Yes | 2642 | 43 | 61 | 3250 | 57 | 57 | 3913 | 81 | 48 | [5 empty] | Incandescent |  | Federally-Regulated Consumer Product | 02/22/2016 |  | 06/15/2017
Air Cool Industrial Co., Ltd. | Atlas | Dagny Light Kit-LED-Wood-* | True |  | 3 | Yes | 2774 | 45 | 62 | 3143 | 60 | 52 | 4350 | 90 | 48 | [5 empty] | LED |  | Federally-Regulated Consumer Product | 10/06/2015 |  | 06/15/2017
Air Cool Industrial Co., Ltd. | Atlas | Dagny Light Kit-LED-Metal-* | True |  | 3 | Yes | 2642 | 43 | 61 | 3250 | 57 | 57 | 3913 | 81 | 48 | [5 empty] | LED |  | Federally-Regulated Consumer Product | 02/22/2016 |  | 06/15/2017
Air Cool Industrial Co., Ltd. | Atlas | Diane-Wood-* | True |  | 3 | Yes | 1003 | 29 | 35 | 1257 | 37 | 34 | 1608 | 52 | 31 | [5 empty] | None |  | Federally-Regulated Consumer Product | 11/18/2015 |  | 06/15/2017
Air Cool Industrial Co., Ltd. | Atlas | Diane-Metal-* | True |  | 3 | Yes | 974 | 29 | 34 | 1217 | 36 | 34 | 1424 | 47 | 30 | [5 empty] | None |  | Federally-Regulated Consumer Product | 11/18/2015 |  | 06/15/2017
Air Cool Industrial Co., Ltd. | Atlas | Irene 3-42"-* | True |  | 6 | Yes | 772 | 2 | 386 | 2556 | 7 | 365 | 4033 | 16 | 251 | [5 empty] | None |  | Federally-Regulated Consumer Product | 01/07/2016 |  | 06/15/2017
Air Cool Industrial Co., Ltd. | Atlas | Irene 3-52"-* | True |  | 6 | Yes | 1638 | 3 | 546 | 4205 | 11 | 382 | 6355 | 31 | 205 | [5 empty] | None |  | Federally-Regulated Consumer Product | 01/07/2016 |  | 06/15/2017
Air Cool Industrial Co., Ltd. | Atlas | Irene 3-60"-* | True |  | 6 | Yes | 2086 | 3 | 695 | 4709 | 10 | 471 | 6553 | 28 | 234 | [5 empty] | None |  | Federally-Regulated Consumer Product | 02/22/2016 |  | 06/15/2017
Air Cool Industrial Co., Ltd. | Atlas | Irene 5-42"-* | True |  | 6 | Yes | 850 | 2 | 425 | 3149 | 10 | 314 | 4692 | 26 | 180 | [5 empty] | None |  | Federally-Regulated Consumer Product | 01/07/2016 |  | 06/15/2017
Air Cool Industrial Co., Ltd. | Atlas | Irene 5-52"-* | True |  | 6 | Yes | 1515 | 3 | 505 | 3378 | 11 | 307 | 5612 | 31 | 181 | [5 empty] | None |  | Federally-Regulated Consumer Product | 01/07/2016 |  | 06/15/2017
Air Cool Industrial Co., Ltd. | Atlas | Irene 5-60"-* | True |  | 6 | Yes | 2453 | 4 | 613 | 4744 | 11 | 431 | 6333 | 28 | 226 | [5 empty] | None |  | Federally-Regulated Consumer Product | 02/22/2016 |  | 06/15/2017
Air Cool Industrial Co., Ltd. | Atlas | Kaye-* | True |  | 3 | Yes | 965 | 29 | 33 | 1214 | 36 | 34 | 1328 | 47 | 28 | [5 empty] | None |  | Federally-Regulated Consumer Product | 10/06/2015 |  | 06/15/2017
Air Cool Industrial Co., Ltd. | Atlas | America-USA-* | True |  | 3 | Yes | 2052 | 9 | 228 | 3003 | 27 | 111 | 5148 | 63 | 82 | [5 empty] | None |  | Federally-Regulated Consumer Product | 01/07/2016 |  | 06/15/2017
Air Cool Industrial Co., Ltd. | Atlas | America-USA-Light Kit-* | True |  | 3 | Yes | 2052 | 9 | 228 | 3003 | 27 | 111 | 5148 | 63 | 82 | [5 empty] | Compact Flourescent |  | Federally-Regulated Consumer Product | 01/07/2016 |  | 06/15/2017
Air Cool Industrial Co., Ltd. | Atlas | America-Taiwan-* | True |  | 3 | Yes | 2052 | 9 | 228 | 3003 | 27 | 111 | 5148 | 63 | 82 | [5 empty] | None |  | Federally-Regulated Consumer Product | 01/07/2016 |  | 06/15/2017
Air Cool Industrial Co., Ltd. | Atlas | America-Taiwan-Light Kit-* | True |  | 3 | Yes | 2052 | 9 | 228 | 3003 | 27 | 111 | 5148 | 63 | 82 | [5 empty] | Compact Flourescent |  | Federally-Regulated Consumer Product | 01/07/2016 |  | 06/15/2017
Air Cool Industrial Co., Ltd. | Atlas | Irene 3H-42"-* | True |  | 6 | Yes | 772 | 2 | 386 | 2556 | 7 | 365 | 4033 | 16 | 251 | [5 empty] | None |  | Federally-Regulated Consumer Product | 01/07/2016 |  | 06/15/2017
Air Cool Industrial Co., Ltd. | Atlas | Irene 3H-52"-* | True |  | 6 | Yes | 1444 | 3 | 481 | 4029 | 11 | 366 | 6140 | 31 | 196 | [5 empty] | None |  | Federally-Regulated Consumer Product | 01/07/2016 |  | 06/15/2017
Air Cool Industrial Co., Ltd. | Atlas | Irene 3H-60"-* | True |  | 6 | Yes | 1556 | 3 | 518 | 3343 | 10 | 334 | 5026 | 28 | 179 | [5 empty] | None |  | Federally-Regulated Consumer Product | 02/22/2016 |  | 06/15/2017
Air Cool Industrial Co., Ltd. | Atlas | Irene 5H-42"-* | True |  | 6 | Yes | 850 | 2 | 425 | 3149 | 10 | 314 | 4692 | 26 | 180 | [5 empty] | None |  | Federally-Regulated Consumer Product | 01/07/2016 |  | 06/15/2017
Air Cool Industrial Co., Ltd. | Atlas | Irene 5H-52"-* | True |  | 6 | Yes | 1886 | 3 | 629 | 4091 | 13 | 312 | 6050 | 32 | 188 | [5 empty] | None |  | Federally-Regulated Consumer Product | 10/06/2015 |  | 06/15/2017
Air Cool Industrial Co., Ltd. | Atlas | Irene 5H-60"-* | True |  | 6 | Yes | 1684 | 4 | 421 | 3554 | 11 | 323 | 5266 | 28 | 188 | [5 empty] | None |  | Federally-Regulated Consumer Product | 02/22/2016 |  | 06/15/2017
Air Cool Industrial Co., Ltd. | Atlas | Irene 3H-Light Kit-42"-* | True |  | 6 | Yes | 850 | 2 | 425 | 3149 | 10 | 314 | 4692 | 26 | 180 | [5 empty] | None |  | Federally-Regulated Consumer Product | 01/07/2016 |  | 06/15/2017
Air Cool Industrial Co., Ltd. | Atlas | Irene 5H-Light Kit-52"-* | True |  | 6 | Yes | 1886 | 3 | 629 | 4091 | 13 | 312 | 6050 | 32 | 188 | [5 empty] | None |  | Federally-Regulated Consumer Product | 10/06/2015 |  | 06/15/2017
Air Cool Industrial Co., Ltd. | Atlas | Bubble-* | True |  | 6 | Yes | 2372 | 4 | 593 | 4910 | 14 | 350 | 6947 | 32 | 216 | [5 empty] | LED |  | Federally-Regulated Consumer Product | 01/07/2016 |  | 06/15/2017
Air Cool Industrial Co., Ltd. | Atlas | CIV-Walnut-* | True |  | 3 | Yes | 2980 | 17 | 175 | 4876 | 40 | 122 | 6539 | 68 | 96 | [5 empty] | LED |  | Federally-Regulated Consumer Product | 10/06/2015 |  | 06/15/2017
Air Cool Industrial Co., Ltd. | Atlas | CIV-Rosewood-* | True |  | 3 | Yes | 2980 | 17 | 175 | 4876 | 40 | 122 | 6539 | 68 | 96 | [5 empty] | LED |  | Federally-Regulated Consumer Product | 10/06/2015 |  | 06/15/2017
Air Cool Industrial Co., Ltd. | Atlas | Eliza-* | True |  | 6 | Yes | 1443 | 3 | 481 | 3820 | 13 | 289 | 5396 | 32 | 167 | [5 empty] | None |  | Federally-Regulated Consumer Product | 10/06/2015 |  | 06/15/2017
Air Cool Industrial Co., Ltd. | Atlas | ElizaH-* | True |  | 6 | Yes | 873 | 3 | 291 | 2156 | 13 | 166 | 3940 | 32 | 122 | [5 empty] | None |  | Federally-Regulated Consumer Product | 02/18/2016 |  | 06/15/2017
Air Cool Industrial Co., Ltd. | Atlas | Eliza-Light Kit | True |  | 6 | Yes | 1443 | 3 | 481 | 3820 | 13 | 289 | 5396 | 32 | 167 | [5 empty] | None |  | Federally-Regulated Consumer Product | 01/11/2016 |  | 06/15/2017
Air Cool Industrial Co., Ltd. | Atlas | ElizaH-Light Kit | True |  | 6 | Yes | 1443 | 3 | 481 | 3820 | 13 | 289 | 5396 | 32 | 167 | [5 empty] | None |  | Federally-Regulated Consumer Product | 01/11/2016 |  | 06/15/2017
Air Cool Industrial Co., Ltd. | Atlas | Donaire-* | True |  | 3 | Yes | 2272 | 12 | 189 | 3871 | 26 | 149 | 5270 | 43 | 123 | [5 empty] | None |  | Federally-Regulated Consumer Product | 02/22/2016 |  | 06/15/2017
Air Cool Industrial Co., Ltd. | Matthews-Gerbar | Ar Ruthiane-Metal-* | True |  | V | Yes | 802 | 68 | 6 | 1601 | 136 | 12 | 3201 | 272 | 12 | [5 empty] | None |  | Federally-Regulated Consumer Product | 01/07/2016 |  | 06/21/2017
Air Cool Industrial Co., Ltd. | Matthews-Gerbar | Ar Ruthiane-Wood-* | True |  | V | Yes | 1060 | 69 | 7 | 2120 | 139 | 15 | 4240 | 278 | 15 | [5 empty] | None |  | Federally-Regulated Consumer Product | 01/07/2016 |  | 06/21/2017
Air Cool Industrial Co., Ltd. | Matthews-Gerbar | Bianca Direcional-Metal-* | True |  | V | Yes | 400 | 34 | 6 | 800 | 68 | 12 | 1600 | 136 | 12 | [5 empty] | None |  | Federally-Regulated Consumer Product | 01/07/2016 |  | 06/21/2017
Air Cool Industrial Co., Ltd. | Matthews-Gerbar | Bianca Direcional-Wood-* | True |  | V | Yes | 530 | 35 | 7 | 1060 | 70 | 15 | 2120 | 139 | 15 | [5 empty] | None |  | Federally-Regulated Consumer Product | 01/07/2016 |  | 06/21/2017
Air Cool Industrial Co., Ltd. | Matthews-Gerbar | Brisa 2000-Metal-* | True |  | V | Yes | 400 | 34 | 6 | 800 | 68 | 12 | 1600 | 136 | 12 | [5 empty] | None |  | Federally-Regulated Consumer Product | 01/07/2016 |  | 06/21/2017
Air Cool Industrial Co., Ltd. | Matthews-Gerbar | Brisa 2000-Wood-* | True |  | V | Yes | 530 | 35 | 7 | 1060 | 70 | 15 | 2120 | 139 | 15 | [5 empty] | None |  | Federally-Regulated Consumer Product | 01/07/2016 |  | 06/21/2017
Air Cool Industrial Co., Ltd. | Matthews-Gerbar | Duplo-Dinamico-Metal-* | True |  | V | Yes | 802 | 68 | 6 | 1601 | 136 | 12 | 3201 | 272 | 12 | [5 empty] | None |  | Federally-Regulated Consumer Product | 01/07/2016 |  | 06/21/2017
Air Cool Industrial Co., Ltd. | Matthews-Gerbar | Duplo-Dinamico-Wood-* | True |  | V | Yes | 804 | 59 | 7 | 1609 | 118 | 14 | 3217 | 235 | 14 | [5 empty] | None |  | Federally-Regulated Consumer Product | 01/07/2016 |  | 06/21/2017
Air Cool Industrial Co., Ltd. | Matthews-Gerbar | Italo Ventania-Metal-* | True |  | V | Yes | 802 | 68 | 6 | 1601 | 136 | 12 | 3201 | 272 | 12 | [5 empty] | None |  | Federally-Regulated Consumer Product | 01/07/2016 |  | 06/21/2017
Air Cool Industrial Co., Ltd. | Matthews-Gerbar | Italo Ventania-Wood-* | True |  | V | Yes | 1060 | 69 | 7 | 2120 | 139 | 15 | 4240 | 278 | 15 | [5 empty] | None |  | Federally-Regulated Consumer Product | 01/07/2016 |  | 06/21/2017
Air Cool Industrial Co., Ltd. | Matthews-Gerbar | Jarold Direcional-Metal-* | True |  | V | Yes | 400 | 34 | 6 | 800 | 68 | 12 | 1600 | 136 | 12 | [5 empty] | None |  | Federally-Regulated Consumer Product | 01/07/2016 |  | 06/21/2017
Air Cool Industrial Co., Ltd. | Matthews-Gerbar | Jarold Direcional-Wood-* | True |  | V | Yes | 530 | 35 | 7 | 1060 | 70 | 15 | 2120 | 139 | 15 | [5 empty] | None |  | Federally-Regulated Consumer Product | 01/07/2016 |  | 06/21/2017
Air Cool Industrial Co., Ltd. | Matthews-Gerbar | Vent Bettina-Metal-* | True |  | V | Yes | 802 | 68 | 6 | 1601 | 136 | 12 | 3201 | 272 | 12 | [5 empty] | None |  | Federally-Regulated Consumer Product | 01/07/2016 |  | 06/21/2017
Air Cool Industrial Co., Ltd. | Matthews-Gerbar | Vent Bettina-Wood-* | True |  | V | Yes | 1060 | 69 | 7 | 2120 | 139 | 15 | 4240 | 278 | 15 | [5 empty] | None |  | Federally-Regulated Consumer Product | 01/07/2016 |  | 06/21/2017
Air Cool Industrial Co., Ltd. | Atlas | Acqua-Metal-* | True |  | 3 | Yes | 1825 | 45 | 41 |  |  |  | 3167 | 81 | 39 | [5 empty] | None |  | Federally-Regulated Consumer Product | 06/15/2017 |  | 06/21/2017
Air Cool Industrial Co., Ltd. | Atlas | Acqua-Wood-* | True |  | 3 | Yes | 2750 | 62 | 44 |  |  |  | 4058 | 101 | 40 | [5 empty] | None |  | Federally-Regulated Consumer Product | 06/15/2017 |  | 06/21/2017
Air Cool Industrial Co., Ltd. | Atlas | America-Taiwan-Light Kit-* | True |  | 3 | Yes | 1368 | 9 | 152 |  |  |  | 4221 | 65 | 65 | [5 empty] | Compact Flourescent |  | Federally-Regulated Consumer Product | 06/15/2017 |  | 06/21/2017
Air Cool Industrial Co., Ltd. | Atlas | America-USA-Light Kit-* | True |  | 3 | Yes | 1368 | 9 | 152 |  |  |  | 4221 | 65 | 65 | [5 empty] | Compact Flourescent |  | Federally-Regulated Consumer Product | 06/15/2017 |  | 06/21/2017
Air Cool Industrial Co., Ltd. | Atlas | Dagny Light Kit-LED-Metal-* | True |  | 3 | Yes | 2199 | 45 | 49 |  |  |  | 3169 | 81 | 39 | [5 empty] | None |  | Federally-Regulated Consumer Product | 06/15/2017 |  | 06/21/2017
Air Cool Industrial Co., Ltd. | Atlas | Dagny Light Kit-LED-Wood-* | True |  | 3 | Yes | 2291 | 61 | 38 |  |  |  | 3632 | 102 | 36 | [5 empty] | None |  | Federally-Regulated Consumer Product | 06/15/2017 |  | 06/21/2017
Air Cool Industrial Co., Ltd. | Atlas | Dagny Light Kit-Metal-* | True |  | 3 | Yes | 2199 | 45 | 49 |  |  |  | 3169 | 81 | 39 | [5 empty] | None |  | Federally-Regulated Consumer Product | 06/15/2017 |  | 06/21/2017
Air Cool Industrial Co., Ltd. | Atlas | Dagny Light Kit-Wood-* | True |  | 3 | Yes | 2291 | 61 | 38 |  |  |  | 3632 | 102 | 36 | [5 empty] | None |  | Federally-Regulated Consumer Product | 06/15/2017 |  | 06/21/2017
Air Cool Industrial Co., Ltd. | Atlas | Eliza-Light Kit | True |  | 6 | Yes | 1772 | 3 | 591 |  |  |  | 5962 | 31 | 192 | [5 empty] | LED |  | Federally-Regulated Consumer Product | 06/15/2017 |  | 06/21/2017
Air Cool Industrial Co., Ltd. | Atlas | ElizaH-* | True |  | 6 | Yes | 1464 | 3 | 488 |  |  |  | 5236 | 31 | 169 | [5 empty] | None |  | Federally-Regulated Consumer Product | 06/15/2017 |  | 06/21/2017
Air Cool Industrial Co., Ltd. | Atlas | ElizaH-Light Kit | True |  | 6 | Yes | 1294 | 3 | 431 |  |  |  | 4837 | 32 | 151 | [5 empty] | LED |  | Federally-Regulated Consumer Product | 06/15/2017 |  | 06/21/2017
Air Cool Industrial Co., Ltd. | Atlas | Irene 3H-Light Kit-42"-* | True |  | 6 | Yes | 701 | 3 | 234 |  |  |  | 3573 | 18 | 199 | [5 empty] | LED |  | Federally-Regulated Consumer Product | 06/15/2017 |  | 06/21/2017
Air Cool Industrial Co., Ltd. | Atlas | Irene 3H-Light Kit-52"-* | True |  | 6 | Yes | 1057 | 3 | 352 |  |  |  | 5047 | 31 | 163 | [5 empty] | LED |  | Federally-Regulated Consumer Product | 06/15/2017 |  | 06/21/2017
Air Cool Industrial Co., Ltd. | Atlas | Irene 3H-Light Kit-60"-* | True |  | 6 | Yes | 1783 | 4 | 446 |  |  |  | 5878 | 31 | 190 | [5 empty] | LED |  | Federally-Regulated Consumer Product | 06/15/2017 |  | 06/21/2017
Air Cool Industrial Co., Ltd. | Atlas | Irene 5H-Light Kit-42""-* | True |  | 6 | Yes | 861 | 3 | 287 |  |  |  | 4215 | 32 | 132 | [5 empty] | LED |  | Federally-Regulated Consumer Product | 06/15/2017 |  | 06/21/2017
Air Cool Industrial Co., Ltd. | Atlas | Irene 5H-Light Kit-52"-* | True |  | 6 | Yes | 1212 | 3 | 404 |  |  |  | 4749 | 31 | 153 | [5 empty] | LED |  | Federally-Regulated Consumer Product | 06/15/2017 |  | 06/21/2017
Air Cool Industrial Co., Ltd. | Atlas | Irene 5H-Light Kit-60"-* | True |  | 6 | Yes | 2116 | 7 | 302 |  |  |  | 3660 | 31 | 118 | [5 empty] | LED |  | Federally-Regulated Consumer Product | 06/15/2017 |  | 06/21/2017
Minka Aire | Minka Aire | F738-(X) | True |  | 3 | Yes | 2066 | 13 | 159 | 3562 | 31 | 115 | 5405 | 64 | 84 | [5 empty] | None |  | Federally-Regulated Consumer Product | 06/22/2017 |  | 06/22/2017
Minka Aire | Minka Aire | F514-ORB | True |  | 3 | Yes | 2355 | 12 | 196 | 4428 | 37 | 120 | 6148 | 72 | 85 | [5 empty] | Compact Flourescent |  | Federally-Regulated Consumer Product | 06/22/2017 |  | 06/22/2017
Minka Aire | Minka Aire | F615-***** | True |  | 3 | Yes | 2399 | 19 | 126 | 3641 | 35 | 104 | 5110 | 60 | 85 | [5 empty] | Compact Flourescent |  | Federally-Regulated Consumer Product | 06/22/2017 |  | 06/22/2017
Minka Aire | Minka Aire | F621-***** | True |  | 3 | Yes | 2036 | 13 | 157 | 3716 | 37 | 100 | 5241 | 62 | 85 | [5 empty] | Incandescent |  | Federally-Regulated Consumer Product | 06/22/2017 |  | 06/22/2017
Minka Aire | Minka Aire | F514-BN | True |  | 3 | Yes | 2355 | 12 | 196 | 4428 | 37 | 120 | 6148 | 72 | 85 | [5 empty] | Compact Flourescent |  | Federally-Regulated Consumer Product | 06/22/2017 |  | 06/22/2017
Minka Aire | Minka Aire | F659-MCG | True |  | 3 | Yes | 2226 | 10 | 223 | 4037 | 30 | 135 | 6313 | 72 | 88 | [5 empty] | None |  | Federally-Regulated Consumer Product | 06/22/2017 |  | 06/22/2017
Minka Aire | Minka Aire | F809-***** | True |  | 3 | Yes | 2016 | 17 | 119 | 4229 | 44 | 96 | 5978 | 79 | 76 | [5 empty] | Other |  | Federally-Regulated Consumer Product | 06/22/2017 |  | 06/22/2017
Minka Aire | Minka Aire | F539-BCW | True |  | 3 | Yes | 3679 | 21 | 175 | 6886 | 50 | 138 | 9071 | 106 | 86 | [5 empty] | None |  | Federally-Regulated Consumer Product | 06/22/2017 |  | 06/22/2017
Minka Aire | Minka Aire | F581-***** | True |  | 3 | Yes | 2702 | 20 | 135 | 4137 | 41 | 101 | 4834 | 52 | 93 | [5 empty] | Other |  | Federally-Regulated Consumer Product | 06/22/2017 |  | 06/22/2017
Minka Aire | Minka Aire | F738-BN | True |  | 3 | Yes | 2066 | 13 | 159 | 3562 | 31 | 115 | 5405 | 64 | 84 | [5 empty] | None |  | Federally-Regulated Consumer Product | 06/22/2017 |  | 06/22/2017
Minka Aire | Minka Aire | F696-CC | True |  | 3 | Yes | 2491 | 11 | 226 | 4698 | 35 | 134 | 7557 | 85 | 89 | [5 empty] | None |  | Federally-Regulated Consumer Product | 06/22/2017 |  | 06/22/2017
Minka Aire | Minka Aire | F888-*** | True |  | 6 | Yes | 4826 | 6 | 804 | 7107 | 15 | 474 | 8778 | 28 | 314 | [5 empty] | Compact Flourescent |  | Federally-Regulated Consumer Product | 06/22/2017 |  | 06/22/2017
Minka Aire | Minka Aire | F510-***** | True |  | 4 | Yes | 708 | 5 | 142 | 1976 | 23 | 86 | 2132 | 30 | 71 | [5 empty] | Other |  | Federally-Regulated Consumer Product | 06/22/2017 |  | 06/22/2017
Minka Aire | Minka Aire | F603-*** | True |  | 3 | Yes | 1909 | 13 | 147 | 3665 | 36 | 102 | 6761 | 92 | 73 | [5 empty] | Incandescent |  | Federally-Regulated Consumer Product | 06/22/2017 |  | 06/22/2017
Minka Aire | Minka Aire | F533-***** | True |  | 3 | Yes | 2641 | 14 | 189 | 4090 | 35 | 117 | 5138 | 63 | 82 | [5 empty] | Incandescent |  | Federally-Regulated Consumer Product | 06/22/2017 |  | 06/22/2017
Minka Aire | Minka Aire | F695-KA | True |  | 3 | Yes | 2126 | 9 | 236 | 3689 | 30 | 123 | 6002 | 71 | 85 | [5 empty] | None |  | Federally-Regulated Consumer Product | 06/22/2017 |  | 06/22/2017
Minka Aire | Minka Aire | F734-***** | True |  | 3 | Yes | 2366 | 14 | 169 | 3597 | 27 | 133 | 5098 | 49 | 104 | [5 empty] | Other |  | Federally-Regulated Consumer Product | 06/22/2017 |  | 06/22/2017
Minka Aire | Minka Aire | F843-***** | True |  | 3 | Yes | 2699 | 11 | 245 | 4537 | 31 | 146 | 6580 | 66 | 100 | [5 empty] | None |  | Federally-Regulated Consumer Product | 06/22/2017 |  | 06/22/2017
Minka Aire | Minka Aire | F594-***** | True |  | 3 | Yes | 2760 | 14 | 197 | 5074 | 34 | 149 | 6565 | 61 | 108 | [5 empty] | Other |  | Federally-Regulated Consumer Product | 06/22/2017 |  | 06/22/2017
Minka Aire | Minka Aire | F513-BN | True |  | 3 | Yes | 2317 | 13 | 178 | 4312 | 38 | 113 | 6230 | 73 | 85 | [5 empty] | None |  | Federally-Regulated Consumer Product | 06/22/2017 |  | 06/22/2017
Minka Aire | Minka Aire | F580-***** | True |  | 3 | Yes | 2030 | 10 | 203 | 3557 | 35 | 102 | 5375 | 79 | 68 | [5 empty] | Other |  | Federally-Regulated Consumer Product | 06/22/2017 |  | 06/22/2017
Minka Aire | Minka Aire | F531-******* | True |  | 3 | Yes | 2332 | 20 | 117 | 4314 | 44 | 98 | 5703 | 67 | 85 | [5 empty] | Incandescent |  | Federally-Regulated Consumer Product | 06/22/2017 |  | 06/22/2017
Minka Aire | Minka Aire | F804-***** | True |  | 3 | Yes | 2249 | 14 | 161 | 3694 | 40 | 92 | 5919 | 71 | 83 | [5 empty] | Other |  | Federally-Regulated Consumer Product | 06/22/2017 |  | 06/22/2017
Minka Aire | Minka Aire | F659-BCW | True |  | 3 | Yes | 2226 | 10 | 223 | 4037 | 30 | 135 | 6313 | 72 | 88 | [5 empty] | None |  | Federally-Regulated Consumer Product | 06/22/2017 |  | 06/22/2017
Minka Aire | Minka Aire | F688-PW | True |  | 3 | Yes | 2126 | 9 | 236 | 3689 | 30 | 123 | 6002 | 71 | 85 | [5 empty] | None |  | Federally-Regulated Consumer Product | 06/22/2017 |  | 06/22/2017
Minka Aire | Minka Aire | F539-*** | True |  | 3 | Yes | 3679 | 21 | 175 | 6886 | 50 | 138 | 9071 | 106 | 86 | [5 empty] | Incandescent |  | Federally-Regulated Consumer Product | 06/22/2017 |  | 06/22/2017
Minka Aire | Minka Aire | F696-WH | True |  | 3 | Yes | 2491 | 11 | 226 | 4698 | 35 | 134 | 7557 | 85 | 89 | [5 empty] | None |  | Federally-Regulated Consumer Product | 06/22/2017 |  | 06/22/2017
Minka Aire | Minka Aire | F539-BN | True |  | 3 | Yes | 3679 | 21 | 175 | 6886 | 50 | 138 | 9071 | 106 | 86 | [5 empty] | None |  | Federally-Regulated Consumer Product | 06/22/2017 |  | 06/22/2017
Minka Aire | Minka Aire | F659-FB | True |  | 3 | Yes | 2226 | 10 | 223 | 4037 | 30 | 135 | 6313 | 72 | 88 | [5 empty] | None |  | Federally-Regulated Consumer Product | 06/22/2017 |  | 06/22/2017
Minka Aire | Minka Aire | F614-*** | True |  | 3 | Yes | 2363 | 12 | 197 | 4040 | 30 | 135 | 6257 | 71 | 88 | [5 empty] | None |  | Federally-Regulated Consumer Product | 06/22/2017 |  | 06/22/2017
Minka Aire | Minka Aire | F689-KA | True |  | 3 | Yes | 2491 | 11 | 226 | 4698 | 35 | 134 | 7557 | 85 | 89 | [5 empty] | None |  | Federally-Regulated Consumer Product | 06/22/2017 |  | 06/22/2017
Minka Aire | Minka Aire | F853-***** | True |  | 6 | Yes | 2276 | 3 | 759 | 4957 | 13 | 381 | 6604 | 26 | 254 | [5 empty] | None |  | Federally-Regulated Consumer Product | 06/22/2017 |  | 06/22/2017
Minka Aire | Minka Aire | F853-BN/MM | True |  | 6 | Yes | 2276 | 3 | 759 | 4957 | 13 | 381 | 6604 | 26 | 254 | [5 empty] | None |  | Federally-Regulated Consumer Product | 06/22/2017 |  | 06/22/2017
Minka Aire | Minka Aire | F547-***** | True |  | 3 | Yes | 1545 | 10 | 155 | 2984 | 29 | 103 | 4565 | 61 | 75 | [5 empty] | None |  | Federally-Regulated Consumer Product | 06/22/2017 |  | 06/22/2017
Minka Aire | Minka Aire | F696-VP | True |  | 3 | Yes | 2491 | 11 | 226 | 4698 | 35 | 134 | 7557 | 85 | 89 | [5 empty] | None |  | Federally-Regulated Consumer Product | 06/22/2017 |  | 06/22/2017
Minka Aire | Minka Aire | F516-***** | True |  | 3 | Yes | 1805 | 12 | 150 | 2822 | 28 | 101 | 3987 | 46 | 87 | [5 empty] | Other |  | Federally-Regulated Consumer Product | 06/22/2017 |  | 06/22/2017
Minka Aire | Minka Aire | F701-***** | True |  | 3 | Yes | 2064 | 17 | 121 | 3293 | 35 | 94 | 5278 | 72 | 73 | [5 empty] | Other |  | Federally-Regulated Consumer Product | 06/22/2017 |  | 06/22/2017
Minka Aire | Minka Aire | F759-PBL | True |  | 3 | Yes | 2226 | 10 | 223 | 4037 | 30 | 135 | 6313 | 72 | 88 | [5 empty] | Incandescent |  | Federally-Regulated Consumer Product | 06/22/2017 |  | 06/22/2017
Minka Aire | Minka Aire | F705-*** | True |  | 3 | Yes | 2419 | 20 | 121 | 3939 | 42 | 94 | 6765 | 93 | 73 | [5 empty] | Incandescent |  | Federally-Regulated Consumer Product | 06/22/2017 |  | 06/22/2017
Minka Aire | Minka Aire | F688-DBB | True |  | 3 | Yes | 2126 | 9 | 236 | 3689 | 30 | 123 | 6002 | 71 | 85 | [5 empty] | None |  | Federally-Regulated Consumer Product | 06/22/2017 |  | 06/22/2017
Minka Aire | Minka Aire | F837-***** | True |  | 3 | Yes | 1764 | 14 | 126 | 3378 | 37 | 91 | 4940 | 62 | 80 | [5 empty] | Other |  | Federally-Regulated Consumer Product | 06/22/2017 |  | 06/22/2017
Minka Aire | Minka Aire | F812-*** | True |  | 3 | Yes | 1526 | 12 | 127 | 3187 | 35 | 91 | 6534 | 100 | 65 | [5 empty] | Incandescent |  | Federally-Regulated Consumer Product | 06/22/2017 |  | 06/22/2017
Minka Aire | Minka Aire | F679-***** | True |  | 3 | Yes | 2428 | 18 | 135 | 3876 | 44 | 88 | 4650 | 61 | 76 | [5 empty] | Other |  | Federally-Regulated Consumer Product | 06/22/2017 |  | 06/22/2017
Minka Aire | Minka Aire | F738-PN | True |  | 3 | Yes | 2066 | 13 | 159 | 3562 | 31 | 115 | 5405 | 64 | 84 | [5 empty] | None |  | Federally-Regulated Consumer Product | 06/22/2017 |  | 06/22/2017
Minka Aire | Minka Aire | F695-CC | True |  | 3 | Yes | 2126 | 9 | 236 | 3689 | 30 | 123 | 6002 | 71 | 85 | [5 empty] | None |  | Federally-Regulated Consumer Product | 06/22/2017 |  | 06/22/2017
Minka Aire | Minka Aire | F715-*** | True |  | 3 | Yes | 2675 | 21 | 127 | 4768 | 50 | 95 | 7581 | 104 | 73 | [5 empty] | Incandescent |  | Federally-Regulated Consumer Product | 06/22/2017 |  | 06/22/2017
Minka Aire | Minka Aire | F707-*** | True |  | 3 | Yes | 1862 | 13 | 143 | 3667 | 37 | 99 | 6825 | 97 | 70 | [5 empty] | Incandescent |  | Federally-Regulated Consumer Product | 06/22/2017 |  | 06/22/2017
Minka Aire | Minka Aire | F696-KA | True |  | 3 | Yes | 2491 | 11 | 226 | 4698 | 35 | 134 | 7557 | 85 | 89 | [5 empty] | None |  | Federally-Regulated Consumer Product | 06/22/2017 |  | 06/22/2017
Minka Aire | Minka Aire | F565-***** | True |  | 3 | Yes | 1547 | 10 | 155 | 3178 | 30 | 106 | 5092 | 66 | 77 | [5 empty] | None |  | Federally-Regulated Consumer Product | 06/22/2017 |  | 06/22/2017
Minka Aire | Minka Aire | 24026-***** | True |  | 6 | Yes | 1835 | 4 | 459 | 3965 | 12 | 330 | 5559 | 30 | 185 | [5 empty] | None |  | Federally-Regulated Consumer Product | 06/22/2017 |  | 06/22/2017
Minka Aire | Minka Aire | F599-*** | True |  | 3 | Yes | 1770 | 14 | 126 | 3577 | 38 | 94 | 6349 | 94 | 68 | [5 empty] | Incandescent |  | Federally-Regulated Consumer Product | 06/22/2017 |  | 06/22/2017
Minka Aire | Minka Aire | F842-***** | True |  | 3 | Yes | 2303 | 22 | 105 | 3555 | 41 | 87 | 4641 | 58 | 80 | [5 empty] | Incandescent |  | Federally-Regulated Consumer Product | 06/22/2017 |  | 06/22/2017
Minka Aire | Minka Aire | F844-***** | True |  | 3 | Yes | 1752 | 11 | 159 | 3393 | 32 | 106 | 5024 | 65 | 77 | [5 empty] | LED |  | Federally-Regulated Consumer Product | 06/22/2017 |  | 06/22/2017
Minka Aire | Minka Aire | F524-***** | True |  | 4 | Yes | 2060 | 8 | 258 | 4473 | 30 | 149 | 5816 | 51 | 114 | [5 empty] | None |  | Federally-Regulated Consumer Product | 06/22/2017 |  | 06/22/2017
Minka Aire | Minka Aire | F737-(X) | True |  | 3 | Yes | 2928 | 4 | 732 | 5910 | 9 | 657 | 8421 | 28 | 301 | [5 empty] | Other |  | Federally-Regulated Consumer Product | 06/22/2017 |  | 06/22/2017
Minka Aire | Minka Aire | F833-***** | True |  | 4 | Yes | 1540 | 8 | 193 | 4561 | 30 | 152 | 6304 | 55 | 115 | [5 empty] | None |  | Federally-Regulated Consumer Product | 06/22/2017 |  | 06/22/2017
Minka Aire | Minka Aire | F680-***** | True |  | 3 | Yes | 2193 | 15 | 146 | 3359 | 33 | 102 | 4341 | 50 | 87 | [5 empty] | Other |  | Federally-Regulated Consumer Product | 06/22/2017 |  | 06/22/2017
Minka Aire | Minka Aire | F823-*** | True |  | 6 | Yes | 1948 | 4 | 487 | 4519 | 15 | 301 | 5974 | 30 | 199 | [5 empty] | None |  | Federally-Regulated Consumer Product | 06/22/2017 |  | 06/22/2017
Minka Aire | Minka Aire | F521-***** | True |  | 4 | Yes | 1468 | 7 | 210 | 3956 | 37 | 107 | 5471 | 67 | 82 | [5 empty] | Other |  | Federally-Regulated Consumer Product | 06/22/2017 |  | 06/22/2017
Minka Aire | Minka Aire | F620-***** | True |  | 3 | Yes | 2185 | 16 | 137 | 3717 | 35 | 106 | 5712 | 74 | 77 | [5 empty] | Incandescent |  | Federally-Regulated Consumer Product | 06/22/2017 |  | 06/22/2017
Minka Aire | Minka Aire | F572-*** | True |  | 3 | Yes | 1348 | 10 | 135 | 2523 | 27 | 93 | 3428 | 52 | 66 | [5 empty] | Incandescent |  | Federally-Regulated Consumer Product | 06/22/2017 |  | 06/22/2017
Minka Aire | Minka Aire | F688-KA | True |  | 3 | Yes | 2126 | 9 | 236 | 3689 | 30 | 123 | 6002 | 71 | 85 | [5 empty] | None |  | Federally-Regulated Consumer Product | 06/22/2017 |  | 06/22/2017
Minka Aire | Minka Aire | F584-***** | True |  | 3 | Yes | 2042 | 22 | 93 | 3478 | 46 | 76 | 3908 | 60 | 65 | [5 empty] | Other |  | Federally-Regulated Consumer Product | 06/22/2017 |  | 06/22/2017
Minka Aire | Minka Aire | F738-WHF | True |  | 3 | Yes | 2066 | 13 | 159 | 3562 | 31 | 115 | 5405 | 64 | 84 | [5 empty] | None |  | Federally-Regulated Consumer Product | 06/22/2017 |  | 06/22/2017
Minka Aire | Minka Aire | F803-***** | True |  | 3 | Yes | 2899 | 23 | 126 | 4556 | 50 | 91 | 6453 | 95 | 68 | [5 empty] | Other |  | Federally-Regulated Consumer Product | 06/22/2017 |  | 06/22/2017
Minka Aire | Minka Aire | F695-WH | True |  | 3 | Yes | 2126 | 9 | 236 | 3689 | 30 | 123 | 6002 | 71 | 85 | [5 empty] | None |  | Federally-Regulated Consumer Product | 06/22/2017 |  | 06/22/2017
Minka Aire | Minka Aire | 24024-***** | True |  | 6 | Yes | 1835 | 4 | 459 | 3965 | 12 | 330 | 5559 | 30 | 185 | [5 empty] | None |  | Federally-Regulated Consumer Product | 06/22/2017 |  | 06/22/2017
Minka Aire | Minka Aire | F546-***** | True |  | 3 | Yes | 1558 | 10 | 156 | 2768 | 27 | 103 | 3290 | 47 | 70 | [5 empty] | None |  | Federally-Regulated Consumer Product | 06/22/2017 |  | 06/22/2017
Minka Aire | Minka Aire | F733-SL | True |  | 3 | Yes | 2293 | 20 | 115 | 3821 | 43 | 89 | 6431 | 123 | 52 | [5 empty] | None |  | Federally-Regulated Consumer Product | 06/22/2017 |  | 06/22/2017
Minka Aire | Minka Aire | F689-PW | True |  | 3 | Yes | 2491 | 11 | 226 | 4698 | 35 | 134 | 7557 | 85 | 89 | [5 empty] | None |  | Federally-Regulated Consumer Product | 06/22/2017 |  | 06/22/2017
Minka Aire | Minka Aire | F574-***** | True |  | 3 | Yes | 2148 | 18 | 119 | 3975 | 35 | 114 | 5699 | 54 | 106 | [5 empty] | Other |  | Federally-Regulated Consumer Product | 06/22/2017 |  | 06/22/2017
Minka Aire | Minka Aire | F824-***** | True |  | 3 | Yes | 1675 | 13 | 129 | 3101 | 30 | 103 | 4574 | 58 | 79 | [5 empty] | Other |  | Federally-Regulated Consumer Product | 06/22/2017 |  | 06/22/2017
Minka Aire | Minka Aire | F563-SP-***** | True |  | 3 | Yes | 1573 | 9 | 175 | 3192 | 31 | 103 | 5272 | 76 | 69 | [5 empty] | Other |  | Federally-Regulated Consumer Product | 06/22/2017 |  | 06/22/2017
Minka Aire | Minka Aire | F539-XXX | True |  | 3 | Yes | 3679 | 21 | 175 | 6886 | 50 | 138 | 9071 | 106 | 86 | [5 empty] | None |  | Federally-Regulated Consumer Product | 06/22/2017 |  | 06/22/2017
Minka Aire | Minka Aire | F577-***** | True |  | 3 | Yes | 3132 | 20 | 157 | 4683 | 36 | 130 | 6006 | 52 | 116 | [5 empty] | Other |  | Federally-Regulated Consumer Product | 06/22/2017 |  | 06/22/2017
Minka Aire | Minka Aire | F582-***** | True |  | 3 | Yes | 2558 | 17 | 150 | 3701 | 30 | 123 | 5508 | 58 | 95 | [5 empty] | Other |  | Federally-Regulated Consumer Product | 06/22/2017 |  | 06/22/2017
Minka Aire | Minka Aire | F517-***** | True |  | 3 | Yes | 2359 | 13 | 181 | 4929 | 38 | 130 | 6028 | 61 | 99 | [5 empty] | Other |  | Federally-Regulated Consumer Product | 06/22/2017 |  | 06/22/2017
Minka Aire | Minka Aire | F733-BS/BN | True |  | 3 | Yes | 2293 | 20 | 115 | 3821 | 43 | 89 | 6431 | 123 | 52 | [5 empty] | None |  | Federally-Regulated Consumer Product | 06/22/2017 |  | 06/22/2017
Minka Aire | Minka Aire | F518-***** | True |  | 3 | Yes | 1992 | 12 | 166 | 3355 | 28 | 120 | 4071 | 44 | 93 | [5 empty] | Other |  | Federally-Regulated Consumer Product | 06/22/2017 |  | 06/22/2017
Minka Aire | Minka Aire | F556L-***** | True |  | 3 | Yes | 2277 | 10 | 228 | 4180 | 34 | 123 | 5966 | 67 | 89 | [5 empty] | LED |  | Federally-Regulated Consumer Product | 06/22/2017 |  | 06/22/2017
Minka Aire | Minka Aire | F733-BK/RW | True |  | 3 | Yes | 2293 | 20 | 115 | 3821 | 43 | 89 | 6431 | 123 | 52 | [5 empty] | None |  | Federally-Regulated Consumer Product | 06/22/2017 |  | 06/22/2017
Minka Aire | Minka Aire | F737-BN | True |  | 3 | Yes | 2928 | 4 | 732 | 5910 | 9 | 657 | 8421 | 28 | 301 | [5 empty] | Other |  | Federally-Regulated Consumer Product | 06/22/2017 |  | 06/22/2017
Minka Aire | Minka Aire | F659-PI | True |  | 3 | Yes | 2226 | 10 | 223 | 4037 | 30 | 135 | 6313 | 72 | 88 | [5 empty] | None |  | Federally-Regulated Consumer Product | 06/22/2017 |  | 06/22/2017
Minka Aire | Minka Aire | F470-***** | True |  | 3 | Yes | 1703 | 13 | 131 | 3232 | 33 | 98 | 4828 | 65 | 74 | [5 empty] | Incandescent |  | Federally-Regulated Consumer Product | 06/22/2017 |  | 06/22/2017
Minka Aire | Minka Aire | F569-***** | True |  | 3 | Yes | 2242 | 11 | 204 | 3406 | 34 | 100 | 5755 | 79 | 73 | [5 empty] | Other |  | Federally-Regulated Consumer Product | 06/22/2017 |  | 06/22/2017
Minka Aire | Minka Aire | F528-******* | True |  | 3 | Yes | 1715 | 15 | 114 | 3239 | 33 | 98 | 5780 | 77 | 75 | [5 empty] | None |  | Federally-Regulated Consumer Product | 06/22/2017 |  | 06/22/2017
Minka Aire | Minka Aire | F733-***** | True |  | 3 | Yes | 2293 | 20 | 115 | 3821 | 43 | 89 | 6431 | 123 | 52 | [5 empty] | None |  | Federally-Regulated Consumer Product | 06/22/2017 |  | 06/22/2017
Minka Aire | Minka Aire | F514-WH | True |  | 3 | Yes | 2355 | 12 | 196 | 4428 | 37 | 120 | 6148 | 72 | 85 | [5 empty] | Compact Flourescent |  | Federally-Regulated Consumer Product | 06/22/2017 |  | 06/22/2017
Minka Aire | Minka Aire | F519-***** | True |  | 3 | Yes | 1914 | 12 | 160 | 3978 | 28 | 142 | 5710 | 55 | 104 | [5 empty] | Other |  | Federally-Regulated Consumer Product | 06/22/2017 |  | 06/22/2017
Minka Aire | Minka Aire | F648-*** | True |  | 3 | Yes | 1952 | 10 | 195 | 3790 | 30 | 126 | 5408 | 65 | 83 | [5 empty] | Compact Flourescent |  | Federally-Regulated Consumer Product | 06/22/2017 |  | 06/22/2017
Minka Aire | Minka Aire | F548-***** | True |  | 3 | Yes | 1358 | 11 | 123 | 2954 | 30 | 98 | 4636 | 64 | 72 | [5 empty] | Incandescent |  | Federally-Regulated Consumer Product | 06/22/2017 |  | 06/22/2017
Minka Aire | Minka Aire | F688-WH | True |  | 3 | Yes | 2126 | 9 | 236 | 3689 | 30 | 123 | 6002 | 71 | 85 | [5 empty] | None |  | Federally-Regulated Consumer Product | 06/22/2017 |  | 06/22/2017
Minka Aire | Minka Aire | F905-***** | True |  | 6 | Yes | 4222 | 8 | 528 | 6452 | 21 | 307 | 8289 | 41 | 202 | [5 empty] | Other |  | Federally-Regulated Consumer Product | 06/22/2017 |  | 06/22/2017
Minka Aire | Minka Aire | F573-***** | True |  | 3 | Yes | 1397 | 11 | 127 | 2910 | 33 | 88 | 4174 | 55 | 76 | [5 empty] | Other |  | Federally-Regulated Consumer Product | 06/22/2017 |  | 06/22/2017
Minka Aire | Minka Aire | F522-***** | True |  | 3 | Yes | 2370 | 14 | 169 | 3750 | 34 | 110 | 5295 | 66 | 80 | [5 empty] | Incandescent |  | Federally-Regulated Consumer Product | 06/22/2017 |  | 06/22/2017
Minka Aire | Minka Aire | F695-VP | True |  | 3 | Yes | 2126 | 9 | 236 | 3689 | 30 | 123 | 6002 | 71 | 85 | [5 empty] | None |  | Federally-Regulated Consumer Product | 06/22/2017 |  | 06/22/2017
Minka Aire | Minka Aire | F753-***** | True |  | 3 | Yes | 2643 | 15 | 176 | 3966 | 27 | 147 | 5682 | 60 | 95 | [5 empty] | None |  | Federally-Regulated Consumer Product | 06/22/2017 |  | 06/22/2017
Minka Aire | Minka Aire | F513-WH | True |  | 3 | Yes | 2317 | 13 | 178 | 4312 | 38 | 113 | 6230 | 73 | 85 | [5 empty] | None |  | Federally-Regulated Consumer Product | 06/22/2017 |  | 06/22/2017
Minka Aire | Minka Aire | F637-***** | True |  | 3 | Yes | 1736 | 10 | 174 | 3777 | 35 | 108 | 5595 | 74 | 76 | [5 empty] | Incandescent |  | Federally-Regulated Consumer Product | 06/22/2017 |  | 06/22/2017
Minka Aire | Minka Aire | F601-***** | True |  | 3 | Yes | 2035 | 14 | 145 | 4013 | 31 | 129 | 6465 | 69 | 94 | [5 empty] | Other |  | Federally-Regulated Consumer Product | 06/22/2017 |  | 06/22/2017
Minka Aire | Minka Aire | F563-***** | True |  | 3 | Yes | 1573 | 9 | 175 | 3192 | 31 | 103 | 5272 | 76 | 69 | [5 empty] | None |  | Federally-Regulated Consumer Product | 06/22/2017 |  | 06/22/2017
Minka Aire | Minka Aire | F591-***** | True |  | 3 | Yes | 1806 | 15 | 120 | 3184 | 33 | 96 | 4379 | 49 | 89 | [5 empty] | None |  | Federally-Regulated Consumer Product | 06/22/2017 |  | 06/22/2017
Minka Aire | Minka Aire | F568-*** | True |  | 3 | Yes | 2058 | 9 | 229 | 3943 | 28 | 141 | 6233 | 72 | 87 | [5 empty] | None |  | Federally-Regulated Consumer Product | 06/22/2017 |  | 06/22/2017
Minka Aire | Minka Aire | F689-WH | True |  | 3 | Yes | 2491 | 11 | 226 | 4698 | 35 | 134 | 7557 | 85 | 89 | [5 empty] | None |  | Federally-Regulated Consumer Product | 06/22/2017 |  | 06/22/2017
Minka Aire | Minka Aire | F1000-***** | True |  | 3 | Yes | 1772 | 11 | 161 | 3356 | 32 | 105 | 5295 | 69 | 77 | [5 empty] | LED |  | Federally-Regulated Consumer Product | 06/22/2017 |  | 06/22/2017
Minka Aire | Minka Aire | F702-***** | True |  | 3 | Yes | 2405 | 17 | 141 | 3720 | 34 | 109 | 5425 | 67 | 81 | [5 empty] | Other |  | Federally-Regulated Consumer Product | 06/22/2017 |  | 06/22/2017
Minka Aire | Minka Aire | F737-ORB | True |  | 3 | Yes | 2928 | 4 | 732 | 5910 | 9 | 657 | 8421 | 28 | 301 | [5 empty] | Other |  | Federally-Regulated Consumer Product | 06/22/2017 |  | 06/22/2017
Minka Aire | Minka Aire | F579-***** | True |  | 3 | Yes | 2324 | 18 | 129 | 3512 | 42 | 84 | 5343 | 65 | 82 | [5 empty] | Other |  | Federally-Regulated Consumer Product | 06/22/2017 |  | 06/22/2017
Minka Aire | Minka Aire | F589-*** | True |  | 3 | Yes | 1903 | 9 | 211 | 4353 | 34 | 128 | 6523 | 79 | 83 | [5 empty] | None |  | Federally-Regulated Consumer Product | 06/22/2017 |  | 06/22/2017
Minka Aire | Minka Aire | F689-DBB | True |  | 3 | Yes | 2491 | 11 | 226 | 4698 | 35 | 134 | 7557 | 85 | 89 | [5 empty] | None |  | Federally-Regulated Consumer Product | 06/22/2017 |  | 06/22/2017
Minka Aire | Minka Aire | F659-PBL | True |  | 3 | Yes | 2226 | 10 | 223 | 4037 | 30 | 135 | 6313 | 72 | 88 | [5 empty] | None |  | Federally-Regulated Consumer Product | 06/22/2017 |  | 06/22/2017
Minka Aire | Minka Aire | F853-WH | True |  | 6 | Yes | 2276 | 3 | 759 | 4957 | 13 | 381 | 6604 | 26 | 254 | [5 empty] | None |  | Federally-Regulated Consumer Product | 06/22/2017 |  | 06/22/2017
Minka Aire | Minka Aire | F672-***** | True |  | 3 | Yes | 2298 | 10 | 230 | 4473 | 32 | 140 | 7065 | 80 | 88 | [5 empty] | Other |  | Federally-Regulated Consumer Product | 06/22/2017 |  | 06/22/2017
Minka Aire | Minka Aire | F562-***** | True |  | 3 | Yes | 1361 | 10 | 136 | 2667 | 31 | 86 | 4075 | 66 | 62 | [5 empty] | None |  | Federally-Regulated Consumer Product | 06/22/2017 |  | 06/22/2017
Minka Aire | Minka Aire | 24023-***** | True |  | 3 | Yes | 2377 | 20 | 119 | 3713 | 35 | 106 | 5423 | 60 | 90 | [5 empty] | Other |  | Federally-Regulated Consumer Product | 06/22/2017 |  | 06/22/2017
Minka Aire | Minka Aire | F853-RW | True |  | 6 | Yes | 2276 | 3 | 759 | 4957 | 13 | 381 | 6604 | 26 | 254 | [5 empty] | None |  | Federally-Regulated Consumer Product | 06/22/2017 |  | 06/22/2017
Minka Aire | Minka Aire | F539-ORB | True |  | 3 | Yes | 3679 | 21 | 175 | 6886 | 50 | 138 | 9071 | 106 | 86 | [5 empty] | None |  | Federally-Regulated Consumer Product | 06/22/2017 |  | 06/22/2017
Minka Aire | Minka Aire | F738-ORB | True |  | 3 | Yes | 2066 | 13 | 159 | 3562 | 31 | 115 | 5405 | 64 | 84 | [5 empty] | None |  | Federally-Regulated Consumer Product | 06/22/2017 |  | 06/22/2017
Minka Aire | Minka Aire | F733-WH | True |  | 3 | Yes | 2293 | 20 | 115 | 3821 | 43 | 89 | 6431 | 123 | 52 | [5 empty] | None |  | Federally-Regulated Consumer Product | 06/22/2017 |  | 06/22/2017
Minka Aire | Minka Aire | F566-***** | True |  | 3 | Yes | 1273 | 10 | 127 | 2503 | 29 | 86 | 3291 | 50 | 66 | [5 empty] | None |  | Federally-Regulated Consumer Product | 06/22/2017 |  | 06/22/2017
Minka Aire | Minka Aire | F513-KA | True |  | 3 | Yes | 2317 | 13 | 178 | 4312 | 38 | 113 | 6230 | 73 | 85 | [5 empty] | None |  | Federally-Regulated Consumer Product | 06/22/2017 |  | 06/22/2017
Minka Aire | Minka Aire | F571-***** | True |  | 3 | Yes | 2090 | 9 | 232 | 3704 | 29 | 128 | 5596 | 63 | 89 | [5 empty] | None |  | Federally-Regulated Consumer Product | 06/22/2017 |  | 06/22/2017
Minka Aire | Minka Aire | F737-WH | True |  | 3 | Yes | 2928 | 4 | 732 | 5910 | 9 | 657 | 8421 | 28 | 301 | [5 empty] | Other |  | Federally-Regulated Consumer Product | 06/22/2017 |  | 06/22/2017
Minka Aire | Minka Aire | F900-***** | True |  | 3 | Yes | 2582 | 29 | 89 | 3811 | 62 | 61 | 6022 | 95 | 63 | [5 empty] | Other |  | Federally-Regulated Consumer Product | 06/22/2017 |  | 06/22/2017
Minka Aire | Minka Aire | F588-SP-*** | True |  | 3 | Yes | 2019 | 12 | 168 | 4147 | 34 | 122 | 6341 | 76 | 83 | [5 empty] | None |  | Federally-Regulated Consumer Product | 06/22/2017 |  | 06/22/2017
Minka Aire | Minka Aire | F529-******* | True |  | 3 | Yes | 1715 | 15 | 114 | 3239 | 33 | 98 | 5780 | 77 | 75 | [5 empty] | Other |  | Federally-Regulated Consumer Product | 06/22/2017 |  | 06/22/2017
Minka Aire | Minka Aire | F647-***** | True |  | 3 | Yes | 1675 | 11 | 152 | 3074 | 32 | 96 | 4901 | 62 | 79 | [5 empty] | Incandescent |  | Federally-Regulated Consumer Product | 06/22/2017 |  | 06/22/2017
Minka Aire | Minka Aire | F820-***** | True |  | 3 | Yes | 3324 | 26 | 128 | 5267 | 53 | 99 | 6937 | 84 | 83 | [5 empty] | Other |  | Federally-Regulated Consumer Product | 06/22/2017 |  | 06/22/2017
Minka Aire | Minka Aire | F853-BN/SL | True |  | 6 | Yes | 2276 | 3 | 759 | 4957 | 13 | 381 | 6604 | 26 | 254 | [5 empty] | None |  | Federally-Regulated Consumer Product | 06/22/2017 |  | 06/22/2017
Minka Aire | Minka Aire | F596-***** | True |  | 3 | Yes | 2051 | 16 | 128 | 3832 | 27 | 142 | 5087 | 49 | 104 | [5 empty] | Other |  | Federally-Regulated Consumer Product | 06/22/2017 |  | 06/22/2017
Minka Aire | Minka Aire | F622-***** | True |  | 3 | Yes | 1752 | 11 | 159 | 3393 | 32 | 106 | 5024 | 65 | 77 | [5 empty] | Incandescent |  | Federally-Regulated Consumer Product | 06/22/2017 |  | 06/22/2017
Minka Aire | Minka Aire | F513-DRB | True |  | 3 | Yes | 2317 | 13 | 178 | 4312 | 38 | 113 | 6230 | 73 | 85 | [5 empty] | None |  | Federally-Regulated Consumer Product | 06/22/2017 |  | 06/22/2017
Minka Aire | Minka Aire | F558-***** | True |  | 3 | Yes | 1545 | 10 | 155 | 2984 | 29 | 103 | 4565 | 61 | 75 | [5 empty] | Incandescent |  | Federally-Regulated Consumer Product | 06/22/2017 |  | 06/22/2017
Minka Aire | Minka Aire | F853-BN/DK | True |  | 6 | Yes | 2276 | 3 | 759 | 4957 | 13 | 381 | 6604 | 26 | 254 | [5 empty] | None |  | Federally-Regulated Consumer Product | 06/22/2017 |  | 06/22/2017
Minka Aire | Minka Aire | F532-*** | True |  | 3 | Yes | 2866 | 11 | 261 | 4779 | 32 | 149 | 6783 | 65 | 104 | [5 empty] | None |  | Federally-Regulated Consumer Product | 06/22/2017 |  | 06/22/2017
Minka Aire | Minka Aire | 24022-***** | True |  | 3 | Yes | 2377 | 20 | 119 | 3713 | 35 | 106 | 5423 | 60 | 90 | [5 empty] | Other |  | Federally-Regulated Consumer Product | 06/22/2017 |  | 06/22/2017
Minka Aire | Minka Aire | F593-***** | True |  | 3 | Yes | 2166 | 14 | 155 | 3521 | 28 | 126 | 4940 | 49 | 101 | [5 empty] | Other |  | Federally-Regulated Consumer Product | 06/22/2017 |  | 06/22/2017
Minka Aire | Minka Aire | F556-***** | True |  | 3 | Yes | 2277 | 10 | 228 | 4180 | 34 | 123 | 5966 | 67 | 89 | [5 empty] | None |  | Federally-Regulated Consumer Product | 06/22/2017 |  | 06/22/2017
Minka Aire | Minka Aire | F513-ORB | True |  | 3 | Yes | 2317 | 13 | 178 | 4312 | 38 | 113 | 6230 | 73 | 85 | [5 empty] | None |  | Federally-Regulated Consumer Product | 06/22/2017 |  | 06/22/2017
Minka Aire | Minka Aire | F724-***** | True |  | 3 | Yes | 2373 | 18 | 132 | 3885 | 42 | 93 | 5507 | 76 | 72 | [5 empty] | Other |  | Federally-Regulated Consumer Product | 06/22/2017 |  | 06/22/2017
Minka Aire | Minka Aire | F564-***** | True |  | 3 | Yes | 2790 | 21 | 133 | 4122 | 36 | 115 | 5456 | 57 | 96 | [5 empty] | Other |  | Federally-Regulated Consumer Product | 06/22/2017 |  | 06/22/2017
King of Fans | Hampton Bay | 44-SDV | True |  | 3 | Yes | 1329 | 10 | 133 | 2097 | 21 | 100 | 3483 | 52 | 67 | [5 empty] | Incandescent |  | Federally-Regulated Consumer Product | 03/22/2016 |  | 06/28/2017
King of Fans | Hampton Bay | 42-CN | True |  | 3 | Yes | 1490 | 10 | 149 | 2455 | 23 | 107 | 3320 | 49 | 68 | [5 empty] | Compact Flourescent |  | Federally-Regulated Consumer Product | 03/22/2016 |  | 06/28/2017
King of Fans | Hampton Bay | 56152 | True |  | 3 | Yes | 1980 | 12 | 165 | 3672 | 32 | 115 | 5573 | 65 | 86 | [5 empty] | Compact Flourescent |  | Federally-Regulated Consumer Product | 03/22/2016 |  | 06/28/2017
King of Fans | Hampton Bay | 52-SKV | True |  | 3 | Yes | 2764 | 12 | 230 | 3903 | 25 | 156 | 5701 | 57 | 100 | [5 empty] | Incandescent |  | Federally-Regulated Consumer Product | 03/22/2016 |  | 06/28/2017
King of Fans | Hampton Bay | 52-MAL | True |  | 3 | Yes | 2613 | 14 | 187 | 4030 | 30 | 134 | 5924 | 65 | 91 | [5 empty] | Compact Flourescent |  | Federally-Regulated Consumer Product | 04/04/2016 |  | 06/28/2017
King of Fans | Hampton Bay | 52-WK | True |  | 3 | Yes | 2160 | 15 | 144 | 3498 | 31 | 113 | 5415 | 62 | 87 | [5 empty] | Compact Flourescent |  | Federally-Regulated Consumer Product | 03/22/2016 |  | 06/28/2017
King of Fans | Hampton Bay | 56-CM | True |  | 3 | Yes | 2117 | 18 | 118 | 3773 | 38 | 99 | 5183 | 59 | 88 | [5 empty] | Compact Flourescent |  | Federally-Regulated Consumer Product | 04/04/2016 |  | 06/28/2017
King of Fans | Hampton Bay | 60-ABR | True |  | 3 | Yes | 2865 | 16 | 179 | 4671 | 33 | 142 | 6808 | 66 | 103 | [5 empty] | Compact Flourescent |  | Federally-Regulated Consumer Product | 01/20/2016 |  | 06/28/2017
Air Cool Industrial Co., Ltd. | Hampton Bay | AG-813HMK(YG394-3L-ORB) | True |  | 3 | Yes | 1726 | 10 | 173 |  |  |  | 5090 | 60 | 85 | [5 empty] | LED |  | Federally-Regulated Consumer Product | 06/30/2017 |  | 07/12/2017
King of Fans | Hampton Bay | 60-ABR | True |  | 3 | Yes | 2655 | 15 | 177 |  |  |  | 6064 | 69 | 88 | [5 empty] | LED |  | Federally-Regulated Consumer Product | 06/28/2017 |  | 07/20/2017
Litex Industries | Stori Modern | DLG56BNK | True |  | 3 | Yes | 2362 | 13 | 182 |  |  |  | 6110 | 59 | 104 | [5 empty] | LED |  | Federally-Regulated Consumer Product | 05/19/2017 |  | 08/02/2017
Litex Industries | Stori Modern | DLG56EB | True |  | 3 | Yes | 2362 | 13 | 182 |  |  |  | 6110 | 59 | 104 | [5 empty] | LED |  | Federally-Regulated Consumer Product | 05/19/2017 |  | 08/02/2017
Litex Industries | Stori Modern | DLG56MWW | True |  | 3 | Yes | 2362 | 13 | 182 |  |  |  | 6110 | 59 | 104 | [5 empty] | LED |  | Federally-Regulated Consumer Product | 05/19/2017 |  | 08/02/2017
Litex Industries | Stori Modern | DLG56MBK | True |  | 3 | Yes | 2362 | 13 | 182 |  |  |  | 6110 | 59 | 104 | [5 empty] | LED |  | Federally-Regulated Consumer Product | 05/19/2017 |  | 08/02/2017
Litex Industries | Stori Modern | PLG52MBK | True |  | 3 | Yes | 2215 | 13 | 170 |  |  |  | 5297 | 56 | 94 | [5 empty] | LED |  | Federally-Regulated Consumer Product | 05/19/2017 |  | 08/02/2017
Litex Industries | Stori Modern | PLG52BNK | True |  | 3 | Yes | 2215 | 13 | 170 |  |  |  | 5297 | 56 | 94 | [5 empty] | LED |  | Federally-Regulated Consumer Product | 05/19/2017 |  | 08/02/2017
Litex Industries | Stori Modern | PLG52EB | True |  | 3 | Yes | 2215 | 13 | 170 |  |  |  | 5297 | 56 | 94 | [5 empty] | LED |  | Federally-Regulated Consumer Product | 05/19/2017 |  | 08/02/2017
Litex Industries | Stori Modern | PLG52MWW | True |  | 3 | Yes | 2215 | 13 | 170 |  |  |  | 5297 | 56 | 94 | [5 empty] | LED |  | Federally-Regulated Consumer Product | 05/19/2017 |  | 08/02/2017
Litex Industries | Stori Modern | ELG52MBK | True |  | 3 | Yes | 2538 | 13 | 195 |  |  |  | 5464 | 53 | 103 | [5 empty] | None |  | Federally-Regulated Consumer Product | 05/19/2017 |  | 08/02/2017
Litex Industries | Stori Modern | ELG52BNK | True |  | 3 | Yes | 2538 | 13 | 195 |  |  |  | 5464 | 53 | 103 | [5 empty] | None |  | Federally-Regulated Consumer Product | 05/19/2017 |  | 08/02/2017
Litex Industries | Stori Modern | ELG52EB | True |  | 3 | Yes | 2538 | 13 | 195 |  |  |  | 5464 | 53 | 103 | [5 empty] | None |  | Federally-Regulated Consumer Product | 05/19/2017 |  | 08/02/2017
Litex Industries | Stori Modern | ELG52MWW | True |  | 3 | Yes | 2538 | 13 | 195 |  |  |  | 5464 | 53 | 103 | [5 empty] | None |  | Federally-Regulated Consumer Product | 05/19/2017 |  | 08/02/2017
King of Fans | Hampton Bay | 48-PB | True |  | 3 | Yes | 2265 | 14 | 162 | 3847 | 33 | 117 | 5732 | 68 | 84 | [5 empty] | None |  | Federally-Regulated Consumer Product | 04/04/2016 |  | 08/28/2017
Air Cool Industrial Co., Ltd. | Hampton Bay | AC-421(AC324A-WH) | True |  | 3 | Yes | 1140 | 8 | 142 | 2224 | 21 | 106 | 3495 | 47 | 74 | [5 empty] | Incandescent |  | Federally-Regulated Consumer Product | 08/16/2015 |  | 09/12/2017
Air Cool Industrial Co., Ltd. | Hampton Bay | AC-421(AM214-WH) | True |  | 3 | Yes | 1341 | 7 | 192 | 2400 | 21 | 114 | 3720 | 52 | 72 | [5 empty] | Incandescent |  | Federally-Regulated Consumer Product | 08/14/2015 |  | 09/12/2017
Air Cool Industrial Co., Ltd. | Hampton Bay | AC-536(AG806C-WH) | True |  | 3 | Yes | 1261 | 11 | 115 | 2253 | 29 | 78 | 2711 | 48 | 56 | [5 empty] | Compact Flourescent |  | Federally-Regulated Consumer Product | 08/16/2015 |  | 09/12/2017
Air Cool Industrial Co., Ltd. | Hampton Bay | AC-542OD(YG187-BN) | True |  | 3 | Yes | 1812 | 12 | 151 | 3267 | 29 | 113 | 4130 | 49 | 84 | [5 empty] | None |  | Federally-Regulated Consumer Product | 08/14/2015 |  | 09/12/2017
Air Cool Industrial Co., Ltd. | Hampton Bay | AC-542OD(YG187-NI) | True |  | 3 | Yes | 1812 | 12 | 151 | 3267 | 29 | 113 | 4130 | 49 | 84 | [5 empty] | None |  | Federally-Regulated Consumer Product | 08/14/2015 |  | 09/12/2017
Air Cool Industrial Co., Ltd. | Hampton Bay | AC-542OD(YG187-WH) | True |  | 3 | Yes | 1812 | 12 | 151 | 3267 | 29 | 113 | 4130 | 49 | 84 | [5 empty] | None |  | Federally-Regulated Consumer Product | 08/14/2015 |  | 09/12/2017
Air Cool Industrial Co., Ltd. | Hampton Bay | AC-552(AC413A-OBB) | True |  | 3 | Yes | 1720 | 10 | 172 | 3265 | 30 | 109 | 4981 | 63 | 79 | [5 empty] | Compact Flourescent |  | Federally-Regulated Consumer Product | 08/14/2015 |  | 09/12/2017
Air Cool Industrial Co., Ltd. | Hampton Bay | AC-552(AG510-BN) | True |  | 3 | Yes | 1637 | 10 | 164 | 3211 | 29 | 111 | 4735 | 61 | 78 | [5 empty] | Compact Flourescent |  | Federally-Regulated Consumer Product | 08/14/2015 |  | 09/12/2017
Air Cool Industrial Co., Ltd. | Hampton Bay | AC-552(AG510-ORB) | True |  | 3 | Yes | 1637 | 10 | 164 | 3211 | 29 | 111 | 4735 | 61 | 78 | [5 empty] | Compact Flourescent |  | Federally-Regulated Consumer Product | 08/14/2015 |  | 09/12/2017
Air Cool Industrial Co., Ltd. | Hampton Bay | AC-552(AG712-BN+BK) | True |  | 3 | Yes | 1628 | 13 | 125 | 3137 | 33 | 95 | 4654 | 60 | 78 | [5 empty] | Compact Flourescent |  | Federally-Regulated Consumer Product | 08/14/2015 |  | 09/12/2017
Air Cool Industrial Co., Ltd. | Hampton Bay | AC-552(AG712-BN+GN) | True |  | 3 | Yes | 1628 | 13 | 125 | 3137 | 33 | 95 | 4654 | 60 | 78 | [5 empty] | Compact Flourescent |  | Federally-Regulated Consumer Product | 08/14/2015 |  | 09/12/2017
Air Cool Industrial Co., Ltd. | Hampton Bay | AC-552(AG712-BN+RD) | True |  | 3 | Yes | 1628 | 13 | 125 | 3137 | 33 | 95 | 4654 | 60 | 78 | [5 empty] | Compact Flourescent |  | Federally-Regulated Consumer Product | 08/14/2015 |  | 09/12/2017
Air Cool Industrial Co., Ltd. | Hampton Bay | AC-552(AL420-BN) | True |  | 3 | Yes | 1635 | 10 | 164 | 3221 | 31 | 104 | 5026 | 68 | 74 | [5 empty] | Compact Flourescent |  | Federally-Regulated Consumer Product | 08/14/2015 |  | 09/12/2017
Air Cool Industrial Co., Ltd. | Hampton Bay | AC-552(AL420-ORB) | True |  | 3 | Yes | 1635 | 10 | 164 | 3221 | 31 | 104 | 5026 | 68 | 74 | [5 empty] | Compact Flourescent |  | Federally-Regulated Consumer Product | 08/14/2015 |  | 09/12/2017
Air Cool Industrial Co., Ltd. | Hampton Bay | AC-552(AL420-WH) | True |  | 3 | Yes | 1635 | 10 | 164 | 3221 | 31 | 104 | 5026 | 68 | 74 | [5 empty] | Compact Flourescent |  | Federally-Regulated Consumer Product | 08/14/2015 |  | 09/12/2017
Air Cool Industrial Co., Ltd. | Hampton Bay | AC-552(AL770-BN) | True |  | 3 | Yes | 1565 | 10 | 156 | 3172 | 30 | 106 | 4755 | 61 | 78 | [5 empty] | Incandescent |  | Federally-Regulated Consumer Product | 08/16/2015 |  | 09/12/2017
Air Cool Industrial Co., Ltd. | Hampton Bay | AC-552(AL770-ORB) | True |  | 3 | Yes | 1565 | 10 | 156 | 3172 | 30 | 106 | 4755 | 61 | 78 | [5 empty] | Incandescent |  | Federally-Regulated Consumer Product | 08/16/2015 |  | 09/12/2017
Air Cool Industrial Co., Ltd. | Hampton Bay | AC-552(AL772-BN) | True |  | 3 | Yes | 1602 | 10 | 160 | 3125 | 29 | 108 | 4686 | 62 | 76 | [5 empty] | Incandescent |  | Federally-Regulated Consumer Product | 08/14/2015 |  | 09/12/2017
Air Cool Industrial Co., Ltd. | Hampton Bay | AC-552(AL772-ORB) | True |  | 3 | Yes | 1602 | 10 | 160 | 3125 | 29 | 108 | 4686 | 62 | 76 | [5 empty] | Incandescent |  | Federally-Regulated Consumer Product | 08/14/2015 |  | 09/12/2017
Air Cool Industrial Co., Ltd. | Hampton Bay | AC-552(YG215D-ORB) | True |  | 3 | Yes | 2397 | 23 | 104 | 3886 | 48 | 81 | 5920 | 87 | 68 | [5 empty] | Compact Flourescent |  | Federally-Regulated Consumer Product | 08/14/2015 |  | 09/12/2017
Air Cool Industrial Co., Ltd. | Hampton Bay | AC-552(YG288A-BN) | True |  | 3 | Yes | 1606 | 11 | 146 | 3115 | 31 | 100 | 4722 | 63 | 75 | [5 empty] | Compact Flourescent |  | Federally-Regulated Consumer Product | 08/14/2015 |  | 09/12/2017
Air Cool Industrial Co., Ltd. | Hampton Bay | AC-552(YG288A-ORB) | True |  | 3 | Yes | 1606 | 11 | 146 | 3115 | 31 | 100 | 4722 | 63 | 75 | [5 empty] | Compact Flourescent |  | Federally-Regulated Consumer Product | 08/14/2015 |  | 09/12/2017
Air Cool Industrial Co., Ltd. | Hampton Bay | AC-552A(AL51D-NI) | True |  | 3 | Yes | 1716 | 11 | 156 | 3419 | 30 | 114 | 4884 | 58 | 84 | [5 empty] | Incandescent |  | Federally-Regulated Consumer Product | 08/14/2015 |  | 09/12/2017
Air Cool Industrial Co., Ltd. | Hampton Bay | AC-552OD(AG908OD-MWH) | True |  | 3 | Yes | 1910 | 13 | 147 | 3502 | 32 | 109 | 5291 | 57 | 93 | [5 empty] | Incandescent |  | Federally-Regulated Consumer Product | 08/14/2015 |  | 09/12/2017
Air Cool Industrial Co., Ltd. | Hampton Bay | AC-552OD(AG908OD-ORB) | True |  | 3 | Yes | 1910 | 13 | 147 | 3502 | 32 | 109 | 5291 | 57 | 93 | [5 empty] | Incandescent |  | Federally-Regulated Consumer Product | 08/14/2015 |  | 09/12/2017
Air Cool Industrial Co., Ltd. | Hampton Bay | AC-552OD(YG529-NI) | True |  | 3 | Yes | 1737 | 9 | 193 | 3647 | 29 | 126 | 5463 | 65 | 84 | [5 empty] | None |  | Federally-Regulated Consumer Product | 09/11/2015 |  | 09/12/2017
Air Cool Industrial Co., Ltd. | Hampton Bay | AC-552OD(YG529-WH) | True |  | 3 | Yes | 1737 | 9 | 193 | 3647 | 29 | 126 | 5463 | 65 | 84 | [5 empty] | None |  | Federally-Regulated Consumer Product | 09/11/2015 |  | 09/12/2017
Air Cool Industrial Co., Ltd. | Hampton Bay | AL-47OD (AL47-NI) | True |  | 3 | Yes | 2171 | 21 | 103 | 3572 | 45 | 79 | 4729 | 81 | 58 | [5 empty] | Compact Flourescent |  | Federally-Regulated Consumer Product | 08/14/2015 |  | 09/12/2017
Air Cool Industrial Co., Ltd. | Hampton Bay | YG205OD(YG205-NI) | True |  | 3 | Yes | 1473 | 11 | 134 | 3345 | 32 | 105 | 4968 | 64 | 78 | [5 empty] | Compact Flourescent |  | Federally-Regulated Consumer Product | 08/14/2015 |  | 09/12/2017
Air Cool Industrial Co., Ltd. | Hampton Bay | YG-327B(YG327B-BN) | True |  | 3 | Yes | 1674 | 11 | 152 | 2970 | 28 | 106 | 5318 | 67 | 79 | [5 empty] | LED |  | Federally-Regulated Consumer Product | 08/14/2015 |  | 09/12/2017
Air Cool Industrial Co., Ltd. | Hampton Bay | AC-552LF9400(AL974-OB+GH) | True |  | 3 | Yes | 1791 | 11 | 163 | 3417 | 32 | 107 | 4792 | 61 | 79 | [5 empty] | Incandescent |  | Federally-Regulated Consumer Product | 08/14/2015 |  | 09/12/2017
Air Cool Industrial Co., Ltd. | Hampton Bay | YG-338(YG338-PN) | True |  | 3 | Yes | 1735 | 10 | 174 | 3791 | 33 | 115 | 6041 | 74 | 82 | [5 empty] | LED |  | Federally-Regulated Consumer Product | 08/14/2015 |  | 09/12/2017
Air Cool Industrial Co., Ltd. | Hampton Bay | AC-542(AL508-BN) | True |  | 3 | Yes | 602 | 6 | 100 | 920 | 12 | 77 | 1198 | 34 | 35 | [5 empty] | Compact Flourescent |  | Federally-Regulated Consumer Product | 08/14/2015 |  | 09/12/2017
Air Cool Industrial Co., Ltd. | Hampton Bay | AC-542(AL508-ORB) | True |  | 3 | Yes | 602 | 6 | 100 | 920 | 12 | 77 | 1198 | 34 | 35 | [5 empty] | Compact Flourescent |  | Federally-Regulated Consumer Product | 08/14/2015 |  | 09/12/2017
Air Cool Industrial Co., Ltd. | Hampton Bay | AC-542(AL508-WH) | True |  | 3 | Yes | 602 | 6 | 100 | 920 | 12 | 77 | 1198 | 34 | 35 | [5 empty] | Compact Flourescent |  | Federally-Regulated Consumer Product | 08/14/2015 |  | 09/12/2017
Air Cool Industrial Co., Ltd. | Home Decorators Collection | YG545-EB | True |  | V | Yes | 2728 | 3 | 909 | 4516 | 9 | 502 | 6984 | 33 | 212 | [5 empty] | LED |  | Federally-Regulated Consumer Product | 11/13/2015 |  | 09/12/2017
Air Cool Industrial Co., Ltd. | Home Decorators Collection | YG545-BN | True |  | V | Yes | 2728 | 3 | 909 | 4516 | 9 | 502 | 6984 | 33 | 212 | [5 empty] | LED |  | Federally-Regulated Consumer Product | 11/13/2015 |  | 09/12/2017
Air Cool Industrial Co., Ltd. | Home Decorators Collection | AM382A-BN | True |  | 3 | Yes | 483 | 16 | 30 | 767 | 24 | 32 | 1063 | 56 | 19 | [5 empty] | LED |  | Federally-Regulated Consumer Product | 05/20/2015 |  | 09/12/2017
Air Cool Industrial Co., Ltd. | Home Decorators Collection | AM382A-EB | True |  | 3 | Yes | 483 | 16 | 30 | 767 | 24 | 32 | 1063 | 56 | 19 | [5 empty] | LED |  | Federally-Regulated Consumer Product | 05/29/2015 |  | 09/12/2017
Air Cool Industrial Co., Ltd. | Home Decorators Collection | AC-527(YG503-BN) | True |  | 3 | Yes | 1804 | 13 | 139 | 3426 | 31 | 111 | 4921 | 59 | 83 | [5 empty] | LED |  | Federally-Regulated Consumer Product | 12/15/2015 |  | 09/12/2017
Air Cool Industrial Co., Ltd. | Home Decorators Collection | AC-527(YG503-EB) | True |  | 3 | Yes | 1804 | 13 | 139 | 3426 | 31 | 111 | 4921 | 59 | 83 | [5 empty] | LED |  | Federally-Regulated Consumer Product | 12/15/2015 |  | 09/12/2017
Air Cool Industrial Co., Ltd. | Home Decorators Collection | AC-552(YG546-MDW) | True |  | 3 | Yes | 1659 | 11 | 151 | 3498 | 33 | 106 | 5281 | 68 | 78 | [5 empty] | LED |  | Federally-Regulated Consumer Product | 02/23/2016 |  | 09/12/2017
Air Cool Industrial Co., Ltd. | Home Decorators Collection | AC-552(YG556-CH) | True |  | 3 | Yes | 1857 | 12 | 155 | 3136 | 26 | 121 | 5106 | 59 | 87 | [5 empty] | LED |  | Federally-Regulated Consumer Product | 12/18/2015 |  | 09/12/2017
Air Cool Industrial Co., Ltd. | Home Decorators Collection | AC-552A(AM319-BN) | True |  | 3 | Yes | 1527 | 14 | 109 | 3642 | 38 | 96 | 6197 | 83 | 75 | [5 empty] | LED |  | Federally-Regulated Consumer Product | 11/24/2015 |  | 09/12/2017
Air Cool Industrial Co., Ltd. | Home Decorators Collection | AC-552A(YG446-BN) | True |  | 3 | Yes | 2550 | 13 | 196 | 4559 | 31 | 147 | 6871 | 60 | 115 | [5 empty] | LED |  | Federally-Regulated Consumer Product | 11/24/2015 |  | 09/12/2017
Air Cool Industrial Co., Ltd. | Home Decorators Collection | AC-552A(YG458-GM) | True |  | 3 | Yes | 1777 | 12 | 148 | 3716 | 34 | 109 | 5619 | 66 | 85 | [5 empty] | LED |  | Federally-Regulated Consumer Product | 08/14/2015 |  | 09/12/2017
Air Cool Industrial Co., Ltd. | Home Decorators Collection | AC-552A(YG513-BN) | True |  | 3 | Yes | 1909 | 11 | 174 | 3786 | 32 | 118 | 5723 | 67 | 85 | [5 empty] | LED |  | Federally-Regulated Consumer Product | 10/19/2015 |  | 09/12/2017
Air Cool Industrial Co., Ltd. | Home Decorators Collection | AC-552A(YG513-EB) | True |  | 3 | Yes | 1909 | 11 | 174 | 3786 | 32 | 118 | 5723 | 67 | 85 | [5 empty] | LED |  | Federally-Regulated Consumer Product | 10/19/2015 |  | 09/12/2017
Air Cool Industrial Co., Ltd. | Home Decorators Collection | AC-552A(YG521-BN) | True |  | 3 | Yes | 1952 | 12 | 163 | 4333 | 38 | 114 | 5835 | 69 | 85 | [5 empty] | LED |  | Federally-Regulated Consumer Product | 11/25/2015 |  | 09/12/2017
Air Cool Industrial Co., Ltd. | Home Decorators Collection | AC-552A(YG523-BN) | True |  | 3 | Yes | 1904 | 12 | 159 | 3951 | 34 | 116 | 6014 | 65 | 92 | [5 empty] | LED |  | Federally-Regulated Consumer Product | 10/19/2015 |  | 09/12/2017
Air Cool Industrial Co., Ltd. | Home Decorators Collection | AC-552A(YG525-BN) | True |  | 3 | Yes | 2077 | 12 | 173 | 3622 | 30 | 121 | 5425 | 64 | 85 | [5 empty] | LED |  | Federally-Regulated Consumer Product | 10/19/2015 |  | 09/12/2017
Air Cool Industrial Co., Ltd. | Home Decorators Collection | YG-338(AG942LED-BN) | True |  | 3 | Yes | 2130 | 13 | 164 | 4037 | 36 | 112 | 5889 | 63 | 93 | [5 empty] | LED |  | Federally-Regulated Consumer Product | 08/14/2015 |  | 09/12/2017
Air Cool Industrial Co., Ltd. | Home Decorators Collection | AC-552(YG449A-BN) | True |  | 3 | Yes | 1777 | 12 | 148 | 3591 | 31 | 116 | 5481 | 66 | 83 | [5 empty] | LED |  | Federally-Regulated Consumer Product | 11/24/2015 |  | 09/12/2017
Air Cool Industrial Co., Ltd. | Home Decorators Collection | YG-327B(YG423-BN) | True |  | 3 | Yes | 1775 | 11 | 161 | 3159 | 26 | 121 | 4552 | 50 | 91 | [5 empty] | LED |  | Federally-Regulated Consumer Product | 09/01/2015 |  | 09/12/2017
Air Cool Industrial Co., Ltd. | Home Decorators Collection | YG-327B(YG423-NI) | True |  | 3 | Yes | 1775 | 11 | 161 | 3159 | 26 | 121 | 4552 | 50 | 91 | [5 empty] | LED |  | Federally-Regulated Consumer Product | 09/01/2015 |  | 09/12/2017
Air Cool Industrial Co., Ltd. | Home Decorators Collection | YG-327B(YG423-BN+ESP) | True |  | 3 | Yes | 1775 | 11 | 161 | 3159 | 26 | 121 | 4552 | 50 | 91 | [5 empty] | LED |  | Federally-Regulated Consumer Product | 01/07/2016 |  | 09/12/2017
Air Cool Industrial Co., Ltd. | Home Decorators Collection | AC-552OD(AL499-NI) | True |  | 3 | Yes | 1483 | 10 | 148 | 3327 | 33 | 101 | 4904 | 70 | 70 | [5 empty] | LED |  | Federally-Regulated Consumer Product | 08/14/2015 |  | 09/12/2017
Air Cool Industrial Co., Ltd. | Home Decorators Collection | AC-552OD(AL499-WH) | True |  | 3 | Yes | 1483 | 10 | 148 | 3327 | 33 | 101 | 4904 | 70 | 70 | [5 empty] | LED |  | Federally-Regulated Consumer Product | 08/14/2015 |  | 09/12/2017
Air Cool Industrial Co., Ltd. | Home Decorators Collection | YG528OD(YG528-EB) | True |  | V | Yes | 3432 | 16 | 214 | 7920 | 63 | 126 | 10268 | 102 | 101 | [5 empty] | LED |  | Federally-Regulated Consumer Product | 09/09/2015 |  | 09/12/2017
Air Cool Industrial Co., Ltd. | Home Decorators Collection | YG528OD(YG528-BN) | True |  | V | Yes | 3432 | 16 | 214 | 7920 | 63 | 126 | 10268 | 102 | 101 | [5 empty] | LED |  | Federally-Regulated Consumer Product | 09/09/2015 |  | 09/12/2017
Air Cool Industrial Co., Ltd. | Home Decorators Collection | YG528OD(YG528-NI) | True |  | V | Yes | 3432 | 16 | 214 | 7920 | 63 | 126 | 10268 | 102 | 101 | [5 empty] | LED |  | Federally-Regulated Consumer Product | 09/09/2015 |  | 09/12/2017
Air Cool Industrial Co., Ltd. | Home Decorators Collection | YG528OD(YG528-WH) | True |  | V | Yes | 3432 | 16 | 214 | 7920 | 63 | 126 | 10268 | 102 | 101 | [5 empty] | LED |  | Federally-Regulated Consumer Product | 09/09/2015 |  | 09/12/2017
Air Cool Industrial Co., Ltd. | Home Decorators Collection | AM472(AM175LED-EB) | True |  | V | Yes | 1887 | 2 | 943 | 4461 | 9 | 496 | 6727 | 33 | 204 | [5 empty] | Other |  | Federally-Regulated Consumer Product | 06/21/2016 |  | 09/12/2017
Air Cool Industrial Co., Ltd. | Hampton Bay | AC299OD(AC299-NI) | True |  | V | Yes | 1908 | 14 | 136 | 3608 | 35 | 103 | 5136 | 54 | 95 | [5 empty] | None |  | Federally-Regulated Consumer Product | 08/14/2015 |  | 09/12/2017
Air Cool Industrial Co., Ltd. | Hampton Bay | AC-418(AL60-OBB) | True |  | 3 | Yes | 2907 | 27 | 108 | 4854 | 59 | 82 | 5797 | 75 | 77 | [5 empty] | Incandescent |  | Federally-Regulated Consumer Product | 08/14/2015 |  | 09/12/2017
Air Cool Industrial Co., Ltd. | Hampton Bay | AC-52437(STR09-RB) | True |  | 3 | Yes | 1959 | 13 | 151 | 3450 | 34 | 101 | 5196 | 66 | 79 | [5 empty] | Incandescent |  | Federally-Regulated Consumer Product | 08/14/2015 |  | 09/12/2017
Air Cool Industrial Co., Ltd. | Hampton Bay | AC-542OD(YG187-BN) | True |  | 3 | Yes | 1668 | 11 | 152 |  |  |  | 3299 | 45 | 73 | [5 empty] | None |  | Federally-Regulated Consumer Product | 09/12/2017 |  | 09/12/2017
Air Cool Industrial Co., Ltd. | Hampton Bay | AC-542OD(YG187-NI) | True |  | 3 | Yes | 1668 | 11 | 152 |  |  |  | 3299 | 45 | 73 | [5 empty] | None |  | Federally-Regulated Consumer Product | 09/12/2017 |  | 09/12/2017
Air Cool Industrial Co., Ltd. | Hampton Bay | AC-542OD(YG187-WH) | True |  | 3 | Yes | 1668 | 11 | 152 |  |  |  | 3299 | 45 | 73 | [5 empty] | None |  | Federally-Regulated Consumer Product | 09/12/2017 |  | 09/12/2017
Air Cool Industrial Co., Ltd. | Hampton Bay | AC-552(AL663A-LN) | True |  | 3 | Yes | 1732 | 11 | 157 | 3442 | 31 | 111 | 5092 | 60 | 85 | [5 empty] | None |  | Federally-Regulated Consumer Product | 08/14/2015 |  | 09/12/2017
Air Cool Industrial Co., Ltd. | Hampton Bay | AC-552(AL663B-LN) | True |  | V | Yes | 1354 | 7 | 193 | 3346 | 30 | 112 | 4811 | 60 | 80 | [5 empty] | None |  | Federally-Regulated Consumer Product | 08/14/2015 |  | 09/12/2017
Air Cool Industrial Co., Ltd. | Hampton Bay | AC-552A(YG098-NM) | True |  | 3 | Yes | 1409 | 12 | 117 | 3524 | 38 | 93 | 4964 | 67 | 74 | [5 empty] | Incandescent |  | Federally-Regulated Consumer Product | 12/23/2016 |  | 09/12/2017
Air Cool Industrial Co., Ltd. | Hampton Bay | AC-552AL (AL101-BN) | True |  | 3 | Yes | 2874 | 24 | 120 | 4641 | 53 | 88 | 6114 | 81 | 75 | [5 empty] | Incandescent |  | Federally-Regulated Consumer Product | 08/14/2015 |  | 09/12/2017
Air Cool Industrial Co., Ltd. | Hampton Bay | AC-552LF9400(AL696A-BN) | True |  | 3 | Yes | 1610 | 9 | 179 | 3455 | 32 | 108 | 5666 | 72 | 79 | [5 empty] | Incandescent |  | Federally-Regulated Consumer Product | 08/14/2015 |  | 09/12/2017
Air Cool Industrial Co., Ltd. | Hampton Bay | AC-552LF9400(AL837-OB+GH) | True |  | 3 | Yes | 1557 | 10 | 156 | 3181 | 30 | 106 | 4805 | 62 | 78 | [5 empty] | Incandescent |  | Federally-Regulated Consumer Product | 08/14/2015 |  | 09/12/2017
Air Cool Industrial Co., Ltd. | Hampton Bay | AC-552MK719(YG305-LN) | True |  | 3 | Yes | 2298 | 16 | 144 | 3469 | 33 | 105 | 5433 | 68 | 80 | [5 empty] | Incandescent |  | Federally-Regulated Consumer Product | 08/14/2015 |  | 09/12/2017
Air Cool Industrial Co., Ltd. | Hampton Bay | AC-552MK719(YG305-ORB) | True |  | 3 | Yes | 2298 | 16 | 144 | 3469 | 33 | 105 | 5433 | 68 | 80 | [5 empty] | Incandescent |  | Federally-Regulated Consumer Product | 08/14/2015 |  | 09/12/2017
Air Cool Industrial Co., Ltd. | Hampton Bay | AC-552OD(AC370-OBP) | True |  | 3 | Yes | 1200 | 17 | 71 | 3850 | 36 | 107 | 6500 | 63 | 103 | [5 empty] | Incandescent |  | Federally-Regulated Consumer Product | 08/14/2015 |  | 09/12/2017
Air Cool Industrial Co., Ltd. | Hampton Bay | AC-552OD(YG115-MWH) | True |  | 3 | Yes | 1481 | 11 | 135 | 2598 | 31 | 84 | 3549 | 56 | 63 | [5 empty] | Incandescent |  | Federally-Regulated Consumer Product | 08/14/2015 |  | 09/12/2017
Air Cool Industrial Co., Ltd. | Hampton Bay | AC-552OD(YG115-NI) | True |  | 3 | Yes | 1481 | 11 | 135 | 2598 | 31 | 84 | 3549 | 56 | 63 | [5 empty] | Incandescent |  | Federally-Regulated Consumer Product | 08/14/2015 |  | 09/12/2017
Air Cool Industrial Co., Ltd. | Hampton Bay | AC-552OD(YG529-NI) | True |  | 3 | Yes | 1602 | 9 | 178 |  |  |  | 5165 | 67 | 77 | [5 empty] | None |  | Federally-Regulated Consumer Product | 09/12/2017 |  | 09/12/2017
Air Cool Industrial Co., Ltd. | Hampton Bay | AC-552OD(YG529-WH) | True |  | 3 | Yes | 1602 | 9 | 178 |  |  |  | 5165 | 67 | 77 | [5 empty] | None |  | Federally-Regulated Consumer Product | 09/12/2017 |  | 09/12/2017
Air Cool Industrial Co., Ltd. | Hampton Bay | AC-552RM52-B(AL975-BN) | True |  | 3 | Yes | 1794 | 12 | 149 | 3255 | 30 | 108 | 5576 | 70 | 80 | [5 empty] | Incandescent |  | Federally-Regulated Consumer Product | 08/16/2015 |  | 09/12/2017
Air Cool Industrial Co., Ltd. | Hampton Bay | AC-552RM52-B(AL995-ORB) | True |  | 3 | Yes | 2414 | 18 | 134 | 3955 | 38 | 104 | 5723 | 65 | 88 | [5 empty] | Incandescent |  | Federally-Regulated Consumer Product | 08/14/2015 |  | 09/12/2017
Air Cool Industrial Co., Ltd. | Hampton Bay | AG-566(AL694-BN) | True |  | 3 | Yes | 1768 | 13 | 136 | 3149 | 32 | 98 | 4725 | 59 | 80 | [5 empty] | Incandescent |  | Federally-Regulated Consumer Product | 08/14/2015 |  | 09/12/2017
Air Cool Industrial Co., Ltd. | Hampton Bay | AG-566(YG213A-BN) | True |  | 3 | Yes | 1357 | 11 | 123 | 3025 | 33 | 92 | 4920 | 69 | 71 | [5 empty] | Incandescent |  | Federally-Regulated Consumer Product | 08/14/2015 |  | 09/12/2017
Air Cool Industrial Co., Ltd. | Hampton Bay | AG-566(YG213A-RB) | True |  | 3 | Yes | 1357 | 11 | 123 | 3025 | 33 | 92 | 4920 | 69 | 71 | [5 empty] | Incandescent |  | Federally-Regulated Consumer Product | 08/14/2015 |  | 09/12/2017
Air Cool Industrial Co., Ltd. | Hampton Bay | AL-03OD(AL03-NI) | True |  | 3 | Yes | 1677 | 21 | 80 | 3259 | 39 | 84 | 5213 | 57 | 91 | [5 empty] | Incandescent |  | Federally-Regulated Consumer Product | 08/14/2015 |  | 09/12/2017
Air Cool Industrial Co., Ltd. | Hampton Bay | AL-323MK(AM217-BK) | True |  | 3 | Yes | 1800 | 9 | 200 | 3022 | 21 | 144 | 4323 | 38 | 114 | [5 empty] | Other |  | Federally-Regulated Consumer Product | 08/14/2015 |  | 09/12/2017
Air Cool Industrial Co., Ltd. | Hampton Bay | AL-54(AM213-BN) | True |  | 3 | Yes | 1624 | 12 | 135 | 2708 | 29 | 93 | 3567 | 45 | 79 | [5 empty] | Incandescent |  | Federally-Regulated Consumer Product | 08/14/2015 |  | 09/12/2017
Air Cool Industrial Co., Ltd. | Hampton Bay | YG-248A(AL753-AB) | True |  | 3 | Yes | 1660 | 12 | 138 | 3370 | 34 | 99 | 4858 | 60 | 81 | [5 empty] | Incandescent |  | Federally-Regulated Consumer Product | 08/14/2015 |  | 09/12/2017
Air Cool Industrial Co., Ltd. | Hampton Bay | YG-248A(YG222-LN) | True |  | 3 | Yes | 2063 | 14 | 147 | 3967 | 37 | 107 | 5245 | 59 | 89 | [5 empty] | Incandescent |  | Federally-Regulated Consumer Product | 08/14/2015 |  | 09/12/2017
Air Cool Industrial Co., Ltd. | Hampton Bay | YG-248A(YG222-ORB) | True |  | 3 | Yes | 2063 | 14 | 147 | 3967 | 37 | 107 | 5245 | 59 | 89 | [5 empty] | Incandescent |  | Federally-Regulated Consumer Product | 08/14/2015 |  | 09/12/2017
Air Cool Industrial Co., Ltd. | Hampton Bay | AC-552MK719 (24816-21) | True |  | 3 | Yes | 1889 | 13 | 145 | 3196 | 28 | 114 | 5143 | 57 | 90 | [5 empty] | Incandescent |  | Federally-Regulated Consumer Product | 08/14/2015 |  | 09/12/2017
Air Cool Industrial Co., Ltd. | Home Decorators Collection | AM239-PN | True |  | 3 | Yes | 2091 | 15 | 139 | 3931 | 38 | 103 | 5581 | 70 | 80 | [5 empty] | None |  | Federally-Regulated Consumer Product | 04/29/2015 |  | 09/12/2017
Air Cool Industrial Co., Ltd. | Home Decorators Collection | AC-552(YG177LED-BN) | True |  | 3 | Yes | 2253 | 13 | 173 | 4306 | 40 | 108 | 5686 | 73 | 78 | [5 empty] | LED |  | Federally-Regulated Consumer Product | 09/16/2015 |  | 09/12/2017
Air Cool Industrial Co., Ltd. | Home Decorators Collection | AC-552(YG177LED-EB) | True |  | 3 | Yes | 2253 | 13 | 173 | 4306 | 40 | 108 | 5686 | 73 | 78 | [5 empty] | LED |  | Federally-Regulated Consumer Product | 09/16/2015 |  | 09/12/2017
Air Cool Industrial Co., Ltd. | Home Decorators Collection | AC-552(YG177LED-GLBK) | True |  | 3 | Yes | 2253 | 13 | 173 | 4306 | 40 | 108 | 5686 | 73 | 78 | [5 empty] | LED |  | Federally-Regulated Consumer Product | 09/16/2015 |  | 09/12/2017
Air Cool Industrial Co., Ltd. | Home Decorators Collection | AC-552(YG352-3-BN) | True |  | 3 | Yes | 1915 | 13 | 147 | 3341 | 30 | 111 | 4935 | 54 | 91 | [5 empty] | LED |  | Federally-Regulated Consumer Product | 08/14/2015 |  | 09/12/2017
Air Cool Industrial Co., Ltd. | Home Decorators Collection | AC-552OD(AL499-NI) | True |  | 3 | Yes | 1452 | 11 | 132 |  |  |  | 4706 | 71 | 66 | [5 empty] | LED |  | Federally-Regulated Consumer Product | 09/12/2017 |  | 09/12/2017
Air Cool Industrial Co., Ltd. | Home Decorators Collection | AC-552OD(AL499-WH) | True |  | 3 | Yes | 1452 | 11 | 132 |  |  |  | 4706 | 71 | 66 | [5 empty] | LED |  | Federally-Regulated Consumer Product | 09/12/2017 |  | 09/12/2017
Air Cool Industrial Co., Ltd. | Home Decorators Collection | AM472(AM175LED-EB) | True |  | V | Yes | 1988 | 2 | 994 |  |  |  | 6912 | 33 | 209 | [5 empty] | LED |  | Federally-Regulated Consumer Product | 09/12/2017 |  | 09/12/2017
Air Cool Industrial Co., Ltd. | Home Decorators Collection | AM472(AM472-GM) | True |  | V | Yes | 1845 | 2 | 922 | 3839 | 9 | 427 | 5888 | 32 | 184 | [5 empty] | LED |  | Federally-Regulated Consumer Product | 12/18/2015 |  | 09/12/2017
Air Cool Industrial Co., Ltd. | Home Decorators Collection | AM472(AM472-NI) | True |  | V | Yes | 1845 | 2 | 922 | 3839 | 9 | 427 | 5888 | 32 | 184 | [5 empty] | LED |  | Federally-Regulated Consumer Product | 12/18/2015 |  | 09/12/2017
Air Cool Industrial Co., Ltd. | Home Decorators Collection | FPD8148(FN731)YG491-BN | True |  | V | Yes | 2611 | 3 | 870 | 6569 | 11 | 597 | 9619 | 29 | 332 | [5 empty] | None |  | Federally-Regulated Consumer Product | 09/16/2015 |  | 09/12/2017
Air Cool Industrial Co., Ltd. | Home Decorators Collection | YG-327B(YG423-BN) | True |  | 3 | Yes | 1909 | 11 | 174 |  |  |  | 4639 | 52 | 89 | [5 empty] | LED |  | Federally-Regulated Consumer Product | 09/12/2017 |  | 09/12/2017
Air Cool Industrial Co., Ltd. | Home Decorators Collection | YG-327B(YG423-BN+ESP) | True |  | 3 | Yes | 1909 | 11 | 174 |  |  |  | 4639 | 52 | 89 | [5 empty] | LED |  | Federally-Regulated Consumer Product | 09/12/2017 |  | 09/12/2017
Air Cool Industrial Co., Ltd. | Home Decorators Collection | YG-327B(YG423-NI) | True |  | 3 | Yes | 1909 | 11 | 174 |  |  |  | 4639 | 52 | 89 | [5 empty] | LED |  | Federally-Regulated Consumer Product | 09/12/2017 |  | 09/12/2017
Air Cool Industrial Co., Ltd. | Home Decorators Collection | YG-338(YG354-BN) | True |  | 3 | Yes | 1929 | 11 | 175 | 3999 | 34 | 118 | 6204 | 68 | 91 | [5 empty] | LED |  | Federally-Regulated Consumer Product | 08/14/2015 |  | 09/12/2017
Air Cool Industrial Co., Ltd. | Home Decorators Collection | YG426(AM443-BN) | True |  | V | Yes | 1300 | 2 | 650 | 3415 | 7 | 488 | 5500 | 25 | 220 | [5 empty] | None |  | Federally-Regulated Consumer Product | 12/24/2015 |  | 09/12/2017
Air Cool Industrial Co., Ltd. | Home Decorators Collection | YG426(AM443-GLBK) | True |  | V | Yes | 1300 | 2 | 650 | 3415 | 7 | 488 | 5500 | 25 | 220 | [5 empty] | None |  | Federally-Regulated Consumer Product | 12/24/2015 |  | 09/12/2017
Air Cool Industrial Co., Ltd. | Home Decorators Collection | YG439(YG439-BN) | True |  | V | Yes | 2065 | 2 | 1032 | 4857 | 9 | 540 | 7723 | 30 | 257 | [5 empty] | LED |  | Federally-Regulated Consumer Product | 12/24/2015 |  | 09/12/2017
Air Cool Industrial Co., Ltd. | Home Decorators Collection | YG543(YG543-BN) | True |  | V | Yes | 1605 | 2 | 802 | 4054 | 8 | 507 | 6717 | 32 | 210 | [5 empty] | LED |  | Federally-Regulated Consumer Product | 12/24/2015 |  | 09/12/2017
Air Cool Industrial Co., Ltd. | Hampton Bay | AC-356(AC299-BN) | True |  | V | Yes | 2570 | 20 | 128 | 3994 | 38 | 105 | 5794 | 69 | 84 | [5 empty] | None |  | Federally-Regulated Consumer Product | 08/16/2015 |  | 09/13/2017
Air Cool Industrial Co., Ltd. | No Brand Home Depot | AC-552(YG269-BN) | True |  | 3 | Yes | 2176 | 10 | 218 | 3824 | 29 | 132 | 5376 | 61 | 88 | [5 empty] | Compact Flourescent |  | Federally-Regulated Consumer Product | 08/23/2016 |  | 09/13/2017
Air Cool Industrial Co., Ltd. | No Brand Home Depot | AC-552(YG269-ORB) | True |  | 3 | Yes | 2176 | 10 | 218 | 3824 | 29 | 132 | 5376 | 61 | 88 | [5 empty] | Compact Flourescent |  | Federally-Regulated Consumer Product | 08/23/2016 |  | 09/13/2017
Air Cool Industrial Co., Ltd. | No Brand Home Depot | AC-552(YG269-WH) | True |  | 3 | Yes | 2176 | 10 | 218 | 3824 | 29 | 132 | 5376 | 61 | 88 | [5 empty] | Compact Flourescent |  | Federally-Regulated Consumer Product | 08/23/2016 |  | 09/13/2017
Air Cool Industrial Co., Ltd. | Home Decorators Collection | AC-MGB2 (AL14-BN) | True |  | 3 | Exception 3 | 736 | 13 | 57 | 1025 | 18 | 57 | 1458 | 42 | 35 | [5 empty] | None |  | Federally-Regulated Consumer Product | 08/16/2015 |  | 09/13/2017
Air Cool Industrial Co., Ltd. | Home Decorators Collection | AC-MGB2 (AL14-WC) | True |  | 3 | Exception 3 | 736 | 13 | 57 | 1025 | 18 | 57 | 1458 | 42 | 35 | [5 empty] | None |  | Federally-Regulated Consumer Product | 02/23/2016 |  | 09/13/2017
Air Cool Industrial Co., Ltd. | Home Decorators Collection | AC-MGB2(AL14-NI) | True |  | 3 | Exception 3 | 736 | 13 | 57 | 1025 | 18 | 57 | 1458 | 42 | 35 | [5 empty] | None |  | Federally-Regulated Consumer Product | 08/16/2015 |  | 09/13/2017
Air Cool Industrial Co., Ltd. | Home Decorators Collection | AC-MGB2(AL14-TB) | True |  | 3 | Exception 3 | 736 | 13 | 57 | 1025 | 18 | 57 | 1458 | 42 | 35 | [5 empty] | None |  | Federally-Regulated Consumer Product | 08/16/2015 |  | 09/13/2017
Air Cool Industrial Co., Ltd. | Home Decorators Collection | AC-410F302(AM348-BN) | True |  | 3 | Exception 3 | 1237 | 16 | 77 | 1726 | 23 | 75 | 2348 | 60 | 39 | [5 empty] | LED |  | Federally-Regulated Consumer Product | 09/17/2015 |  | 09/13/2017
Air Cool Industrial Co., Ltd. | Home Decorators Collection | AC-410F302(AM348-EB) | True |  | 3 | Exception 3 | 1237 | 16 | 77 | 1726 | 23 | 75 | 2348 | 60 | 39 | [5 empty] | LED |  | Federally-Regulated Consumer Product | 09/17/2015 |  | 09/13/2017
King of Fans | Home Decorators Collection | 52-CHN | True |  | 3 | Yes | 2558 | 15 | 171 | 3912 | 33 | 119 | 5674 | 66 | 86 | [5 empty] | LED |  | Federally-Regulated Consumer Product | 11/30/2015 |  | 09/21/2017
King of Fans | Home Decorators Collection | 52-GLH | True |  | 3 | Yes | 2446 | 15 | 163 | 3809 | 33 | 115 | 5596 | 66 | 85 | [5 empty] | LED |  | Federally-Regulated Consumer Product | 11/30/2015 |  | 09/21/2017
King of Fans | Home Decorators Collection | 52-PLM | True |  | 3 | Yes | 2341 | 15 | 156 | 3931 | 32 | 123 | 5740 | 67 | 86 | [5 empty] | Incandescent |  | Federally-Regulated Consumer Product | 11/03/2015 |  | 09/21/2017
Air Cool Industrial Co., Ltd. | Hampton Bay | AC288 | True |  | 3 | Yes | 1595 | 13 | 123 | 3943 | 42 | 94 | 5074 | 68 | 75 | [5 empty] | Compact Flourescent |  | Federally-Regulated Consumer Product | 12/04/2012 |  | 10/26/2017
Air Cool Industrial Co., Ltd. | Hampton Bay | AC299-BN | True |  | 3 | Yes | 2570 | 20 | 129 | 3994 | 38 | 105 | 5794 | 69 | 84 | [5 empty] | None |  | Federally-Regulated Consumer Product | 11/29/2012 |  | 10/26/2017
Air Cool Industrial Co., Ltd. | Hampton Bay | AC299-NI | True |  | 3 | Yes | 1908 | 14 | 136 | 3608 | 35 | 103 | 5136 | 54 | 95 | [5 empty] | None |  | Federally-Regulated Consumer Product | 11/29/2012 |  | 10/26/2017
Air Cool Industrial Co., Ltd. | Hampton Bay | AC303-NI+MH | True |  | 3 | Yes | 2258 | 11 | 205 | 4385 | 40 | 110 | 6178 | 70 | 88 | [5 empty] | Compact Flourescent |  | Federally-Regulated Consumer Product | 11/29/2012 |  | 10/26/2017
Air Cool Industrial Co., Ltd. | Hampton Bay | AC316 | True |  | 3 | Yes | 2276 | 12 | 190 | 3854 | 33 | 117 | 6065 | 89 | 68 | [5 empty] | Incandescent |  | Federally-Regulated Consumer Product | 12/04/2012 |  | 10/26/2017
Air Cool Industrial Co., Ltd. | Hampton Bay | AC370-OBP | True |  | 3 | Yes | 1200 | 17 | 71 | 3850 | 36 | 107 | 6500 | 63 | 103 | [5 empty] | Incandescent |  | Federally-Regulated Consumer Product | 11/29/2012 |  | 10/26/2017
Air Cool Industrial Co., Ltd. | Hampton Bay | AC374 | True |  | 3 | Yes | 2546 | 17 | 150 | 3718 | 46 | 81 | 5608 | 81 | 69 | [5 empty] | Incandescent |  | Federally-Regulated Consumer Product | 12/04/2012 |  | 10/26/2017
Air Cool Industrial Co., Ltd. | Hampton Bay | AC375 | True |  | 3 | Yes | 1914 | 13 | 147 | 3763 | 37 | 102 | 5474 | 64 | 86 | [5 empty] | Compact Flourescent |  | Federally-Regulated Consumer Product | 12/04/2012 |  | 10/26/2017
Air Cool Industrial Co., Ltd. | Hampton Bay | AC386 | True |  | 3 | Yes | 2163 | 12 | 180 | 3163 | 40 | 79 | 5400 | 68 | 79 | [5 empty] | Incandescent |  | Federally-Regulated Consumer Product | 12/04/2012 |  | 10/26/2017
Air Cool Industrial Co., Ltd. | Hampton Bay | AC387-CLP | True |  | 3 | Yes | 2800 | 20 | 140 | 3700 | 32 | 116 | 5100 | 47 | 109 | [5 empty] | Other |  | Federally-Regulated Consumer Product | 11/29/2012 |  | 10/26/2017
Air Cool Industrial Co., Ltd. | Hampton Bay | AC413A-xxx | True |  | 3 | Yes | 1720 | 10 | 172 | 3265 | 30 | 109 | 4981 | 63 | 79 | [5 empty] | Compact Flourescent |  | Federally-Regulated Consumer Product | 01/02/2013 |  | 10/26/2017
Air Cool Industrial Co., Ltd. | Hampton Bay | AC418 | True |  | 3 | Yes | 2374 | 27 | 88 | 3908 | 57 | 69 | 5992 | 82 | 73 | [5 empty] | Compact Flourescent |  | Federally-Regulated Consumer Product | 12/04/2012 |  | 10/26/2017
Air Cool Industrial Co., Ltd. | Hampton Bay | AC426 | True |  | 3 | Yes | 2026 | 16 | 127 | 3219 | 42 | 77 | 5033 | 72 | 70 | [5 empty] | Compact Flourescent |  | Federally-Regulated Consumer Product | 12/04/2012 |  | 10/26/2017
Air Cool Industrial Co., Ltd. | Hampton Bay | AC434-NI | True |  | 3 | Yes | 1561 | 16 | 98 | 3704 | 43 | 86 | 5260 | 75 | 70 | [5 empty] | Incandescent |  | Federally-Regulated Consumer Product | 11/29/2012 |  | 10/26/2017
Air Cool Industrial Co., Ltd. | Hampton Bay | AC438-VPW-D | True |  | 3 | Yes | 2101 | 15 | 140 | 4244 | 40 | 106 | 5929 | 73 | 81 | [5 empty] | Compact Flourescent |  | Federally-Regulated Consumer Product | 11/29/2012 |  | 10/26/2017
Air Cool Industrial Co., Ltd. | Hampton Bay | AC446 | True |  | 3 | Yes | 2152 | 15 | 143 | 3866 | 40 | 97 | 5283 | 68 | 78 | [5 empty] | Incandescent |  | Federally-Regulated Consumer Product | 12/04/2012 |  | 10/26/2017
Air Cool Industrial Co., Ltd. | Hampton Bay | AC457-BN | True |  | 3 | Yes | 1510 | 12 | 126 | 2766 | 38 | 73 | 4150 | 70 | 59 | [5 empty] | Compact Flourescent |  | Federally-Regulated Consumer Product | 11/29/2012 |  | 10/26/2017
Air Cool Industrial Co., Ltd. | Hampton Bay | AC457-WB | True |  | 3 | Yes | 1510 | 12 | 126 | 2766 | 38 | 73 | 4150 | 70 | 59 | [5 empty] | Compact Flourescent |  | Federally-Regulated Consumer Product | 11/29/2012 |  | 10/26/2017
Air Cool Industrial Co., Ltd. | Hampton Bay | AC457-WH | True |  | 3 | Yes | 1510 | 12 | 126 | 2766 | 38 | 73 | 4150 | 70 | 59 | [5 empty] | Compact Flourescent |  | Federally-Regulated Consumer Product | 11/29/2012 |  | 10/26/2017
Air Cool Industrial Co., Ltd. | Hampton Bay | AG510-xxx | True |  | 3 | Yes | 1637 | 10 | 164 | 3211 | 29 | 111 | 4735 | 61 | 78 | [5 empty] | Compact Flourescent |  | Federally-Regulated Consumer Product | 06/03/2013 |  | 10/26/2017
Air Cool Industrial Co., Ltd. | Hampton Bay | AG523-MH/NI | True |  | 3 | Yes | 1671 | 20 | 84 | 3099 | 41 | 76 | 4071 | 63 | 65 | [5 empty] | Incandescent |  | Federally-Regulated Consumer Product | 11/29/2012 |  | 10/26/2017
Air Cool Industrial Co., Ltd. | Hampton Bay | AG524-BN | True |  | 3 | Yes | 1491 | 10 | 149 | 2978 | 31 | 96 | 4519 | 64 | 71 | [5 empty] | Compact Flourescent |  | Federally-Regulated Consumer Product | 11/29/2012 |  | 10/26/2017
Air Cool Industrial Co., Ltd. | Hampton Bay | AG524-FB | True |  | 3 | Yes | 1491 | 10 | 149 | 2978 | 31 | 96 | 4519 | 64 | 71 | [5 empty] | Compact Flourescent |  | Federally-Regulated Consumer Product | 11/29/2012 |  | 10/26/2017
Air Cool Industrial Co., Ltd. | Hampton Bay | AG524-ORB | True |  | 3 | Yes | 1491 | 10 | 149 | 2978 | 31 | 96 | 4519 | 64 | 71 | [5 empty] | Compact Flourescent |  | Federally-Regulated Consumer Product | 11/29/2012 |  | 10/26/2017
Air Cool Industrial Co., Ltd. | Hampton Bay | AG524PR-*** | True |  | 3 | Yes | 1466 | 8 | 183 | 3443 | 30 | 115 | 5961 | 73 | 82 | [5 empty] | Compact Flourescent |  | Federally-Regulated Consumer Product | 10/09/2013 |  | 10/26/2017
Air Cool Industrial Co., Ltd. | Hampton Bay | AG524-WH | True |  | 3 | Yes | 1491 | 10 | 149 | 2978 | 31 | 96 | 4519 | 64 | 71 | [5 empty] | Compact Flourescent |  | Federally-Regulated Consumer Product | 11/29/2012 |  | 10/26/2017
Air Cool Industrial Co., Ltd. | Hampton Bay | AG565-BK | True |  | 3 | Yes | 2132 | 16 | 133 | 3466 | 32 | 108 | 5450 | 67 | 81 | [5 empty] | Compact Flourescent |  | Federally-Regulated Consumer Product | 11/29/2012 |  | 10/26/2017
Air Cool Industrial Co., Ltd. | Hampton Bay | AG565-BN | True |  | 3 | Yes | 2132 | 16 | 133 | 3466 | 32 | 108 | 5450 | 67 | 81 | [5 empty] | Compact Flourescent |  | Federally-Regulated Consumer Product | 11/29/2012 |  | 10/26/2017
Air Cool Industrial Co., Ltd. | Hampton Bay | AG668-NI+WC | True |  | 3 | Yes | 2170 | 14 | 155 | 3190 | 40 | 80 | 4400 | 61 | 72 | [5 empty] | Compact Flourescent |  | Federally-Regulated Consumer Product | 11/29/2012 |  | 10/26/2017
Air Cool Industrial Co., Ltd. | Hampton Bay | AG712-BN+BK | True |  | 3 | Yes | 1628 | 13 | 125 | 3137 | 33 | 95 | 4654 | 60 | 78 | [5 empty] | Compact Flourescent |  | Federally-Regulated Consumer Product | 11/29/2012 |  | 10/26/2017
Air Cool Industrial Co., Ltd. | Hampton Bay | AG712-BN+GN | True |  | 3 | Yes | 1628 | 13 | 125 | 3137 | 33 | 95 | 4654 | 60 | 78 | [5 empty] | Compact Flourescent |  | Federally-Regulated Consumer Product | 11/29/2012 |  | 10/26/2017
Air Cool Industrial Co., Ltd. | Hampton Bay | AG712-BN+RD | True |  | 3 | Yes | 1628 | 13 | 125 | 3137 | 33 | 95 | 4654 | 60 | 78 | [5 empty] | Compact Flourescent |  | Federally-Regulated Consumer Product | 11/29/2012 |  | 10/26/2017
Air Cool Industrial Co., Ltd. | Hampton Bay | AG734-TB | True |  | 3 | Yes | 2504 | 23 | 109 | 3757 | 43 | 87 | 5375 | 76 | 71 | [5 empty] | Incandescent |  | Federally-Regulated Consumer Product | 11/29/2012 |  | 10/26/2017
Air Cool Industrial Co., Ltd. | Hampton Bay | AG798-BBW | True |  | 3 | Yes | 2936 | 27 | 109 | 5015 | 58 | 86 | 7227 | 82 | 88 | [5 empty] | Compact Flourescent |  | Federally-Regulated Consumer Product | 11/29/2012 |  | 10/26/2017
Air Cool Industrial Co., Ltd. | Hampton Bay | AG804-LN | True |  | 6 | Yes | 1612 | 4 | 403 | 3308 | 8 | 413 | 5644 | 31 | 182 | [5 empty] | Compact Flourescent |  | Federally-Regulated Consumer Product | 11/29/2012 |  | 10/26/2017
Air Cool Industrial Co., Ltd. | Hampton Bay | AG908OD-MWH | True |  | 3 | Yes | 1910 | 13 | 147 | 3502 | 32 | 109 | 5291 | 57 | 93 | [5 empty] | Incandescent |  | Federally-Regulated Consumer Product | 11/29/2012 |  | 10/26/2017
Air Cool Industrial Co., Ltd. | Hampton Bay | AG908OD-ORB | True |  | 3 | Yes | 1910 | 13 | 147 | 3502 | 32 | 109 | 5291 | 57 | 93 | [5 empty] | Incandescent |  | Federally-Regulated Consumer Product | 11/29/2012 |  | 10/26/2017
Air Cool Industrial Co., Ltd. | Hampton Bay | AG909OD-WC | True |  | 3 | Yes | 2076 | 15 | 138 | 3720 | 37 | 101 | 4878 | 54 | 90 | [5 empty] | Compact Flourescent |  | Federally-Regulated Consumer Product | 11/29/2012 |  | 10/26/2017
Air Cool Industrial Co., Ltd. | Hampton Bay | AG942-BN | True |  | 3 | Yes | 1997 | 15 | 133 | 3933 | 42 | 94 | 5277 | 63 | 84 | [5 empty] | Other |  | Federally-Regulated Consumer Product | 11/29/2012 |  | 10/26/2017
Air Cool Industrial Co., Ltd. | Hampton Bay | AL03-NI | True |  | 3 | Yes | 1677 | 21 | 80 | 3259 | 39 | 84 | 5213 | 57 | 91 | [5 empty] | Incandescent |  | Federally-Regulated Consumer Product | 11/29/2012 |  | 10/26/2017
Air Cool Industrial Co., Ltd. | Hampton Bay | AL101-BN | True |  | 3 | Yes | 2874 | 24 | 120 | 4641 | 53 | 88 | 6114 | 81 | 75 | [5 empty] | Incandescent |  | Federally-Regulated Consumer Product | 11/29/2012 |  | 10/26/2017
Air Cool Industrial Co., Ltd. | Hampton Bay | AL14-NI | True |  | 3 | No | 736 | 13 | 57 | 1025 | 18 | 57 | 1458 | 42 | 35 | [5 empty] | None |  | Federally-Regulated Consumer Product | 03/16/2015 |  | 10/26/2017
Air Cool Industrial Co., Ltd. | Hampton Bay | AL14-TB | True |  | 3 | No | 736 | 13 | 57 | 1025 | 18 | 57 | 1458 | 42 | 35 | [5 empty] | None |  | Federally-Regulated Consumer Product | 03/16/2015 |  | 10/26/2017
Air Cool Industrial Co., Ltd. | Hampton Bay | AL420-BN | True |  | 3 | Yes | 1635 | 10 | 164 | 3221 | 31 | 104 | 5026 | 68 | 74 | [5 empty] | Compact Flourescent |  | Federally-Regulated Consumer Product | 06/24/2013 |  | 10/26/2017
Air Cool Industrial Co., Ltd. | Hampton Bay | AL420-ORB | True |  | 3 | Yes | 1635 | 10 | 164 | 3221 | 31 | 104 | 5026 | 68 | 74 | [5 empty] | Compact Flourescent |  | Federally-Regulated Consumer Product | 06/24/2013 |  | 10/26/2017
Air Cool Industrial Co., Ltd. | Hampton Bay | AL420-WH | True |  | 3 | Yes | 1635 | 10 | 164 | 3221 | 31 | 104 | 5026 | 68 | 74 | [5 empty] | Compact Flourescent |  | Federally-Regulated Consumer Product | 06/24/2013 |  | 10/26/2017
Air Cool Industrial Co., Ltd. | Hampton Bay | AL47-NI | True |  | 3 | Yes | 2171 | 21 | 103 | 3572 | 45 | 79 | 4729 | 81 | 58 | [5 empty] | Compact Flourescent |  | Federally-Regulated Consumer Product | 11/29/2012 |  | 10/26/2017
Air Cool Industrial Co., Ltd. | Hampton Bay | AL508-BN | True |  | 3 | Yes | 602 | 6 | 100 | 920 | 12 | 77 | 1198 | 34 | 35 | [5 empty] | Compact Flourescent |  | Federally-Regulated Consumer Product | 11/29/2012 |  | 10/26/2017
Air Cool Industrial Co., Ltd. | Hampton Bay | AL508-ORB | True |  | 3 | Yes | 602 | 6 | 100 | 920 | 12 | 77 | 1198 | 34 | 35 | [5 empty] | Compact Flourescent |  | Federally-Regulated Consumer Product | 11/29/2012 |  | 10/26/2017
Air Cool Industrial Co., Ltd. | Hampton Bay | AL508-WH | True |  | 3 | Yes | 602 | 6 | 100 | 920 | 12 | 77 | 1198 | 34 | 35 | [5 empty] | Compact Flourescent |  | Federally-Regulated Consumer Product | 11/29/2012 |  | 10/26/2017
Air Cool Industrial Co., Ltd. | Hampton Bay | AL51D-NI | True |  | 3 | Yes | 1716 | 11 | 156 | 3419 | 30 | 114 | 4884 | 58 | 84 | [5 empty] | Incandescent |  | Federally-Regulated Consumer Product | 11/29/2012 |  | 10/26/2017
Air Cool Industrial Co., Ltd. | Hampton Bay | AL54-BN | True |  | 3 | Yes | 1674 | 12 | 140 | 2799 | 30 | 93 | 3752 | 52 | 72 | [5 empty] | Incandescent |  | Federally-Regulated Consumer Product | 11/29/2012 |  | 10/26/2017
Air Cool Industrial Co., Ltd. | Hampton Bay | AL54-WH | True |  | 3 | Yes | 1674 | 12 | 140 | 2799 | 30 | 93 | 3752 | 52 | 72 | [5 empty] | Incandescent |  | Federally-Regulated Consumer Product | 11/29/2012 |  | 10/26/2017
Air Cool Industrial Co., Ltd. | Hampton Bay | AL60-OBB | True |  | 3 | Yes | 2907 | 27 | 108 | 4854 | 59 | 82 | 5797 | 75 | 77 | [5 empty] | Incandescent |  | Federally-Regulated Consumer Product | 11/29/2012 |  | 10/26/2017
Air Cool Industrial Co., Ltd. | Hampton Bay | AL634-NI | True |  | 3 | Yes | 1891 | 11 | 172 | 3408 | 31 | 110 | 5020 | 55 | 91 | [5 empty] | Compact Flourescent |  | Federally-Regulated Consumer Product | 11/29/2012 |  | 10/26/2017
Air Cool Industrial Co., Ltd. | Hampton Bay | AL634-WH | True |  | 3 | Yes | 1891 | 11 | 172 | 3408 | 31 | 110 | 5020 | 55 | 91 | [5 empty] | Compact Flourescent |  | Federally-Regulated Consumer Product | 11/29/2012 |  | 10/26/2017
Air Cool Industrial Co., Ltd. | Hampton Bay | AL663A-LN | True |  | 3 | Yes | 1732 | 11 | 157 | 3442 | 31 | 111 | 5092 | 60 | 85 | [5 empty] | None |  | Federally-Regulated Consumer Product | 11/29/2012 |  | 10/26/2017
Air Cool Industrial Co., Ltd. | Hampton Bay | AL663B-LN | True |  | 4 | Yes | 1354 | 7 | 193 | 3346 | 30 | 112 | 4811 | 60 | 80 | [5 empty] | None |  | Federally-Regulated Consumer Product | 11/29/2012 |  | 10/26/2017
Air Cool Industrial Co., Ltd. | Hampton Bay | AL684-TB | True |  | 3 | Yes | 1740 | 12 | 145 | 3221 | 33 | 98 | 4681 | 62 | 76 | [5 empty] | Incandescent |  | Federally-Regulated Consumer Product | 11/29/2012 |  | 10/26/2017
Air Cool Industrial Co., Ltd. | Hampton Bay | AL685-GM | True |  | 3 | Yes | 1748 | 12 | 146 | 3616 | 34 | 106 | 5420 | 66 | 82 | [5 empty] | Incandescent |  | Federally-Regulated Consumer Product | 11/29/2012 |  | 10/26/2017
Air Cool Industrial Co., Ltd. | Hampton Bay | AL685-ORB | True |  | 3 | Yes | 1748 | 12 | 146 | 3616 | 34 | 106 | 5420 | 66 | 82 | [5 empty] | Incandescent |  | Federally-Regulated Consumer Product | 11/29/2012 |  | 10/26/2017
Air Cool Industrial Co., Ltd. | Hampton Bay | AL685-WB | True |  | 3 | Yes | 1748 | 12 | 146 | 3616 | 34 | 106 | 5420 | 66 | 82 | [5 empty] | Incandescent |  | Federally-Regulated Consumer Product | 11/29/2012 |  | 10/26/2017
Air Cool Industrial Co., Ltd. | Hampton Bay | AL694-BN | True |  | 3 | Yes | 1768 | 13 | 136 | 3149 | 32 | 98 | 4725 | 59 | 80 | [5 empty] | Incandescent |  | Federally-Regulated Consumer Product | 11/29/2012 |  | 10/26/2017
Air Cool Industrial Co., Ltd. | Hampton Bay | AL696A-BN | True |  | 3 | Yes | 1610 | 9 | 179 | 3455 | 32 | 108 | 5666 | 72 | 79 | [5 empty] | Incandescent |  | Federally-Regulated Consumer Product | 11/29/2012 |  | 10/26/2017
Air Cool Industrial Co., Ltd. | Hampton Bay | AL731-NI | True |  | 3 | Yes | 1510 | 10 | 151 | 3137 | 29 | 108 | 4479 | 50 | 90 | [5 empty] | Incandescent |  | Federally-Regulated Consumer Product | 11/29/2012 |  | 10/26/2017
Air Cool Industrial Co., Ltd. | Hampton Bay | AL749-BN | True |  | 3 | Yes | 1887 | 12 | 157 | 3675 | 35 | 105 | 5771 | 70 | 82 | [5 empty] | Other |  | Federally-Regulated Consumer Product | 11/29/2012 |  | 10/26/2017
Air Cool Industrial Co., Ltd. | Hampton Bay | AL753-AB | True |  | 3 | Yes | 1660 | 12 | 138 | 3370 | 34 | 99 | 4858 | 60 | 81 | [5 empty] | Incandescent |  | Federally-Regulated Consumer Product | 11/29/2012 |  | 10/26/2017
Air Cool Industrial Co., Ltd. | Hampton Bay | AL770-BN | True |  | 3 | Yes | 1565 | 10 | 157 | 3172 | 30 | 106 | 4755 | 61 | 78 | [5 empty] | Incandescent |  | Federally-Regulated Consumer Product | 11/29/2012 |  | 10/26/2017
Air Cool Industrial Co., Ltd. | Hampton Bay | AL770-ORB | True |  | 3 | Yes | 1565 | 10 | 157 | 3172 | 30 | 106 | 4755 | 61 | 78 | [5 empty] | Incandescent |  | Federally-Regulated Consumer Product | 11/29/2012 |  | 10/26/2017
Air Cool Industrial Co., Ltd. | Hampton Bay | AL772-BN | True |  | 3 | Yes | 1602 | 10 | 160 | 3125 | 29 | 108 | 4686 | 62 | 76 | [5 empty] | Incandescent |  | Federally-Regulated Consumer Product | 11/29/2012 |  | 10/26/2017
Air Cool Industrial Co., Ltd. | Hampton Bay | AL772-ORB | True |  | 3 | Yes | 1602 | 10 | 160 | 3125 | 29 | 108 | 4686 | 62 | 76 | [5 empty] | Incandescent |  | Federally-Regulated Consumer Product | 11/29/2012 |  | 10/26/2017
Air Cool Industrial Co., Ltd. | Hampton Bay | AL775-BN | True |  | 3 | Yes | 2047 | 15 | 136 | 3150 | 30 | 105 | 4548 | 53 | 86 | [5 empty] | Other |  | Federally-Regulated Consumer Product | 11/29/2012 |  | 10/26/2017
Air Cool Industrial Co., Ltd. | Hampton Bay | AL775-ORB | True |  | 3 | Yes | 2047 | 15 | 136 | 3150 | 30 | 105 | 4548 | 53 | 86 | [5 empty] | Other |  | Federally-Regulated Consumer Product | 11/29/2012 |  | 10/26/2017
Air Cool Industrial Co., Ltd. | Hampton Bay | AL875-BK | True |  | 3 | Yes | 2076 | 16 | 130 | 3447 | 37 | 93 | 5174 | 67 | 77 | [5 empty] | Incandescent |  | Federally-Regulated Consumer Product | 11/29/2012 |  | 10/26/2017
Air Cool Industrial Co., Ltd. | Hampton Bay | AL958-xx | True |  | 3 | Yes | 1508 | 11 | 137 | 2583 | 30 | 86 | 3620 | 56 | 65 | [5 empty] | Compact Flourescent |  | Federally-Regulated Consumer Product | 09/06/2012 |  | 10/26/2017
Air Cool Industrial Co., Ltd. | Hampton Bay | AM212-*** | True |  | 3 | Yes | 1442 | 10 | 144 | 2416 | 24 | 101 | 3484 | 51 | 68 | [5 empty] | Compact Flourescent |  | Federally-Regulated Consumer Product | 02/21/2014 |  | 10/26/2017
Air Cool Industrial Co., Ltd. | Hampton Bay | AM212-BN | True |  | 3 | Yes | 1442 | 10 | 144 | 2416 | 24 | 101 | 3484 | 51 | 68 | [5 empty] | Compact Flourescent |  | Federally-Regulated Consumer Product | 03/12/2015 |  | 10/26/2017
Air Cool Industrial Co., Ltd. | Hampton Bay | AM212-ORB | True |  | 3 | Yes | 1442 | 10 | 144 | 2416 | 24 | 101 | 3484 | 51 | 68 | [5 empty] | Compact Flourescent |  | Federally-Regulated Consumer Product | 03/12/2015 |  | 10/26/2017
Air Cool Industrial Co., Ltd. | Hampton Bay | AM213-*** | True |  | 3 | Yes | 1624 | 12 | 135 | 2708 | 29 | 93 | 3567 | 45 | 79 | [5 empty] | Incandescent |  | Federally-Regulated Consumer Product | 07/07/2014 |  | 10/26/2017
Air Cool Industrial Co., Ltd. | Hampton Bay | AM214-*** | True |  | 3 | Yes | 1341 | 7 | 192 | 2400 | 21 | 114 | 3720 | 52 | 72 | [5 empty] | Incandescent |  | Federally-Regulated Consumer Product | 07/07/2014 |  | 10/26/2017
Air Cool Industrial Co., Ltd. | Hampton Bay | AM215-*** | True |  | 3 | Yes | 1974 | 14 | 141 | 2946 | 28 | 105 | 4325 | 60 | 72 | [5 empty] | LED |  | Federally-Regulated Consumer Product | 01/27/2014 |  | 10/26/2017
Air Cool Industrial Co., Ltd. | Hampton Bay | AM217-BK | True |  | 3 | Yes | 1800 | 9 | 200 | 3022 | 21 | 144 | 4323 | 38 | 114 | [5 empty] | Other |  | Federally-Regulated Consumer Product | 05/04/2015 |  | 10/26/2017
Air Cool Industrial Co., Ltd. | Hampton Bay | STR09 | True |  | 3 | Yes | 1959 | 13 | 151 | 3450 | 34 | 101 | 5196 | 66 | 79 | [5 empty] | Incandescent |  | Federally-Regulated Consumer Product | 11/29/2012 |  | 10/26/2017
Air Cool Industrial Co., Ltd. | Hampton Bay | YG092 | True |  | 3 | Yes | 1768 | 17 | 104 | 3436 | 44 | 78 | 5338 | 80 | 67 | [5 empty] | Incandescent |  | Federally-Regulated Consumer Product | 12/04/2012 |  | 10/26/2017
Air Cool Industrial Co., Ltd. | Hampton Bay | YG098 | True |  | 3 | Yes | 1861 | 12 | 155 | 3972 | 40 | 99 | 5451 | 68 | 80 | [5 empty] | Incandescent |  | Federally-Regulated Consumer Product | 12/04/2012 |  | 10/26/2017
Air Cool Industrial Co., Ltd. | Hampton Bay | YG177H-CLP | True |  | 3 | Yes | 2140 | 14 | 153 | 4205 | 40 | 105 | 5839 | 71 | 82 | [5 empty] | Other |  | Federally-Regulated Consumer Product | 11/29/2012 |  | 10/26/2017
Air Cool Industrial Co., Ltd. | Hampton Bay | YG182-GM | True |  | 3 | Yes | 2216 | 18 | 123 | 3489 | 34 | 103 | 5259 | 61 | 86 | [5 empty] | Compact Flourescent |  | Federally-Regulated Consumer Product | 03/13/2013 |  | 10/26/2017
Air Cool Industrial Co., Ltd. | Hampton Bay | YG187-BN | True |  | 3 | Yes | 1812 | 12 | 151 | 3267 | 29 | 113 | 4130 | 49 | 84 | [5 empty] | None |  | Federally-Regulated Consumer Product | 11/29/2012 |  | 10/26/2017
Air Cool Industrial Co., Ltd. | Hampton Bay | YG187-NI | True |  | 3 | Yes | 1812 | 12 | 151 | 3267 | 29 | 113 | 4130 | 49 | 84 | [5 empty] | None |  | Federally-Regulated Consumer Product | 11/29/2012 |  | 10/26/2017
Air Cool Industrial Co., Ltd. | Hampton Bay | YG187-WH | True |  | 3 | Yes | 1812 | 12 | 151 | 3267 | 29 | 113 | 4130 | 49 | 84 | [5 empty] | None |  | Federally-Regulated Consumer Product | 11/29/2012 |  | 10/26/2017
Air Cool Industrial Co., Ltd. | Hampton Bay | YG188-BN | True |  | 3 | Yes | 1582 | 10 | 158 | 3459 | 31 | 112 | 5379 | 62 | 87 | [5 empty] | Compact Flourescent |  | Federally-Regulated Consumer Product | 11/29/2012 |  | 10/26/2017
Air Cool Industrial Co., Ltd. | Hampton Bay | YG188-NI | True |  | 3 | Yes | 1582 | 10 | 158 | 3459 | 31 | 112 | 5379 | 62 | 87 | [5 empty] | Compact Flourescent |  | Federally-Regulated Consumer Product | 11/29/2012 |  | 10/26/2017
Air Cool Industrial Co., Ltd. | Hampton Bay | YG188-WB | True |  | 3 | Yes | 1582 | 10 | 158 | 3459 | 31 | 112 | 5379 | 62 | 87 | [5 empty] | Compact Flourescent |  | Federally-Regulated Consumer Product | 11/29/2012 |  | 10/26/2017
Air Cool Industrial Co., Ltd. | Hampton Bay | YG188-WH-D | True |  | 3 | Yes | 1582 | 10 | 158 | 3459 | 31 | 112 | 5379 | 62 | 87 | [5 empty] | Compact Flourescent |  | Federally-Regulated Consumer Product | 11/29/2012 |  | 10/26/2017
Air Cool Industrial Co., Ltd. | Hampton Bay | YG205-NI | True |  | 3 | Yes | 1473 | 11 | 134 | 3345 | 32 | 105 | 4968 | 64 | 78 | [5 empty] | Compact Flourescent |  | Federally-Regulated Consumer Product | 11/29/2012 |  | 10/26/2017
Air Cool Industrial Co., Ltd. | Hampton Bay | YG213A-BN | True |  | 3 | Yes | 1357 | 11 | 123 | 3025 | 33 | 92 | 4920 | 69 | 71 | [5 empty] | Incandescent |  | Federally-Regulated Consumer Product | 11/29/2012 |  | 10/26/2017
Air Cool Industrial Co., Ltd. | Hampton Bay | YG213A-RB | True |  | 3 | Yes | 1357 | 11 | 123 | 3025 | 33 | 92 | 4920 | 69 | 71 | [5 empty] | Incandescent |  | Federally-Regulated Consumer Product | 11/29/2012 |  | 10/26/2017
Air Cool Industrial Co., Ltd. | Hampton Bay | YG215D-ORB | True |  | 3 | Yes | 2397 | 23 | 104 | 3886 | 48 | 81 | 5920 | 87 | 68 | [5 empty] | Compact Flourescent |  | Federally-Regulated Consumer Product | 11/29/2012 |  | 10/26/2017
Air Cool Industrial Co., Ltd. | Hampton Bay | YG222-LN | True |  | 3 | Yes | 2063 | 14 | 147 | 3967 | 37 | 107 | 5245 | 59 | 89 | [5 empty] | Incandescent |  | Federally-Regulated Consumer Product | 11/29/2012 |  | 10/26/2017
Air Cool Industrial Co., Ltd. | Hampton Bay | YG222-ORB | True |  | 3 | Yes | 2063 | 14 | 147 | 3967 | 37 | 107 | 5245 | 59 | 89 | [5 empty] | Incandescent |  | Federally-Regulated Consumer Product | 11/29/2012 |  | 10/26/2017
Air Cool Industrial Co., Ltd. | Hampton Bay | YG288A-BN | True |  | 3 | Yes | 1606 | 11 | 146 | 3115 | 31 | 100 | 4722 | 63 | 75 | [5 empty] | Compact Flourescent |  | Federally-Regulated Consumer Product | 11/29/2012 |  | 10/26/2017
Air Cool Industrial Co., Ltd. | Hampton Bay | YG288A-ORB | True |  | 3 | Yes | 1606 | 11 | 146 | 3115 | 31 | 100 | 4722 | 63 | 75 | [5 empty] | Compact Flourescent |  | Federally-Regulated Consumer Product | 11/29/2012 |  | 10/26/2017
Air Cool Industrial Co., Ltd. | Hampton Bay | YG305-LN | True |  | 3 | Yes | 2298 | 16 | 144 | 3469 | 33 | 105 | 5433 | 68 | 80 | [5 empty] | Incandescent |  | Federally-Regulated Consumer Product | 11/29/2012 |  | 10/26/2017
Air Cool Industrial Co., Ltd. | Hampton Bay | YG305-ORB | True |  | 3 | Yes | 2298 | 16 | 144 | 3469 | 33 | 105 | 5433 | 68 | 80 | [5 empty] | Incandescent |  | Federally-Regulated Consumer Product | 11/29/2012 |  | 10/26/2017
Air Cool Industrial Co., Ltd. | Hampton Bay | YG464C-BN | True |  | 3 | Yes | 1960 | 12 | 163 | 3622 | 30 | 121 | 4965 | 53 | 94 | [5 empty] | Other |  | Federally-Regulated Consumer Product | 04/29/2015 |  | 10/26/2017
Air Cool Industrial Co., Ltd. | Home Decorators Collection | AC303-*** | True |  | 3 | Yes | 1621 | 11 | 147 | 3284 | 39 | 84 | 4296 | 67 | 64 | [5 empty] | Compact Flourescent |  | Federally-Regulated Consumer Product | 11/12/2013 |  | 10/26/2017
Air Cool Industrial Co., Ltd. | Home Decorators Collection | AG925-DW | True |  | 3 | Yes | 2078 | 14 | 148 | 4068 | 40 | 102 | 5965 | 73 | 82 | [5 empty] | Compact Flourescent |  | Federally-Regulated Consumer Product | 04/29/2015 |  | 10/26/2017
Air Cool Industrial Co., Ltd. | Home Decorators Collection | AG942LED-*** | True |  | 3 | Yes | 2130 | 13 | 164 | 4037 | 36 | 112 | 5889 | 63 | 93 | [5 empty] | LED |  | Federally-Regulated Consumer Product | 04/11/2014 |  | 10/26/2017
Air Cool Industrial Co., Ltd. | Home Decorators Collection | AL14-22-BN | True |  | 3 | No | 1138 | 30 | 38 | 1359 | 38 | 36 | 1752 | 52 | 34 | [5 empty] | None |  | Federally-Regulated Consumer Product | 03/13/2015 |  | 10/26/2017
Air Cool Industrial Co., Ltd. | Home Decorators Collection | AL14-22-NI | True |  | 3 | No | 1138 | 30 | 38 | 1359 | 38 | 36 | 1752 | 52 | 34 | [5 empty] | None |  | Federally-Regulated Consumer Product | 03/13/2015 |  | 10/26/2017
Air Cool Industrial Co., Ltd. | Home Decorators Collection | AL14-BN | True |  | 3 | No | 736 | 13 | 57 | 1025 | 18 | 57 | 1458 | 42 | 35 | [5 empty] | None |  | Federally-Regulated Consumer Product | 03/16/2015 |  | 10/26/2017
Air Cool Industrial Co., Ltd. | Home Decorators Collection | AL14-NI | True |  | 3 | No | 736 | 13 | 57 | 1025 | 18 | 57 | 1458 | 42 | 35 | [5 empty] | None |  | Federally-Regulated Consumer Product | 03/16/2015 |  | 10/26/2017
Air Cool Industrial Co., Ltd. | Home Decorators Collection | AL14-TB | True |  | 3 | No | 736 | 13 | 57 | 1025 | 18 | 57 | 1458 | 42 | 35 | [5 empty] | None |  | Federally-Regulated Consumer Product | 03/16/2015 |  | 10/26/2017
Air Cool Industrial Co., Ltd. | Home Decorators Collection | AL499-*** | True |  | 3 | Yes | 1483 | 10 | 148 | 3327 | 33 | 101 | 4904 | 70 | 70 | [5 empty] | LED |  | Federally-Regulated Consumer Product | 08/04/2014 |  | 10/26/2017
Air Cool Industrial Co., Ltd. | Home Decorators Collection | AM127-*** | True |  | 3 | Yes | 1397 | 11 | 127 | 2682 | 30 | 89 | 4317 | 69 | 63 | [5 empty] | Compact Flourescent |  | Federally-Regulated Consumer Product | 11/12/2013 |  | 10/26/2017
Air Cool Industrial Co., Ltd. | Home Decorators Collection | AM321-*** | True |  | 3 | Yes | 2291 | 15 | 153 | 4252 | 35 | 121 | 6299 | 68 | 93 | [5 empty] | Compact Flourescent |  | Federally-Regulated Consumer Product | 08/04/2014 |  | 10/26/2017
Air Cool Industrial Co., Ltd. | Home Decorators Collection | YG336-BN | True |  | 3 | Yes | 1942 | 13 | 149 | 3743 | 34 | 110 | 4932 | 59 | 84 | [5 empty] | Compact Flourescent |  | Federally-Regulated Consumer Product | 04/29/2015 |  | 10/26/2017
Air Cool Industrial Co., Ltd. | Home Decorators Collection | YG337-BN | True |  | 3 | Yes | 2111 | 12 | 176 | 3281 | 34 | 97 | 4811 | 63 | 76 | [5 empty] | LED |  | Federally-Regulated Consumer Product | 04/29/2015 |  | 10/26/2017
Air Cool Industrial Co., Ltd. | Home Decorators Collection | YG442-*** | True |  | 3 | Yes | 2771 | 22 | 126 | 4592 | 46 | 100 | 6068 | 78 | 78 | [5 empty] | Compact Flourescent |  | Federally-Regulated Consumer Product | 11/12/2013 |  | 10/26/2017
Air Cool Industrial Co., Ltd. | Home Decorators Collection | YG475-*** | True |  | 3 | Yes | 4092 | 20 | 205 | 6580 | 45 | 144 | 10273 | 96 | 107 | [5 empty] | Compact Flourescent |  | Federally-Regulated Consumer Product | 03/10/2014 |  | 10/26/2017
Air Cool Industrial Co., Ltd. | Home Decorators Collection | YG486-*** | True |  | 3 | Yes | 1760 | 10 | 176 | 3159 | 26 | 122 | 5289 | 69 | 77 | [5 empty] | Compact Flourescent |  | Federally-Regulated Consumer Product | 08/04/2014 |  | 10/26/2017
Air Cool Industrial Co., Ltd. | Home Decorators Collection | YG522-*** | True |  | 3 | Yes | 1852 | 13 | 142 | 4440 | 40 | 111 | 5755 | 63 | 91 | [5 empty] | LED |  | Federally-Regulated Consumer Product | 11/24/2015 |  | 10/26/2017
King of Fans | Hampton Bay | 52-TV | True |  | 3 | Yes | 1584 | 12 | 132 | 3234 | 34 | 95 | 4575 | 64 | 71 | [5 empty] | Incandescent |  | Federally-Regulated Consumer Product | 03/22/2016 |  | 12/07/2017
King of Fans | Hampton Bay | 48-HVA | True |  | 3 | Yes | 801 | 13 | 62 | 1357 | 29 | 47 | 1948 | 63 | 31 | [5 empty] | LED |  | Federally-Regulated Consumer Product | 04/21/2017 |  | 12/08/2017
Big Ass Fans | Haiku 84 | B3213-X3-**-**-B | True |  | 7 | Yes | 4451 | 4 | 1113 | 6490 | 7 | 927 | 8369 | 12 | 697 | [5 empty] | None |  | Federally-Regulated Consumer Product | 12/29/2014 |  | 01/12/2018
Big Ass Fans | Haiku | K3150-A0 | True |  | 7 | Yes | 2756 | 3 | 919 | 3405 | 4 | 851 | 6096 | 14 | 435 | [5 empty] | None |  | Federally-Regulated Consumer Product | 12/29/2014 |  | 01/12/2018
Big Ass Fans | Haiku | K3150-S1 | True |  | 6 | Yes | 2768 | 3 | 923 | 3297 | 4 | 824 | 6327 | 14 | 452 | [5 empty] | None |  | Federally-Regulated Consumer Product | 12/29/2014 |  | 01/12/2018
Big Ass Fans | Haiku Bamboo | S3150-A0 | True |  | 7 | Yes | 2334 | 3 | 778 | 4024 | 6 | 671 | 5265 | 10 | 527 | [5 empty] | None |  | Federally-Regulated Consumer Product | 12/29/2014 |  | 01/12/2018
Big Ass Fans | Haiku Bamboo | S3150-S1 | True |  | 6 | Yes | 2306 | 3 | 769 | 4021 | 6 | 670 | 5159 | 11 | 469 | [5 empty] | None |  | Federally-Regulated Consumer Product | 12/29/2014 |  | 01/12/2018
Big Ass Fans | Haiku Bamboo | S3150-A2-B* | True |  | 7 | Yes | 2403 | 3 | 801 | 4018 | 6 | 670 | 5365 | 11 | 488 | [5 empty] | LED |  | Federally-Regulated Consumer Product | 12/29/2014 |  | 01/12/2018
Big Ass Fans | Haiku Bamboo | S3150-X2-B* | True |  | 7 | Yes | 2358 | 3 | 786 | 3919 | 6 | 653 | 5274 | 11 | 479 | [5 empty] | LED |  | Federally-Regulated Consumer Product | 12/29/2014 |  | 01/12/2018
Big Ass Fans | Haiku | K3150-X0-P* | True |  | 7 | Yes | 2816 | 3 | 939 | 3357 | 4 | 839 | 6175 | 14 | 441 | [5 empty] | None |  | Federally-Regulated Consumer Product | 12/29/2014 |  | 01/12/2018
Big Ass Fans | Haiku Bamboo | S3150-X0-B* | True |  | 7 | Yes | 2258 | 2 | 1129 | 3840 | 5 | 768 | 5052 | 9 | 561 | [5 empty] | None |  | Federally-Regulated Consumer Product | 12/29/2014 |  | 01/12/2018
Big Ass Fans | Haiku | K3150-A2-P* | True |  | 7 | Yes | 3077 | 3 | 1026 | 3500 | 4 | 875 | 6381 | 15 | 425 | [5 empty] | LED |  | Federally-Regulated Consumer Product | 12/29/2014 |  | 01/12/2018
Big Ass Fans | Haiku | K3150-X2-P* | True |  | 7 | Yes | 3027 | 3 | 1009 | 3434 | 4 | 859 | 6497 | 15 | 433 | [5 empty] | None |  | Federally-Regulated Consumer Product | 12/29/2014 |  | 01/12/2018
Big Ass Fans | Haiku Bamboo | S3150-S0-B* | True |  | 6 | Yes | 2359 | 3 | 786 | 3972 | 7 | 567 | 5321 | 13 | 409 | [5 empty] | LED |  | Federally-Regulated Consumer Product | 12/29/2014 |  | 01/12/2018
Big Ass Fans | Haiku | K3150-S0-P* | True |  | 6 | Yes | 2694 | 3 | 898 | 3329 | 4 | 832 | 6274 | 15 | 418 | [5 empty] | LED |  | Federally-Regulated Consumer Product | 12/29/2014 |  | 01/12/2018
Big Ass Fans | Haiku | K3150-A2-P*-00-01-A | True |  | 7 | Yes | 2777 | 3 | 926 | 3437 | 3 | 1146 | 6342 | 15 | 423 | [5 empty] | LED |  | Federally-Regulated Consumer Product | 12/29/2014 |  | 01/12/2018
Big Ass Fans | Haiku | K3150-S0-P*-00-01-A | True |  | 6 | Yes | 2847 | 4 | 712 | 3374 | 5 | 675 | 6340 | 16 | 396 | [5 empty] | LED |  | Federally-Regulated Consumer Product | 12/29/2014 |  | 01/12/2018
Big Ass Fans | Haiku | K3150-X2-P*-00-01-A | True |  | 7 | Yes | 2793 | 3 | 931 | 3366 | 3 | 1122 | 6184 | 13 | 476 | [5 empty] | LED |  | Federally-Regulated Consumer Product | 12/29/2014 |  | 01/12/2018
Big Ass Fans | Haiku Bamboo | S3150-S0-B*-00-01-A | True |  | 6 | Yes | 2187 | 4 | 547 | 3737 | 7 | 534 | 5454 | 14 | 390 | [5 empty] | LED |  | Federally-Regulated Consumer Product | 12/29/2014 |  | 01/12/2018
Big Ass Fans | Haiku Bamboo | S3150-X2-B*-00-01-A | True |  | 7 | Yes | 2403 | 2 | 1202 | 3559 | 5 | 712 | 5302 | 11 | 482 | [5 empty] | LED |  | Federally-Regulated Consumer Product | 12/29/2014 |  | 01/12/2018
Big Ass Fans | Haiku Bamboo | S3150-A2-B*-00-01-A | True |  | 7 | Yes | 2244 | 2 | 1122 | 3927 | 5 | 785 | 5146 | 9 | 572 | [5 empty] | LED |  | Federally-Regulated Consumer Product | 12/29/2014 |  | 01/12/2018
Big Ass Fans | Haiku | B3213-X3-B*-04-01-B | True |  | 7 | Yes | 3887 | 3 | 1296 | 5898 | 5 | 1180 | 7632 | 9 | 848 | [5 empty] | LED |  | Federally-Regulated Consumer Product | 04/12/2016 |  | 01/12/2018
King of Fans | Home Decorators Collection | 60-KBR, 51708 | True |  | 9 | Yes | 1060 | 2 | 530 | 3655 | 9 | 406 | 5475 | 35 | 156 | [5 empty] | LED |  | Federally-Regulated Consumer Product | 11/21/2016 |  | 01/16/2018
Air Cool Industrial Co., Ltd. | Home Decorators Collection | AC-303OD(AC303-NI-MH) | True |  | 3 | Yes | 1217 | 10 | 122 | 3286 | 38 | 86 | 4531 | 72 | 63 | [5 empty] | LED |  | Federally-Regulated Consumer Product | 05/09/2017 |  | 02/14/2018
Air Cool Industrial Co., Ltd. | Home Decorators Collection | AC-552OD(AM128-NI) | True |  | 3 | Yes | 1816 | 13 | 140 | 3372 | 36 | 94 | 4823 | 66 | 73 | [5 empty] | Compact Flourescent |  | Federally-Regulated Consumer Product | 08/14/2015 |  | 02/14/2018
Air Cool Industrial Co., Ltd. | Home Decorators Collection | AC-552OD(AM128-WH) | True |  | 3 | Yes | 1816 | 13 | 140 | 3372 | 36 | 94 | 4823 | 66 | 73 | [5 empty] | Compact Flourescent |  | Federally-Regulated Consumer Product | 08/14/2015 |  | 02/14/2018
Air Cool Industrial Co., Ltd. | Home Decorators Collection | AC-552(AM321-TB) | True |  | 3 | Yes | 2291 | 15 | 153 | 4252 | 35 | 121 | 6299 | 68 | 93 | [5 empty] | Compact Flourescent |  | Federally-Regulated Consumer Product | 08/14/2015 |  | 02/14/2018
Air Cool Industrial Co., Ltd. | Home Decorators Collection | AC-527(AM113-BN) | True |  | 3 | Yes | 1767 | 12 | 147 | 3505 | 32 | 110 | 5296 | 60 | 88 | [5 empty] | Other |  | Federally-Regulated Consumer Product | 08/14/2015 |  | 02/14/2018
Air Cool Industrial Co., Ltd. | Home Decorators Collection | AC-552(AM112-OWG) | True |  | 3 | Yes | 1462 | 8 | 183 | 3426 | 29 | 118 | 5869 | 69 | 85 | [5 empty] | Compact Flourescent |  | Federally-Regulated Consumer Product | 08/14/2015 |  | 02/14/2018
Air Cool Industrial Co., Ltd. | Home Decorators Collection | AC-552(AM21-TB) | True |  | 3 | Yes | 2003 | 14 | 143 | 3441 | 33 | 104 | 5201 | 65 | 80 | [5 empty] | Compact Flourescent |  | Federally-Regulated Consumer Product | 08/14/2015 |  | 02/14/2018
Air Cool Industrial Co., Ltd. | Hampton Bay | AC-387(AC387-CLP) | True |  | 3 | Yes | 2800 | 20 | 140 | 3700 | 32 | 116 | 5100 | 47 | 109 | [5 empty] | Other |  | Federally-Regulated Consumer Product | 08/14/2015 |  | 02/14/2018
Air Cool Industrial Co., Ltd. | Hampton Bay | AC-421(AC324A-WH) | True |  | 3 | Yes | 1142 | 8 | 143 |  |  |  | 3447 | 46 | 75 | [5 empty] | LED |  | Federally-Regulated Consumer Product | 09/12/2017 |  | 02/14/2018
Air Cool Industrial Co., Ltd. | Hampton Bay | AC-421(AM214-WH) | True |  | 3 | Yes | 1286 | 8 | 161 |  |  |  | 3656 | 52 | 70 | [5 empty] | LED |  | Federally-Regulated Consumer Product | 09/12/2017 |  | 02/14/2018
Air Cool Industrial Co., Ltd. | Hampton Bay | AC-526(YG464C-BN) | True |  | 3 | Yes | 1960 | 12 | 163 | 3622 | 30 | 121 | 4965 | 53 | 94 | [5 empty] | Other |  | Federally-Regulated Consumer Product | 08/14/2015 |  | 02/14/2018
Air Cool Industrial Co., Ltd. | Hampton Bay | AC-527 (AL749-BN) | True |  | 3 | Yes | 1887 | 12 | 157 | 3675 | 35 | 105 | 5771 | 70 | 82 | [5 empty] | Other |  | Federally-Regulated Consumer Product | 08/14/2015 |  | 02/14/2018
Air Cool Industrial Co., Ltd. | Hampton Bay | AC-527 (AL979-BN) | True |  | 3 | Yes | 1621 | 14 | 116 | 3071 | 35 | 88 | 4277 | 61 | 70 | [5 empty] | Incandescent |  | Federally-Regulated Consumer Product | 08/14/2015 |  | 02/14/2018
Air Cool Industrial Co., Ltd. | Hampton Bay | AC-527(AC386-WB) | True |  | 3 | Yes | 2163 | 12 | 180 | 3163 | 40 | 79 | 5400 | 68 | 79 | [5 empty] | Incandescent |  | Federally-Regulated Consumer Product | 08/14/2015 |  | 02/14/2018
Air Cool Industrial Co., Ltd. | Hampton Bay | AC-536(AG806C-WH) | True |  | 3 | Yes | 1264 | 10 | 126 |  |  |  | 2674 | 48 | 56 | [5 empty] | LED |  | Federally-Regulated Consumer Product | 09/12/2017 |  | 02/14/2018
Air Cool Industrial Co., Ltd. | Hampton Bay | AC-536(AL508-BN) | True |  | 3 | Yes | 603 | 5 | 121 |  |  |  | 1185 | 34 | 35 | [5 empty] | LED |  | Federally-Regulated Consumer Product | 09/06/2017 |  | 02/14/2018
Air Cool Industrial Co., Ltd. | Hampton Bay | AC-536(AL508-ORB) | True |  | 3 | Yes | 603 | 5 | 121 |  |  |  | 1185 | 34 | 35 | [5 empty] | LED |  | Federally-Regulated Consumer Product | 09/06/2017 |  | 02/14/2018
Air Cool Industrial Co., Ltd. | Hampton Bay | AC-536(AL508-WH) | True |  | 3 | Yes | 603 | 5 | 121 |  |  |  | 1185 | 34 | 35 | [5 empty] | LED |  | Federally-Regulated Consumer Product | 09/06/2017 |  | 02/14/2018
Air Cool Industrial Co., Ltd. | Hampton Bay | AC-552 (AG565-BK) | True |  | 3 | Yes | 2132 | 16 | 133 | 3466 | 32 | 108 | 5450 | 67 | 81 | [5 empty] | Compact Flourescent |  | Federally-Regulated Consumer Product | 08/14/2015 |  | 02/14/2018
Air Cool Industrial Co., Ltd. | Hampton Bay | AC-552(AC413A-OBB) | True |  | 3 | Yes | 1724 | 10 | 172 |  |  |  | 4902 | 62 | 79 | [5 empty] | LED |  | Federally-Regulated Consumer Product | 09/12/2017 |  | 02/14/2018
Air Cool Industrial Co., Ltd. | Hampton Bay | AC-552(AG510-BN) | True |  | 3 | Yes | 1642 | 10 | 164 |  |  |  | 4686 | 61 | 77 | [5 empty] | LED |  | Federally-Regulated Consumer Product | 09/12/2017 |  | 02/14/2018
Air Cool Industrial Co., Ltd. | Hampton Bay | AC-552(AG510-ORB) | True |  | 3 | Yes | 1642 | 10 | 164 |  |  |  | 4686 | 61 | 77 | [5 empty] | LED |  | Federally-Regulated Consumer Product | 09/12/2017 |  | 02/14/2018
Air Cool Industrial Co., Ltd. | Hampton Bay | AC-552(AG712-BN+BK) | True |  | 3 | Yes | 1634 | 13 | 126 |  |  |  | 4610 | 60 | 77 | [5 empty] | LED |  | Federally-Regulated Consumer Product | 09/12/2017 |  | 02/14/2018
Air Cool Industrial Co., Ltd. | Hampton Bay | AC-552(AG712-BN+GN) | True |  | 3 | Yes | 1634 | 13 | 126 |  |  |  | 4610 | 60 | 77 | [5 empty] | LED |  | Federally-Regulated Consumer Product | 09/12/2017 |  | 02/14/2018
Air Cool Industrial Co., Ltd. | Hampton Bay | AC-552(AG712-BN+RD) | True |  | 3 | Yes | 1634 | 13 | 126 |  |  |  | 4610 | 60 | 77 | [5 empty] | LED |  | Federally-Regulated Consumer Product | 09/12/2017 |  | 02/14/2018
Air Cool Industrial Co., Ltd. | Hampton Bay | AC-552(AL420-BN) | True |  | 3 | Yes | 1639 | 10 | 164 |  |  |  | 4958 | 67 | 74 | [5 empty] | LED |  | Federally-Regulated Consumer Product | 09/12/2017 |  | 02/14/2018
Air Cool Industrial Co., Ltd. | Hampton Bay | AC-552(AL420-ORB) | True |  | 3 | Yes | 1639 | 10 | 164 |  |  |  | 4958 | 67 | 74 | [5 empty] | LED |  | Federally-Regulated Consumer Product | 09/12/2017 |  | 02/14/2018
Air Cool Industrial Co., Ltd. | Hampton Bay | AC-552(AL420-WH) | True |  | 3 | Yes | 1639 | 10 | 164 |  |  |  | 4958 | 67 | 74 | [5 empty] | LED |  | Federally-Regulated Consumer Product | 09/12/2017 |  | 02/14/2018
Air Cool Industrial Co., Ltd. | Hampton Bay | AC-552(AL770-BN) | True |  | 3 | Yes | 1569 | 10 | 157 |  |  |  | 4675 | 61 | 77 | [5 empty] | LED |  | Federally-Regulated Consumer Product | 09/12/2017 |  | 02/14/2018
Air Cool Industrial Co., Ltd. | Hampton Bay | AC-552(AL770-ORB) | True |  | 3 | Yes | 1569 | 10 | 157 |  |  |  | 4675 | 61 | 77 | [5 empty] | LED |  | Federally-Regulated Consumer Product | 09/12/2017 |  | 02/14/2018
Air Cool Industrial Co., Ltd. | Hampton Bay | AC-552(AL772-BN) | True |  | 3 | Yes | 1606 | 10 | 161 |  |  |  | 4639 | 62 | 75 | [5 empty] | LED |  | Federally-Regulated Consumer Product | 09/12/2017 |  | 02/14/2018
Air Cool Industrial Co., Ltd. | Hampton Bay | AC-552(AL772-ORB) | True |  | 3 | Yes | 1606 | 10 | 161 |  |  |  | 4639 | 62 | 75 | [5 empty] | LED |  | Federally-Regulated Consumer Product | 09/12/2017 |  | 02/14/2018
Air Cool Industrial Co., Ltd. | Hampton Bay | AC-552(YG215D-ORB) | True |  | 3 | Yes | 2814 | 20 | 141 |  |  |  | 6483 | 83 | 78 | [5 empty] | LED |  | Federally-Regulated Consumer Product | 09/12/2017 |  | 02/14/2018
Air Cool Industrial Co., Ltd. | Hampton Bay | AC-552(YG288A-BN) | True |  | 3 | Yes | 1610 | 11 | 146 |  |  |  | 4669 | 63 | 74 | [5 empty] | LED |  | Federally-Regulated Consumer Product | 09/12/2017 |  | 02/14/2018
Air Cool Industrial Co., Ltd. | Hampton Bay | AC-552(YG288A-ORB) | True |  | 3 | Yes | 1610 | 11 | 146 |  |  |  | 4669 | 63 | 74 | [5 empty] | LED |  | Federally-Regulated Consumer Product | 09/12/2017 |  | 02/14/2018
Air Cool Industrial Co., Ltd. | Hampton Bay | AC-552A(AC288-LRU) | True |  | 3 | Yes | 1595 | 13 | 123 | 3943 | 42 | 94 | 5074 | 68 | 75 | [5 empty] | Compact Flourescent |  | Federally-Regulated Consumer Product | 08/14/2015 |  | 02/14/2018
Air Cool Industrial Co., Ltd. | Hampton Bay | AC-552A(AC375-CLP) | True |  | 3 | Yes | 1914 | 13 | 147 | 3763 | 37 | 102 | 5474 | 64 | 86 | [5 empty] | Compact Flourescent |  | Federally-Regulated Consumer Product | 08/14/2015 |  | 02/14/2018
Air Cool Industrial Co., Ltd. | Hampton Bay | AC-552A(AC426-WCP) | True |  | 3 | Yes | 2026 | 16 | 127 | 3219 | 42 | 77 | 5033 | 72 | 70 | [5 empty] | Compact Flourescent |  | Federally-Regulated Consumer Product | 08/14/2015 |  | 02/14/2018
Air Cool Industrial Co., Ltd. | Hampton Bay | AC-552A(AC438-VPW) | True |  | 3 | Yes | 2101 | 15 | 140 | 4244 | 40 | 106 | 5929 | 73 | 81 | [5 empty] | Compact Flourescent |  | Federally-Regulated Consumer Product | 08/14/2015 |  | 02/14/2018
Air Cool Industrial Co., Ltd. | Hampton Bay | AC-552A(AL51D-NI) | True |  | 3 | Yes | 1720 | 10 | 172 |  |  |  | 4834 | 58 | 83 | [5 empty] | LED |  | Federally-Regulated Consumer Product | 09/12/2017 |  | 02/14/2018
Air Cool Industrial Co., Ltd. | Hampton Bay | AC-552A(YG092-VPW) | True |  | 3 | Yes | 1768 | 17 | 104 | 3436 | 44 | 78 | 5338 | 80 | 67 | [5 empty] | Incandescent |  | Federally-Regulated Consumer Product | 08/14/2015 |  | 02/14/2018
Air Cool Industrial Co., Ltd. | Hampton Bay | AC-552LF9400(AL974-OB+GH) | True |  | 3 | Yes | 1659 | 11 | 151 |  |  |  | 4468 | 61 | 73 | [5 empty] | LED |  | Federally-Regulated Consumer Product | 09/12/2017 |  | 02/14/2018
Air Cool Industrial Co., Ltd. | Hampton Bay | AC-552MK719(AL685-GM) | True |  | 3 | Yes | 1748 | 12 | 146 | 3616 | 34 | 106 | 5420 | 66 | 82 | [5 empty] | Incandescent |  | Federally-Regulated Consumer Product | 08/14/2015 |  | 02/14/2018
Air Cool Industrial Co., Ltd. | Hampton Bay | AC-552MK719(AL685-ORB) | True |  | 3 | Yes | 1748 | 12 | 146 | 3616 | 34 | 106 | 5420 | 66 | 82 | [5 empty] | Incandescent |  | Federally-Regulated Consumer Product | 08/14/2015 |  | 02/14/2018
Air Cool Industrial Co., Ltd. | Hampton Bay | AC-552MK719(AL685-WB) | True |  | 3 | Yes | 1748 | 12 | 146 | 3616 | 34 | 106 | 5420 | 66 | 82 | [5 empty] | Incandescent |  | Federally-Regulated Consumer Product | 08/14/2015 |  | 02/14/2018
Air Cool Industrial Co., Ltd. | Hampton Bay | AC-552OD(AG908OD-MWH) | True |  | 3 | Yes | 1913 | 12 | 159 |  |  |  | 5232 | 57 | 92 | [5 empty] | LED |  | Federally-Regulated Consumer Product | 09/12/2017 |  | 02/14/2018
Air Cool Industrial Co., Ltd. | Hampton Bay | AC-552OD(AG908OD-ORB) | True |  | 3 | Yes | 1913 | 12 | 159 |  |  |  | 5232 | 57 | 92 | [5 empty] | LED |  | Federally-Regulated Consumer Product | 09/12/2017 |  | 02/14/2018
Air Cool Industrial Co., Ltd. | Hampton Bay | AC-552OD(AG909OD-WC) | True |  | 3 | Yes | 2076 | 15 | 138 | 3720 | 37 | 101 | 4878 | 54 | 90 | [5 empty] | Compact Flourescent |  | Federally-Regulated Consumer Product | 08/14/2015 |  | 02/14/2018
Air Cool Industrial Co., Ltd. | Hampton Bay | AC-552OD(AL731-NI) | True |  | 3 | Yes | 1510 | 10 | 151 | 3137 | 29 | 108 | 4479 | 50 | 90 | [5 empty] | Incandescent |  | Federally-Regulated Consumer Product | 08/14/2015 |  | 02/14/2018
Air Cool Industrial Co., Ltd. | Hampton Bay | AC-552RM52-B(AL968-ORB) | True |  | 3 | Yes | 1978 | 15 | 132 | 3433 | 33 | 104 | 4927 | 62 | 79 | [5 empty] | Incandescent |  | Federally-Regulated Consumer Product | 08/14/2015 |  | 02/14/2018
Air Cool Industrial Co., Ltd. | Hampton Bay | AC-652(AG845H-BN) | True |  | 3 | Yes | 1514 | 14 | 108 |  |  |  | 4114 | 56 | 73 | [5 empty] | LED |  | Federally-Regulated Consumer Product | 09/06/2017 |  | 02/14/2018
Air Cool Industrial Co., Ltd. | Hampton Bay | AG-537(YG182-GM) | True |  | 3 | Yes | 2216 | 18 | 123 | 3489 | 34 | 103 | 5259 | 61 | 86 | [5 empty] | Compact Flourescent |  | Federally-Regulated Consumer Product | 08/14/2015 |  | 02/14/2018
Air Cool Industrial Co., Ltd. | Hampton Bay | AG-637OD(AG668-NI+WC) | True |  | 3 | Yes | 2170 | 14 | 155 | 3190 | 40 | 80 | 4400 | 61 | 72 | [5 empty] | Compact Flourescent |  | Federally-Regulated Consumer Product | 08/14/2015 |  | 02/14/2018
Air Cool Industrial Co., Ltd. | Hampton Bay | AG-804(AG804-LN) | True |  | V | Yes | 1612 | 4 | 403 | 3308 | 8 | 413 | 5644 | 31 | 182 | [5 empty] | Compact Flourescent |  | Federally-Regulated Consumer Product | 08/14/2015 |  | 02/14/2018
Air Cool Industrial Co., Ltd. | Hampton Bay | AL-450(AL684-TB) | True |  | 3 | Yes | 1740 | 12 | 145 | 3221 | 33 | 98 | 4681 | 62 | 76 | [5 empty] | Incandescent |  | Federally-Regulated Consumer Product | 08/14/2015 |  | 02/14/2018
Air Cool Industrial Co., Ltd. | Hampton Bay | AL-450(AL775-BN) | True |  | 3 | Yes | 2047 | 15 | 136 | 3150 | 30 | 105 | 4548 | 53 | 86 | [5 empty] | Other |  | Federally-Regulated Consumer Product | 08/14/2015 |  | 02/14/2018
Air Cool Industrial Co., Ltd. | Hampton Bay | AL-450(AL775-ORB) | True |  | 3 | Yes | 2047 | 15 | 136 | 3150 | 30 | 105 | 4548 | 53 | 86 | [5 empty] | Other |  | Federally-Regulated Consumer Product | 08/14/2015 |  | 02/14/2018
Air Cool Industrial Co., Ltd. | Hampton Bay | AL-47OD (AL47-NI) | True |  | 3 | Yes | 2180 | 21 | 104 |  |  |  | 4688 | 81 | 58 | [5 empty] | LED |  | Federally-Regulated Consumer Product | 09/12/2017 |  | 02/14/2018
Air Cool Industrial Co., Ltd. | Hampton Bay | AL-54(AL54-BN) | True |  | 3 | Yes | 1674 | 12 | 140 | 2799 | 30 | 93 | 3752 | 52 | 72 | [5 empty] | Incandescent |  | Federally-Regulated Consumer Product | 08/14/2015 |  | 02/14/2018
Air Cool Industrial Co., Ltd. | Hampton Bay | AL-54(AL54-WH) | True |  | 3 | Yes | 1674 | 12 | 140 | 2799 | 30 | 93 | 3752 | 52 | 72 | [5 empty] | Incandescent |  | Federally-Regulated Consumer Product | 08/14/2015 |  | 02/14/2018
Air Cool Industrial Co., Ltd. | Hampton Bay | YG-203(AG798-BBW) | True |  | 3 | Yes | 2936 | 27 | 109 | 5015 | 58 | 86 | 7227 | 82 | 88 | [5 empty] | Compact Flourescent |  | Federally-Regulated Consumer Product | 08/14/2015 |  | 02/14/2018
Air Cool Industrial Co., Ltd. | Hampton Bay | YG205OD(YG205-NI) | True |  | 3 | Yes | 1479 | 11 | 134 |  |  |  | 4915 | 64 | 77 | [5 empty] | LED |  | Federally-Regulated Consumer Product | 09/12/2017 |  | 02/14/2018
Air Cool Industrial Co., Ltd. | No Brand Home Depot | AC-552(YG269-BN) | True |  | 3 | Yes | 2114 | 10 | 211 |  |  |  | 4726 | 61 | 77 | [5 empty] | LED |  | Federally-Regulated Consumer Product | 09/13/2017 |  | 02/14/2018
Air Cool Industrial Co., Ltd. | No Brand Home Depot | AC-552(YG269-ORB) | True |  | 3 | Yes | 2114 | 10 | 211 |  |  |  | 4726 | 61 | 77 | [5 empty] | LED |  | Federally-Regulated Consumer Product | 09/13/2017 |  | 02/14/2018
Air Cool Industrial Co., Ltd. | No Brand Home Depot | AC-552(YG269-WH) | True |  | 3 | Yes | 2114 | 10 | 211 |  |  |  | 4726 | 61 | 77 | [5 empty] | LED |  | Federally-Regulated Consumer Product | 09/13/2017 |  | 02/14/2018
Air Cool Industrial Co., Ltd. | Hampton Bay | AC-418(AC418-BN) | True |  | 3 | Yes | 2374 | 27 | 88 | 3908 | 57 | 69 | 5992 | 82 | 73 | [5 empty] | Compact Flourescent |  | Federally-Regulated Consumer Product | 08/14/2015 |  | 02/21/2018
Air Cool Industrial Co., Ltd. | Hampton Bay | AC-429A(AC446-CW) | True |  | 3 | Yes | 2152 | 15 | 143 | 3866 | 40 | 97 | 5283 | 68 | 78 | [5 empty] | Incandescent |  | Federally-Regulated Consumer Product | 08/14/2015 |  | 02/21/2018
Air Cool Industrial Co., Ltd. | Hampton Bay | AC-552 (AG565-BN) | True |  | 3 | Yes | 2132 | 16 | 133 | 3466 | 32 | 108 | 5450 | 67 | 81 | [5 empty] | Compact Flourescent |  | Federally-Regulated Consumer Product | 08/14/2015 |  | 02/21/2018
Visual Comfort & Company | Monte Carlo | 5CLR66*** | True |  | 3 | Yes | 2779 | 28 | 99 | 5333 | 65 | 82 | 5945 | 79 | 75 | [5 empty] | Incandescent |  | Federally-Regulated Consumer Product | 08/28/2012 |  | 03/12/2018
Visual Comfort & Company | Monte Carlo | 5CLR66***-L | True |  | 3 | Yes | 2779 | 28 | 99 | 5333 | 65 | 82 | 5945 | 79 | 75 | [5 empty] | Incandescent |  | Federally-Regulated Consumer Product | 08/28/2012 |  | 03/12/2018
Visual Comfort & Company | Monte Carlo | 5CO52** | True |  | 3 | Yes | 1821 | 10 | 182 | 3602 | 30 | 120 | 5289 | 64 | 83 | [5 empty] | None |  | Federally-Regulated Consumer Product | 08/28/2012 |  | 03/12/2018
Visual Comfort & Company | Monte Carlo | 5MXBP | True |  | 3 | Yes | 1766 | 9 | 196 | 4026 | 33 | 122 | 8318 | 89 | 93 | [5 empty] | None |  | Federally-Regulated Consumer Product | 09/06/2012 |  | 03/12/2018
Visual Comfort & Company | Monte Carlo | 5MXBS | True |  | 4 | Yes | 1766 | 9 | 196 | 4026 | 33 | 122 | 8318 | 89 | 93 | [5 empty] | None |  | Federally-Regulated Consumer Product | 09/06/2012 |  | 03/12/2018
Visual Comfort & Company | Monte Carlo | 5MXTB | True |  | 6 | Yes | 1766 | 9 | 196 | 4026 | 33 | 122 | 8318 | 89 | 93 | [5 empty] | None |  | Federally-Regulated Consumer Product | 09/06/2012 |  | 03/12/2018
Visual Comfort & Company | Monte Carlo | 5OR52** | True |  | 3 | Yes | 2026 | 9 | 225 | 3510 | 28 | 125 | 4921 | 58 | 85 | [5 empty] | None |  | Federally-Regulated Consumer Product | 08/28/2012 |  | 03/12/2018
Visual Comfort & Company | Monte Carlo | 5TQ52***-L | True |  | 3 | Yes | 1928 | 14 | 138 | 3521 | 35 | 101 | 5058 | 65 | 78 | [5 empty] | Incandescent |  | Federally-Regulated Consumer Product | 08/28/2012 |  | 03/12/2018
Visual Comfort & Company | Monte Carlo | 5WS52***-L | True |  | 3 | Yes | 1927 | 13 | 148 | 3219 | 27 | 119 | 5046 | 59 | 86 | [5 empty] | Incandescent |  | Federally-Regulated Consumer Product | 08/28/2012 |  | 03/12/2018
Visual Comfort & Company | Monte Carlo | 3KNR52***/ABS | True |  | 3 | Yes | 1839 | 10 | 184 | 3707 | 33 | 112 | 6080 | 78 | 78 | [5 empty] | LED |  | Federally-Regulated Consumer Product | 02/07/2014 |  | 03/12/2018
Visual Comfort & Company | Monte Carlo | 5DKR52*** | True |  | 3 | Yes | 2116 | 15 | 141 | 3709 | 33 | 112 | 5612 | 66 | 85 | [5 empty] | Compact Flourescent |  | Federally-Regulated Consumer Product | 01/31/2013 |  | 03/12/2018
Visual Comfort & Company | Monte Carlo | 5HLR54*** | True |  | 3 | Yes | 2265 | 15 | 151 | 3893 | 35 | 111 | 5865 | 68 | 86 | [5 empty] | None |  | Federally-Regulated Consumer Product | 02/07/2014 |  | 03/12/2018
Visual Comfort & Company | Monte Carlo | 5MB52*** | True |  | 3 | Yes | 2176 | 15 | 145 | 3346 | 34 | 98 | 4620 | 64 | 72 | [5 empty] | Incandescent |  | Federally-Regulated Consumer Product | 06/07/2013 |  | 03/12/2018
Visual Comfort & Company | Monte Carlo | 5VIR52*** | True |  | 3 | Yes | 2077 | 14 | 148 | 3623 | 33 | 110 | 5313 | 68 | 78 | [5 empty] | Incandescent |  | Federally-Regulated Consumer Product | 01/31/2013 |  | 03/12/2018
Visual Comfort & Company | Monte Carlo | 8ARR58*** | True |  | 3 | Yes | 1936 | 14 | 138 | 3002 | 31 | 97 | 5211 | 77 | 68 | [5 empty] | LED |  | Federally-Regulated Consumer Product | 01/31/2013 |  | 03/12/2018
Visual Comfort & Company | Monte Carlo | 4DDR52**** | True |  | 3 | Yes | 1275 | 12 | 106 | 2628 | 33 | 80 | 4685 | 65 | 72 | [5 empty] | LED |  | Federally-Regulated Consumer Product | 04/08/2015 |  | 03/12/2018
Visual Comfort & Company | Monte Carlo | 4VOR60*** | True |  | 3 | Yes | 2902 | 20 | 145 | 4625 | 40 | 116 | 5995 | 59 | 102 | [5 empty] | Incandescent |  | Federally-Regulated Consumer Product | 08/28/2012 |  | 03/12/2018
Visual Comfort & Company | Monte Carlo | 5AB52** | True |  | 3 | Yes | 2253 | 13 | 173 | 3952 | 31 | 127 | 6741 | 80 | 84 | [5 empty] | None |  | Federally-Regulated Consumer Product | 08/28/2012 |  | 03/12/2018
Visual Comfort & Company | Monte Carlo | 5AN52***-L | True |  | 3 | Yes | 1439 | 11 | 131 | 2705 | 26 | 104 | 4899 | 66 | 74 | [5 empty] | Incandescent |  | Federally-Regulated Consumer Product | 08/28/2012 |  | 03/12/2018
Visual Comfort & Company | Monte Carlo | 5BHMB | True |  | 3 | Yes | 2194 | 9 | 244 | 4454 | 33 | 135 | 7506 | 93 | 81 | [5 empty] | None |  | Federally-Regulated Consumer Product | 09/06/2012 |  | 03/12/2018
Visual Comfort & Company | Monte Carlo | 5BHRB | True |  | 3 | Yes | 2194 | 9 | 244 | 4454 | 33 | 135 | 7506 | 93 | 81 | [5 empty] | None |  | Federally-Regulated Consumer Product | 09/06/2012 |  | 03/12/2018
Visual Comfort & Company | Monte Carlo | 5BR52*** | True |  | 3 | Yes | 2287 | 15 | 152 | 3506 | 29 | 121 | 5216 | 54 | 97 | [5 empty] | Incandescent |  | Federally-Regulated Consumer Product | 08/28/2012 |  | 03/12/2018
Visual Comfort & Company | Monte Carlo | 5CQ44** | True |  | 3 | Yes | 1665 | 10 | 167 | 3018 | 27 | 112 | 4130 | 51 | 81 | [5 empty] | None |  | Federally-Regulated Consumer Product | 08/28/2012 |  | 03/12/2018
Visual Comfort & Company | Monte Carlo | 5CQ52** | True |  | 3 | Yes | 2352 | 12 | 196 | 3907 | 30 | 130 | 5948 | 70 | 85 | [5 empty] | None |  | Federally-Regulated Consumer Product | 08/28/2012 |  | 03/12/2018
Visual Comfort & Company | Monte Carlo | 5CZ52*** | True |  | 3 | Yes | 2021 | 9 | 225 | 3829 | 29 | 132 | 5612 | 65 | 86 | [5 empty] | None |  | Federally-Regulated Consumer Product | 08/28/2012 |  | 03/12/2018
Visual Comfort & Company | Monte Carlo | 5DOR52** | True |  | 3 | Yes | 1409 | 12 | 117 | 3028 | 35 | 87 | 4571 | 71 | 64 | [5 empty] | None |  | Federally-Regulated Consumer Product | 08/28/2012 |  | 03/12/2018
Visual Comfort & Company | Monte Carlo | 5DS34** | True |  | 3 | Yes | 1628 | 10 | 163 | 2672 | 26 | 103 | 3536 | 49 | 72 | [5 empty] | None |  | Federally-Regulated Consumer Product | 08/28/2012 |  | 03/12/2018
Visual Comfort & Company | Monte Carlo | 5EM68** | True |  | 3 | Yes | 3299 | 13 | 254 | 6331 | 42 | 151 | 9090 | 80 | 114 | [5 empty] | None |  | Federally-Regulated Consumer Product | 08/28/2012 |  | 03/12/2018
Visual Comfort & Company | Monte Carlo | 5GIR54***-L | True |  | 3 | Yes | 2321 | 18 | 129 | 4030 | 37 | 109 | 5760 | 72 | 80 | [5 empty] | Incandescent |  | Federally-Regulated Consumer Product | 08/28/2012 |  | 03/12/2018
Visual Comfort & Company | Monte Carlo | 5PR52** | True |  | 3 | Yes | 1999 | 10 | 200 | 4156 | 33 | 126 | 5990 | 70 | 86 | [5 empty] | None |  | Federally-Regulated Consumer Product | 08/28/2012 |  | 03/12/2018
Visual Comfort & Company | Monte Carlo | 5QP52** | True |  | 3 | Yes | 1625 | 13 | 125 | 2831 | 28 | 101 | 4224 | 56 | 75 | [5 empty] | None |  | Federally-Regulated Consumer Product | 08/28/2012 |  | 03/12/2018
Visual Comfort & Company | Monte Carlo | 5RDR** | True |  | 3 | Yes | 2298 | 22 | 104 | 4094 | 50 | 82 | 7128 | 110 | 65 | [5 empty] | Incandescent |  | Federally-Regulated Consumer Product | 09/06/2012 |  | 03/12/2018
Visual Comfort & Company | Monte Carlo | 5VSR44***-L | True |  | 3 | Yes | 1084 | 12 | 90 | 1833 | 22 | 83 | 2890 | 43 | 67 | [5 empty] | Incandescent |  | Federally-Regulated Consumer Product | 08/28/2012 |  | 03/12/2018
Visual Comfort & Company | Monte Carlo | 5RA52*** | True |  | 3 | Yes | 1478 | 10 | 148 | 2724 | 25 | 109 | 4965 | 66 | 75 | [5 empty] | Compact Flourescent |  | Federally-Regulated Consumer Product | 01/31/2013 |  | 03/12/2018
Visual Comfort & Company | Seagull Lighting | 15093-*** | True |  | 3 | Yes | 1729 | 11 | 157 | 3797 | 32 | 119 | 5996 | 65 | 92 | [5 empty] | Compact Flourescent |  | Federally-Regulated Consumer Product | 08/28/2012 |  | 03/13/2018
Visual Comfort & Company | Seagull Lighting | 15092-*** | True |  | 3 | Yes | 1729 | 11 | 157 | 3797 | 32 | 119 | 5996 | 65 | 92 | [5 empty] | Compact Flourescent |  | Federally-Regulated Consumer Product | 08/28/2012 |  | 03/13/2018
Visual Comfort & Company | Seagull Lighting | 15068B-*** | True |  | 3 | Yes | 2232 | 131 | 17 | 3701 | 30 | 123 | 6459 | 79 | 82 | [5 empty] | Incandescent |  | Federally-Regulated Consumer Product | 08/28/2012 |  | 03/13/2018
Visual Comfort & Company | Seagull Lighting | 15082B-*** | True |  | 3 | Yes | 2312 | 16 | 145 | 4343 | 42 | 103 | 6246 | 76 | 82 | [5 empty] | Incandescent |  | Federally-Regulated Consumer Product | 08/28/2012 |  | 03/13/2018
Visual Comfort & Company | Seagull Lighting | 15190BLE-*** | True |  | 3 | Yes | 1910 | 10 | 191 | 3905 | 31 | 126 | 6060 | 69 | 88 | [5 empty] | Compact Flourescent |  | Federally-Regulated Consumer Product | 08/28/2012 |  | 03/13/2018
Visual Comfort & Company | Seagull Lighting | 15080-255 | True |  | 3 | Yes | 1625 | 13 | 125 | 2831 | 28 | 101 | 4224 | 56 | 75 | [5 empty] | Incandescent |  | Federally-Regulated Consumer Product | 08/28/2012 |  | 03/13/2018
Visual Comfort & Company | Seagull Lighting | 15040-*** | True |  | 3 | Yes | 1927 | 9 | 214 | 3900 | 30 | 130 | 6182 | 66 | 94 | [5 empty] | None |  | Federally-Regulated Consumer Product | 02/07/2014 |  | 03/13/2018
Visual Comfort & Company | Seagull Lighting | 15055BLE-*** | True |  | 3 | Yes | 1943 | 11 | 177 | 3581 | 29 | 123 | 5493 | 60 | 92 | [5 empty] | Compact Flourescent |  | Federally-Regulated Consumer Product | 08/28/2012 |  | 03/13/2018
Visual Comfort & Company | Seagull Lighting | 1535-*** | True |  | 3 | Yes | 2084 | 11 | 189 | 3935 | 32 | 123 | 5855 | 66 | 89 | [5 empty] | None |  | Federally-Regulated Consumer Product | 08/28/2012 |  | 03/13/2018
Visual Comfort & Company | Seagull Lighting | 15160B-*** | True |  | 3 | Yes | 1625 | 13 | 125 | 2831 | 28 | 101 | 4224 | 56 | 75 | [5 empty] | None |  | Federally-Regulated Consumer Product | 08/28/2012 |  | 03/13/2018
Visual Comfort & Company | Seagull Lighting | 15163B-*** | True |  | 3 | Yes | 1625 | 13 | 125 | 2831 | 28 | 101 | 4224 | 56 | 75 | [5 empty] | Incandescent |  | Federally-Regulated Consumer Product | 08/28/2012 |  | 03/13/2018
Visual Comfort & Company | Seagull Lighting | 15021-*** | True |  | 3 | Yes | 1281 | 11 | 116 | 2539 | 29 | 88 | 3927 | 63 | 62 | [5 empty] | Compact Flourescent |  | Federally-Regulated Consumer Product | 08/28/2012 |  | 03/13/2018
Visual Comfort & Company | Seagull Lighting | 1540-*** | True |  | 3 | Yes | 1499 | 9 | 167 | 3461 | 28 | 124 | 5468 | 61 | 90 | [5 empty] | None |  | Federally-Regulated Consumer Product | 08/28/2012 |  | 03/13/2018
Visual Comfort & Company | Seagull Lighting | 15045-*** | True |  | 3 | Yes | 1797 | 11 | 163 | 2916 | 27 | 108 | 3841 | 46 | 84 | [5 empty] | None |  | Federally-Regulated Consumer Product | 08/28/2012 |  | 03/13/2018
Visual Comfort & Company | Seagull Lighting | 15030BLE-*** | True |  | 3 | Yes | 1729 | 11 | 157 | 3797 | 32 | 119 | 5996 | 65 | 92 | [5 empty] | Compact Flourescent |  | Federally-Regulated Consumer Product | 08/28/2012 |  | 03/13/2018
Visual Comfort & Company | Seagull Lighting | 15162B-*** | True |  | 3 | Yes | 1625 | 13 | 125 | 2831 | 28 | 101 | 4224 | 56 | 75 | [5 empty] | Incandescent |  | Federally-Regulated Consumer Product | 08/28/2012 |  | 03/13/2018
Visual Comfort & Company | Seagull Lighting | 1525-*** | True |  | 3 | Yes | 1629 | 10 | 163 | 2852 | 25 | 114 | 3817 | 46 | 83 | [5 empty] | None |  | Federally-Regulated Consumer Product | 08/28/2012 |  | 03/13/2018
Visual Comfort & Company | Seagull Lighting | 15358B-*** | True |  | 3 | Yes | 1291 | 11 | 117 | 3032 | 31 | 98 | 5031 | 62 | 81 | [5 empty] | Incandescent |  | Federally-Regulated Consumer Product | 08/28/2012 |  | 03/13/2018
Visual Comfort & Company | Seagull Lighting | 15170B-*** | True |  | 3 | Yes | 2901 | 20 | 145 | 4410 | 42 | 105 | 6254 | 78 | 80 | [5 empty] | Incandescent |  | Federally-Regulated Consumer Product | 08/28/2012 |  | 03/13/2018
Visual Comfort & Company | Seagull Lighting | 15046-*** | True |  | 3 | Yes | 1797 | 11 | 163 | 2916 | 27 | 108 | 3841 | 46 | 84 | [5 empty] | None |  | Federally-Regulated Consumer Product | 08/28/2012 |  | 03/13/2018
Visual Comfort & Company | Seagull Lighting | 15030-*** | True |  | 3 | Yes | 1821 | 9 | 202 | 3438 | 29 | 119 | 5197 | 67 | 78 | [5 empty] | None |  | Federally-Regulated Consumer Product | 08/28/2012 |  | 03/13/2018
Visual Comfort & Company | Seagull Lighting | 15161B-*** | True |  | 3 | Yes | 1625 | 13 | 125 | 2831 | 28 | 101 | 4224 | 56 | 75 | [5 empty] | Incandescent |  | Federally-Regulated Consumer Product | 08/28/2012 |  | 03/13/2018
King of Fans | Home Decorators Collection | 60-EVO | True |  | 9 | Yes | 1881 | 1 | 1881 | 5443 | 7 | 778 | 9688 | 33 | 294 | [5 empty] | LED |  | Federally-Regulated Consumer Product | 01/20/2015 |  | 03/27/2018
King of Fans | Home Decorators Collection | 51591 | True |  | 9 | Yes | 1881 | 1 | 1881 | 5443 | 7 | 778 | 9688 | 33 | 294 | [5 empty] | LED |  | Federally-Regulated Consumer Product | 01/20/2015 |  | 03/27/2018
King of Fans | Home Decorators Collection | 60-KBR | True |  | 9 | Yes | 1466 | 2 | 733 | 4292 | 9 | 477 | 6704 | 36 | 186 | [5 empty] | LED |  | Federally-Regulated Consumer Product | 08/11/2015 |  | 03/27/2018
King of Fans | Home Decorators Collection | 56-BRM | True |  | 9 | Yes | 1518 | 2 | 759 | 4338 | 8 | 542 | 6475 | 24 | 270 | [5 empty] | LED |  | Federally-Regulated Consumer Product | 03/15/2017 |  | 03/27/2018
Air Cool Industrial Co., Ltd. | Home Decorators Collection | YG623A(YG623A-MWH) | True |  | 3 | Exception 3 | 699 | 10 | 70 | 1238 | 19 | 65 | 1478 | 70 | 21 | [5 empty] | None |  | Federally-Regulated Consumer Product | 12/23/2016 |  | 03/28/2018
Air Cool Industrial Co., Ltd. | Home Decorators Collection | YG623A(YG623A-SL) | True |  | 3 | Exception 3 | 699 | 10 | 70 | 1238 | 19 | 65 | 1478 | 70 | 21 | [5 empty] | None |  | Federally-Regulated Consumer Product | 12/23/2016 |  | 03/28/2018
Kichler Lighting | Kichler Home Center | 35058 (CP137584) | True |  | 3 | Yes | 2155 | 16 | 135 | 4161 | 44 | 94 | 5521 | 73 | 75 | [5 empty] | Compact Flourescent |  | Federally-Regulated Consumer Product | 11/19/2013 |  | 04/10/2018
Kichler Lighting | Kichler Home Center | 35059 (CP137756) | True |  | 3 | Yes | 1368 | 13 | 105 | 3003 | 34 | 88 | 4383 | 62 | 70 | [5 empty] | None |  | Federally-Regulated Consumer Product | 11/19/2013 |  | 04/10/2018
Kichler Lighting | Kichler Home Center | 35060 (CP141055) | True |  | 3 | Yes | 2189 | 17 | 129 | 3619 | 32 | 113 | 4747 | 53 | 90 | [5 empty] | Compact Flourescent |  | Federally-Regulated Consumer Product | 11/19/2013 |  | 04/10/2018
Kichler Lighting | Kichler Home Center | 35070(CP152115) | True |  | 3 | Yes | 1318 | 7 | 188 | 3651 | 29 | 125 | 5511 | 63 | 87 | [5 empty] | Other |  | Federally-Regulated Consumer Product | 12/12/2014 |  | 04/10/2018
Kichler Lighting | Kichler Home Center | 35072 (CP142891) | True |  | 3 | Yes | 1264 | 7 | 181 | 3150 | 29 | 109 | 4778 | 62 | 77 | [5 empty] | Compact Flourescent |  | Federally-Regulated Consumer Product | 11/19/2013 |  | 04/10/2018
Kichler Lighting | Kichler Home Center | 35073(CP138868) | True |  | 3 | Yes | 314 | 7 | 45 | 762 | 21 | 36 | 976 | 38 | 26 | [5 empty] | None |  | Federally-Regulated Consumer Product | 11/26/2014 |  | 04/10/2018
Kichler Lighting | Kichler | 35152 | True |  | 3 | Yes | 828 | 7 | 117 | 3040 | 32 | 95 | 5290 | 79 | 67 | [5 empty] | None |  | Federally-Regulated Consumer Product | 08/17/2016 |  | 04/10/2018
Kichler Lighting | Kichler | 35157 | True |  | 3 | Yes | 1089 | 9 | 116 | 2680 | 35 | 77 | 4450 | 83 | 54 | [5 empty] | LED |  | Federally-Regulated Consumer Product | 08/17/2016 |  | 04/10/2018
Kichler Lighting | Kichler | 35206 | True |  | 3 | Yes | 1530 | 10 | 153 | 3562 | 35 | 102 | 5568 | 75 | 74 | [5 empty] | Incandescent |  | Federally-Regulated Consumer Product | 08/17/2016 |  | 04/10/2018
Kichler Lighting | Kichler | 35286 | True |  | 3 | Yes | 1709 | 10 | 171 | 3235 | 26 | 124 | 4869 | 55 | 89 | [5 empty] | Incandescent |  | Federally-Regulated Consumer Product | 08/19/2016 |  | 04/10/2018
Kichler Lighting | Kichler Lighting | 35152(CP154458) | True |  | 3 | Yes | 828 | 7 | 118 | 3040 | 32 | 95 | 5298 | 79 | 67 | [5 empty] | None |  | Federally-Regulated Consumer Product | 07/29/2015 |  | 04/10/2018
Kichler Lighting | Kichler Lighting | 35153(CP155398) | True |  | 3 | Yes | 1720 | 16 | 108 | 3534 | 46 | 77 | 5094 | 84 | 61 | [5 empty] | LED |  | Federally-Regulated Consumer Product | 07/29/2015 |  | 04/10/2018
Kichler Lighting | Kichler Lighting | 35155(CP154527) | True |  | 3 | Yes | 1291 | 9 | 143 | 3121 | 27 | 116 | 4810 | 57 | 84 | [5 empty] | Compact Flourescent |  | Federally-Regulated Consumer Product | 07/29/2015 |  | 04/10/2018
King of Fans | Hampton Bay | 52-LLC | True |  | 3 | Yes | 2727 | 14 | 195 | 3930 | 30 | 131 | 5512 | 63 | 87 | [5 empty] | None |  | Federally-Regulated Consumer Product | 01/20/2016 |  | 06/04/2018
Minka Group | Minka Aire | F787-*** | True |  | V | Yes | 2032 | 3 | 677 | 4108 | 9 | 456 | 7051 | 33 | 213 | [5 empty] | None |  | Federally-Regulated Consumer Product | 11/22/2016 |  | 06/06/2018
Minka Group | Minka Aire | F896-65-*** | True |  | 6 | Yes | 3004 | 5 | 601 |  |  |  | 8165 | 41 | 199 | [5 empty] | None |  | Federally-Regulated Consumer Product | 11/20/2017 |  | 06/06/2018
Air Cool Industrial Co., Ltd. | Home Decorators Collection | AC-552(YG664-BN) | True |  | V | Yes | 2249 | 12 | 187 |  |  |  | 5622 | 53 | 106 | [5 empty] | LED |  | Federally-Regulated Consumer Product | 03/28/2018 |  | 07/11/2018
Air Cool Industrial Co., Ltd. | Home Decorators Collection | AC-552(YG664-NI) | True |  | V | Yes | 2249 | 12 | 187 |  |  |  | 5622 | 53 | 106 | [5 empty] | LED |  | Federally-Regulated Consumer Product | 03/28/2018 |  | 07/11/2018
Air Cool Industrial Co., Ltd. | Home Decorators Collection | AC-552(YG671-BN) | True |  | V | Yes | 1653 | 15 | 110 |  |  |  | 3598 | 63 | 57 | [5 empty] | LED |  | Federally-Regulated Consumer Product | 03/28/2018 |  | 07/11/2018
Air Cool Industrial Co., Ltd. | Home Decorators Collection | AC-552(YG671-EB) | True |  | V | Yes | 1653 | 15 | 110 |  |  |  | 3598 | 63 | 57 | [5 empty] | LED |  | Federally-Regulated Consumer Product | 03/28/2018 |  | 07/11/2018
King of Fans | Home Decorators Collection | 52-WWDIV | True |  | 3 | Yes | 2131 | 13 | 164 | 3639 | 31 | 117 | 5024 | 54 | 93 | [5 empty] | LED |  | Federally-Regulated Consumer Product | 03/15/2017 |  | 08/01/2018
Air Cool Industrial Co., Ltd. | Home Decorators Collection | YG618OD(YG618-MWH) | True |  | 3 | Yes | 1965 | 13 | 151 | 3277 | 37 | 88 | 4847 | 74 | 65 | [5 empty] | LED |  | Federally-Regulated Consumer Product | 01/25/2017 |  | 08/09/2018
Summer Wind International, Ltd. | Home Decorators Collection | SW1791 MBK | True |  | 6 | Yes | 1511 | 2 | 755 |  |  |  | 5648 | 29 | 194 | [5 empty] | LED |  | Federally-Regulated Consumer Product | 08/10/2018 |  | 08/27/2018
Air Cool Industrial Co., Ltd. | Home Decorators Collection | AM581A(AM581A-BN) | True |  | V | Yes | 2249 | 3 | 750 |  |  |  | 5419 | 31 | 175 | [5 empty] | LED |  | Federally-Regulated Consumer Product | 08/09/2018 |  | 08/27/2018
Air Cool Industrial Co., Ltd. | Home Decorators Collection | AM581A(AM581A-EB) | True |  | V | Yes | 2249 | 3 | 750 |  |  |  | 5419 | 31 | 175 | [5 empty] | LED |  | Federally-Regulated Consumer Product | 08/09/2018 |  | 08/27/2018
Air Cool Industrial Co., Ltd. | Home Decorators Collection | AM581A(AM581-BN) | True |  | V | Yes | 1746 | 2 | 873 |  |  |  | 5246 | 31 | 169 | [5 empty] | LED |  | Federally-Regulated Consumer Product | 08/09/2018 |  | 08/27/2018
Air Cool Industrial Co., Ltd. | Home Decorators Collection | AM581A(AM581-EB) | True |  | V | Yes | 1746 | 2 | 873 |  |  |  | 5246 | 31 | 169 | [5 empty] | LED |  | Federally-Regulated Consumer Product | 08/09/2018 |  | 08/27/2018
Air Cool Industrial Co., Ltd. | Home Decorators Collection | AM588A(AM588A-BN) | True |  | V | Yes | 2418 | 3 | 806 |  |  |  | 5514 | 31 | 178 | [5 empty] | LED |  | Federally-Regulated Consumer Product | 08/09/2018 |  | 08/27/2018
Air Cool Industrial Co., Ltd. | Home Decorators Collection | AM588A(AM588A-EB) | True |  | V | Yes | 2418 | 3 | 806 |  |  |  | 5514 | 31 | 178 | [5 empty] | LED |  | Federally-Regulated Consumer Product | 08/09/2018 |  | 08/27/2018
Air Cool Industrial Co., Ltd. | Home Decorators Collection | AM588A(AM588-BN) | True |  | V | Yes | 1813 | 2 | 906 |  |  |  | 5264 | 31 | 170 | [5 empty] | LED |  | Federally-Regulated Consumer Product | 08/09/2018 |  | 08/27/2018
Air Cool Industrial Co., Ltd. | Home Decorators Collection | AM588A(AM588-EB) | True |  | V | Yes | 1813 | 2 | 906 |  |  |  | 5264 | 31 | 170 | [5 empty] | LED |  | Federally-Regulated Consumer Product | 08/09/2018 |  | 08/27/2018
Big Ass Fans | Haiku Bamboo | S3127-A2-B*-04-02-C | True |  | 7 | Yes | 2476 | 3 | 825 | 4407 | 9 | 490 | 5304 | 13 | 408 | [5 empty] | LED |  | Federally-Regulated Consumer Product | 03/10/2015 |  | 08/28/2018
Big Ass Fans | Haiku Bamboo | S3127-S0-B*-04-02-C | True |  | 6 | Yes | 2519 | 4 | 630 | 4206 | 8 | 526 | 5168 | 12 | 431 | [5 empty] | LED |  | Federally-Regulated Consumer Product | 03/10/2015 |  | 08/28/2018
Big Ass Fans | Haiku Bamboo | S3127-X2-B*-04-02-C | True |  | 7 | Yes | 2480 | 3 | 827 | 3023 | 4 | 756 | 5325 | 13 | 410 | [5 empty] | LED |  | Federally-Regulated Consumer Product | 03/10/2015 |  | 08/28/2018
Big Ass Fans | Haiku Bamboo | S3150-A2-B*-04-02-C | True |  | 7 | Yes | 2066 | 3 | 689 | 3527 | 6 | 588 | 5324 | 14 | 380 | [5 empty] | LED |  | Federally-Regulated Consumer Product | 12/29/2014 |  | 08/28/2018
Big Ass Fans | Haiku Bamboo | S3150-S0-B*-04-02-C | True |  | 6 | Yes | 2152 | 3 | 717 | 3715 | 6 | 619 | 5467 | 14 | 391 | [5 empty] | LED |  | Federally-Regulated Consumer Product | 12/29/2014 |  | 08/28/2018
Big Ass Fans | Haiku Bamboo | S3150-X2-B*-04-02-C | True |  | 7 | Yes | 2243 | 3 | 748 | 3818 | 6 | 636 | 5504 | 15 | 367 | [5 empty] | LED |  | Federally-Regulated Consumer Product | 12/29/2014 |  | 08/28/2018
Big Ass Fans | Haiku | B3213-X4-B*-04-02-D | True |  | 7 | Yes | 3930 | 4 | 983 | 5971 | 6 | 995 | 7740 | 9 | 860 | [5 empty] | LED |  | Federally-Regulated Consumer Product | 04/12/2016 |  | 08/28/2018
Big Ass Fans | Haiku | B3213-X4-A*-04-02-D | True |  | 7 | Yes | 4362 | 4 | 1091 | 6548 | 7 | 935 | 9132 | 13 | 702 | [5 empty] | LED |  | Federally-Regulated Consumer Product | 04/12/2016 |  | 08/28/2018
Big Ass Fans | Haiku | S3150-X2-A*-04-02-C-F421 | True |  | 7 | Yes | 2690 | 3 | 897 | 3309 | 4 | 827 | 6118 | 14 | 437 | [5 empty] | LED |  | Federally-Regulated Consumer Product | 04/12/2016 |  | 08/28/2018
Big Ass Fans | Haiku | S3150-S0-A*-04-02-C-F421 | True |  | 7 | Yes | 2313 | 3 | 771 | 4257 | 8 | 532 | 5447 | 14 | 389 | [5 empty] | LED |  | Federally-Regulated Consumer Product | 04/12/2016 |  | 08/28/2018
Big Ass Fans | Haiku | S3150-A2-A*-04-02-C-F421 | True |  | 7 | Yes | 2657 | 3 | 886 | 3292 | 4 | 823 | 6051 | 14 | 432 | [5 empty] | LED |  | Federally-Regulated Consumer Product | 04/12/2016 |  | 08/28/2018
Big Ass Fans | Haiku | S3127-A2-A*-04-02-C-F421 | True |  | 7 | Yes | 2261 | 3 | 754 | 3584 | 7 | 512 | 5329 | 13 | 410 | [5 empty] | LED |  | Federally-Regulated Consumer Product | 04/12/2016 |  | 08/28/2018
Big Ass Fans | Haiku | S3127-X2-A*-04-02-C-F421 | True |  | 7 | Yes | 2341 | 3 | 780 | 3946 | 7 | 564 | 5448 | 15 | 363 | [5 empty] | LED |  | Federally-Regulated Consumer Product | 04/12/2016 |  | 08/28/2018
Big Ass Fans | Haiku | S3127-S0-A*-04-02-C-F421 | True |  | 7 | Yes | 2281 | 3 | 760 | 3862 | 7 | 552 | 5332 | 15 | 355 | [5 empty] | LED |  | Federally-Regulated Consumer Product | 04/12/2016 |  | 08/28/2018
GD Midea Environment Appliances MFG Co., Ltd. | Midea | FC140-BKRL | True |  | V | Yes | 2342 | 4 | 586 |  |  |  | 6927 | 49 | 141 | [5 empty] | LED |  | Federally-Regulated Consumer Product | 07/31/2018 |  | 09/04/2018
GD Midea Environment Appliances MFG Co., Ltd. | Midea | FC140-BMRL | True |  | V | Yes | 2426 | 4 | 607 |  |  |  | 6725 | 48 | 140 | [5 empty] | LED |  | Federally-Regulated Consumer Product | 07/31/2018 |  | 09/04/2018
GD Midea Environment Appliances MFG Co., Ltd. | Midea | FC140-BJRL | True |  | V | Yes | 2260 | 4 | 565 |  |  |  | 6518 | 55 | 119 | [5 empty] | LED |  | Federally-Regulated Consumer Product | 07/31/2018 |  | 09/04/2018
Big Ass Solutions | Haiku | S3150-X2-A*-04-03-C-F421 | True |  | 7 | Yes | 2677 | 3 | 892 | 3273 | 4 | 818 | 6205 | 14 | 443 | [5 empty] | LED |  | Federally-Regulated Consumer Product | 04/12/2016 |  | 09/06/2018
Big Ass Solutions | Haiku | S3150-S0-A*-04-03-C-F421 | True |  | 7 | Yes | 2539 | 3 | 846 | 3173 | 4 | 793 | 6127 | 13 | 471 | [5 empty] | LED |  | Federally-Regulated Consumer Product | 04/12/2016 |  | 09/06/2018
Big Ass Solutions | Haiku | S3150-A2-A*-04-03-C-F421 | True |  | 7 | Yes | 2653 | 3 | 884 | 3267 | 4 | 817 | 6095 | 13 | 469 | [5 empty] | LED |  | Federally-Regulated Consumer Product | 04/12/2016 |  | 09/06/2018
Big Ass Solutions | Haiku | S3127-S0-A*-04-03-C-F421 | True |  | 7 | Yes | 2275 | 3 | 758 | 4228 | 8 | 529 | 5287 | 13 | 407 | [5 empty] | LED |  | Federally-Regulated Consumer Product | 04/12/2016 |  | 09/06/2018
Big Ass Solutions | Haiku | S3127-A2-A*-04-03-C-F421 | True |  | 7 | Yes | 2318 | 3 | 773 | 4048 | 7 | 578 | 5328 | 13 | 410 | [5 empty] | LED |  | Federally-Regulated Consumer Product | 04/12/2016 |  | 09/06/2018
Big Ass Solutions | Haiku | B3213-X4-B*-04-03-D | True |  | 7 | Yes | 4060 | 3 | 1353 | 6011 | 5 | 1202 | 7794 | 9 | 866 | [5 empty] | LED |  | Federally-Regulated Consumer Product | 04/12/2016 |  | 09/06/2018
Big Ass Solutions | Haiku | B3213-X4-A*-04-03-D-F421 | True |  | 7 | Yes | 4772 | 3 | 1591 | 7319 | 6 | 1220 | 9471 | 11 | 861 | [5 empty] | LED |  | Federally-Regulated Consumer Product | 04/12/2016 |  | 09/06/2018
Big Ass Solutions | Haiku | L3127-X5-P*-00-0*-E | True |  | 7 | Yes | 2274 | 4 | 569 | 3053 | 7 | 436 | 5216 | 18 | 290 | [5 empty] | LED |  | Federally-Regulated Consumer Product | 04/12/2016 |  | 09/06/2018
Big Ass Solutions | Haiku | FR127A-S0F10-3H03-02***-*** | True |  | 7 | Yes | 1161 | 2 | 581 |  |  |  | 4565 | 15 | 304 | [5 empty] | None |  | Federally-Regulated Consumer Product | 08/27/2018 |  | 09/06/2018
Big Ass Solutions | Haiku | FR127A-U0F10-3H03-02***-*** | True |  | 7 | Yes | 1283 | 2 | 642 |  |  |  | 6207 | 22 | 282 | [5 empty] | None |  | Federally-Regulated Consumer Product | 08/27/2018 |  | 09/06/2018
Big Ass Solutions | Haiku | FR127A-A2F10-3H03-02***-*** | True |  | 7 | Yes | 1283 | 2 | 642 |  |  |  | 6207 | 22 | 282 | [5 empty] | None |  | Federally-Regulated Consumer Product | 08/27/2018 |  | 09/06/2018
Big Ass Solutions | Haiku | FR150A-S0F10-3H03-02***-*** | True |  | 7 | Yes | 1107 | 2 | 554 |  |  |  | 7957 | 31 | 257 | [5 empty] | None |  | Federally-Regulated Consumer Product | 08/27/2018 |  | 09/06/2018
Big Ass Solutions | Haiku | FR150A-U0F10-3H03-02***-*** | True |  | 7 | Yes | 1099 | 3 | 366 |  |  |  | 8534 | 31 | 275 | [5 empty] | None |  | Federally-Regulated Consumer Product | 08/27/2018 |  | 09/06/2018
Big Ass Solutions | Haiku | FR150A-A2F10-3H03-02***-*** | True |  | 7 | Yes | 1099 | 3 | 366 |  |  |  | 8534 | 31 | 275 | [5 empty] | None |  | Federally-Regulated Consumer Product | 08/27/2018 |  | 09/06/2018
Big Ass Solutions | Haiku | FR213A-U0G10-3H03-04***-*** | True |  | 7 | Yes | 5672 | 4 | 1418 |  |  |  | 17546 | 56 | 313 | [5 empty] | None |  | Federally-Regulated Consumer Product | 08/27/2018 |  | 09/06/2018
Big Ass Solutions | Haiku | B3213-X4-A*-04-02-D-01-F*** | True |  | 7 | Yes | 5983 | 4 | 1496 |  |  |  | 19292 | 54 | 357 | [5 empty] | LED |  | Federally-Regulated Consumer Product | 08/28/2018 |  | 09/06/2018
Big Ass Solutions | Haiku | B3213-X4-A*-04-02-D-01 | True |  | 7 | Yes | 5983 | 4 | 1496 |  |  |  | 19292 | 54 | 357 | [5 empty] | LED |  | Federally-Regulated Consumer Product | 08/28/2018 |  | 09/06/2018
Big Ass Solutions | Haiku | B3213-X4-B*-04-02-D-01 | True |  | 7 | Yes | 4661 | 4 | 1165 |  |  |  | 15378 | 39 | 394 | [5 empty] | LED |  | Federally-Regulated Consumer Product | 08/28/2018 |  | 09/06/2018
Big Ass Solutions | Haiku | S3127-A2-A*-04-02-C-01-F*** | True |  | 7 | Yes | 1389 | 2 | 695 |  |  |  | 6713 | 21 | 320 | [5 empty] | LED |  | Federally-Regulated Consumer Product | 08/28/2018 |  | 09/06/2018
Big Ass Solutions | Haiku | S3127-A2-B*-04-02-C-01 | True |  | 7 | Yes | 1427 | 2 | 714 |  |  |  | 6597 | 27 | 244 | [5 empty] | LED |  | Federally-Regulated Consumer Product | 08/28/2018 |  | 09/06/2018
Big Ass Solutions | Haiku | S3127-S0-A*-04-02-C-01-F*** | True |  | 7 | Yes | 1301 | 2 | 651 |  |  |  | 5629 | 16 | 352 | [5 empty] | LED |  | Federally-Regulated Consumer Product | 08/28/2018 |  | 09/06/2018
Big Ass Solutions | Haiku | S3127-S0-B*-04-02-C-01 | True |  | 7 | Yes | 1483 | 2 | 742 |  |  |  | 5866 | 19 | 309 | [5 empty] | LED |  | Federally-Regulated Consumer Product | 08/28/2018 |  | 09/06/2018
Big Ass Solutions | Haiku | S3127-X2-A*-04-02-C-01-F*** | True |  | 7 | Yes | 1389 | 2 | 695 |  |  |  | 6713 | 21 | 320 | [5 empty] | LED |  | Federally-Regulated Consumer Product | 08/28/2018 |  | 09/06/2018
Big Ass Solutions | Haiku | S3127-X2-B*-04-02-C-01 | True |  | 7 | Yes | 1427 | 2 | 714 |  |  |  | 6597 | 27 | 244 | [5 empty] | LED |  | Federally-Regulated Consumer Product | 08/28/2018 |  | 09/06/2018
Big Ass Solutions | Haiku | S3150-A2-A*-04-02-C-01-F*** | True |  | 7 | Yes | 1194 | 2 | 597 |  |  |  | 8629 | 27 | 320 | [5 empty] | LED |  | Federally-Regulated Consumer Product | 08/28/2018 |  | 09/06/2018
Big Ass Solutions | Haiku | S3150-A2-B*-04-02-C-01 | True |  | 7 | Yes | 1038 | 2 | 519 |  |  |  | 7673 | 21 | 365 | [5 empty] | LED |  | Federally-Regulated Consumer Product | 08/28/2018 |  | 09/06/2018
Big Ass Solutions | Haiku | S3150-S0-B*-04-02-C-01 | True |  | 7 | Yes | 876 | 2 | 438 |  |  |  | 6165 | 16 | 385 | [5 empty] | LED |  | Federally-Regulated Consumer Product | 08/28/2018 |  | 09/06/2018
Big Ass Solutions | Haiku | S3150-X2-A*-04-02-C-01-F*** | True |  | 7 | Yes | 1194 | 2 | 597 |  |  |  | 8629 | 27 | 320 | [5 empty] | LED |  | Federally-Regulated Consumer Product | 08/28/2018 |  | 09/06/2018
Big Ass Solutions | Haiku | S3150-X2-B*-04-02-C-01 | True |  | 7 | Yes | 1038 | 2 | 519 |  |  |  | 7673 | 21 | 365 | [5 empty] | LED |  | Federally-Regulated Consumer Product | 08/28/2018 |  | 09/06/2018
Big Ass Solutions | Haiku | S3150-S0-A*-04-02-C-01-F*** | True |  | 7 | Yes | 1070 | 2 | 535 |  |  |  | 6698 | 18 | 372 | [5 empty] | LED |  | Federally-Regulated Consumer Product | 08/28/2018 |  | 09/06/2018
Big Ass Solutions | Haiku | K3127-A2-P*-04-02-C | True |  | 7 | Yes | 2961 | 4 | 740 | 3459 | 5 | 692 | 5370 | 13 | 413 | [5 empty] | LED |  | Federally-Regulated Consumer Product | 03/10/2015 |  | 09/06/2018
Big Ass Solutions | Haiku | K3150-A2-P*-04-02-C | True |  | 7 | Yes | 2775 | 4 | 694 | 3341 | 5 | 668 | 6313 | 16 | 395 | [5 empty] | LED |  | Federally-Regulated Consumer Product | 12/29/2014 |  | 09/06/2018
Big Ass Solutions | Haiku | K3127-S0-P*-04-02-C | True |  | 6 | Yes | 2899 | 4 | 725 | 3435 | 5 | 687 | 5082 | 12 | 424 | [5 empty] | LED |  | Federally-Regulated Consumer Product | 03/10/2015 |  | 09/06/2018
Big Ass Solutions | Haiku Bamboo | S3127-S0-B*-04-03-C | True |  | 6 | Yes | 1484 | 2 | 742 | 4157 | 8 | 520 | 5580 | 15 | 372 | [5 empty] | LED |  | Federally-Regulated Consumer Product | 03/10/2015 |  | 09/06/2018
Big Ass Solutions | Haiku Bamboo | S3127-X2-B*-04-03-C | True |  | 7 | Yes | 2474 | 3 | 825 | 4499 | 8 | 562 | 5277 | 12 | 440 | [5 empty] | LED |  | Federally-Regulated Consumer Product | 03/10/2015 |  | 09/06/2018
Big Ass Solutions | Haiku | K3150-S0-P*-04-02-C | True |  | 6 | Yes | 2861 | 3 | 954 | 3462 | 4 | 866 | 6388 | 16 | 399 | [5 empty] | LED |  | Federally-Regulated Consumer Product | 12/29/2014 |  | 09/06/2018
Big Ass Solutions | Haiku | K3127-X2-P*-04-02-C | True |  | 7 | Yes | 1705 | 2 | 853 | 3023 | 4 | 756 | 5321 | 12 | 443 | [5 empty] | LED |  | Federally-Regulated Consumer Product | 03/10/2015 |  | 09/06/2018
Big Ass Solutions | Haiku | K3127-A2-P*-04-03-C | True |  | 7 | Yes | 2920 | 3 | 973 | 3493 | 5 | 699 | 5179 | 12 | 432 | [5 empty] | LED |  | Federally-Regulated Consumer Product | 03/10/2015 |  | 09/06/2018
Big Ass Solutions | Haiku | K3150-X2-P*-04-03-C | True |  | 7 | Yes | 2987 | 3 | 996 | 3692 | 4 | 923 | 5271 | 7 | 753 | [5 empty] | LED |  | Federally-Regulated Consumer Product | 12/29/2014 |  | 09/06/2018
Big Ass Solutions | Haiku | K3150-S0-P*-04-03-C | True |  | 6 | Yes | 1403 | 1 | 1403 | 3029 | 3 | 1010 | 5145 | 8 | 643 | [5 empty] | LED |  | Federally-Regulated Consumer Product | 03/10/2015 |  | 09/06/2018
Big Ass Solutions | Haiku Bamboo | S3150-A2-B*-04-03-C | True |  | 7 | Yes | 2116 | 2 | 1058 | 2822 | 3 | 941 | 3971 | 6 | 662 | [5 empty] | LED |  | Federally-Regulated Consumer Product | 03/10/2015 |  | 09/06/2018
Big Ass Solutions | Haiku | K3150-X2-P*-04-02-C | True |  | 7 | Yes | 2844 | 3 | 948 | 3331 | 4 | 833 | 5992 | 15 | 399 | [5 empty] | LED |  | Federally-Regulated Consumer Product | 12/29/2014 |  | 09/06/2018
Big Ass Solutions | Haiku | K3150-A2-P*-04-03-C | True |  | 7 | Yes | 1439 | 2 | 720 | 3011 | 3 | 1004 | 5349 | 8 | 669 | [5 empty] | LED |  | Federally-Regulated Consumer Product | 03/10/2015 |  | 09/06/2018
Big Ass Solutions | Haiku | K3127-X2-P*-04-03-C | True |  | 7 | Yes | 1667 | 2 | 834 | 3401 | 5 | 680 | 5113 | 12 | 426 | [5 empty] | LED |  | Federally-Regulated Consumer Product | 03/10/2015 |  | 09/06/2018
Big Ass Solutions | Haiku | K3127-S0-P*-04-03-C | True |  | 6 | Yes | 1762 | 2 | 881 | 3440 | 5 | 688 | 5247 | 12 | 437 | [5 empty] | LED |  | Federally-Regulated Consumer Product | 03/10/2015 |  | 09/06/2018
Big Ass Solutions | Haiku Bamboo | S3127-A2-B*-04-03-C | True |  | 7 | Yes | 2480 | 3 | 827 | 4288 | 8 | 536 | 5166 | 13 | 397 | [5 empty] | LED |  | Federally-Regulated Consumer Product | 03/10/2015 |  | 09/06/2018
Big Ass Solutions | Haiku Bamboo | S3150-S0-B*-04-03-C | True |  | 6 | Yes | 2223 | 2 | 1112 | 3936 | 6 | 656 | 5688 | 14 | 406 | [5 empty] | LED |  | Federally-Regulated Consumer Product | 03/10/2015 |  | 09/06/2018
Big Ass Solutions | Haiku Bamboo | S3150-X2-B*-04-03-C | True |  | 7 | Yes | 2496 | 2 | 1248 | 3017 | 3 | 1006 | 5651 | 11 | 514 | [5 empty] | LED |  | Federally-Regulated Consumer Product | 12/29/2014 |  | 09/06/2018
Hunter Fan Company | Hunter | 52105 | True |  | 3 | Yes | 1213 | 7 | 173 | 1928 | 16 | 121 | 3659 | 63 | 58 | [5 empty] | Incandescent |  | Federally-Regulated Consumer Product | 11/06/2013 |  | 09/11/2018
Hunter Fan Company | Hunter | 52106 | True |  | 3 | Yes | 1213 | 7 | 173 | 1928 | 16 | 121 | 3659 | 63 | 58 | [5 empty] | Incandescent |  | Federally-Regulated Consumer Product | 11/06/2013 |  | 09/11/2018
Hunter Fan Company | Hunter | 52107 | True |  | 3 | Yes | 1213 | 7 | 173 | 1928 | 16 | 121 | 3659 | 63 | 58 | [5 empty] | Incandescent |  | Federally-Regulated Consumer Product | 11/06/2013 |  | 09/11/2018
Hunter Fan Company | Hunter | 53236 | True |  | 3 | Yes | 1930 | 10 | 193 | 3252 | 27 | 120 | 5049 | 66 | 77 | [5 empty] | Incandescent |  | Federally-Regulated Consumer Product | 02/15/2013 |  | 09/11/2018
Hunter Fan Company | Hunter | 53237 | True |  | 3 | Yes | 1930 | 10 | 193 | 3252 | 27 | 120 | 5049 | 66 | 77 | [5 empty] | Incandescent |  | Federally-Regulated Consumer Product | 02/15/2013 |  | 09/11/2018
Hunter Fan Company | Hunter | 53238 | True |  | 3 | Yes | 1930 | 10 | 193 | 3252 | 27 | 120 | 5049 | 66 | 77 | [5 empty] | Incandescent |  | Federally-Regulated Consumer Product | 02/15/2013 |  | 09/11/2018
King of Fans | Hampton Bay | 52-NORD | True |  | 3 | Yes | 1985 | 13 | 153 | 2926 | 27 | 108 | 4296 | 56 | 77 | [5 empty] | None |  | Federally-Regulated Consumer Product | 11/21/2016 |  | 10/16/2018
Air Cool Industrial Co., Ltd. | Home Decorators Collection | YG493A(YG749-BN) | True |  | V | Yes | 2161 | 2 | 1080 |  |  |  | 7240 | 33 | 219 | [5 empty] | LED |  | Federally-Regulated Consumer Product | 08/09/2018 |  | 10/30/2018
Air Cool Industrial Co., Ltd. | Home Decorators Collection | YG493A(YG749-BRB) | True |  | V | Yes | 2161 | 2 | 1080 |  |  |  | 7240 | 33 | 219 | [5 empty] | LED |  | Federally-Regulated Consumer Product | 08/09/2018 |  | 10/30/2018
Air Cool Industrial Co., Ltd. | Home Decorators Collection | YG493A(YG749-PN) | True |  | V | Yes | 2161 | 2 | 1080 |  |  |  | 7240 | 33 | 219 | [5 empty] | LED |  | Federally-Regulated Consumer Product | 08/09/2018 |  | 10/30/2018
Big Ass Fans | Haiku | L3127-X5-P*-00-0*-E | True |  | 7 | Yes | 2274 | 4 | 569 | 3053 | 7 | 436 | 5216 | 18 | 290 | [5 empty] | LED |  | Federally-Regulated Consumer Product | 04/12/2016 |  | 12/07/2018
Sienhua Group North America | Home Depot Unbranded | RH5H1-ORB | True |  | 3 | Yes | 1430 | 11 | 125 |  |  |  | 2737 | 41 | 65 | [5 empty] | LED |  | Federally-Regulated Consumer Product | 11/28/2018 |  | 12/14/2018
Sienhua Group North America | Home Depot Unbranded | RH5H1-BN | True |  | 3 | Yes | 1430 | 11 | 125 |  |  |  | 2737 | 41 | 65 | [5 empty] | LED |  | Federally-Regulated Consumer Product | 11/28/2018 |  | 12/14/2018
Beacon Lighting America Inc. | Lucci | LD-AIRLIE II-52L-*** | True |  | 3 | Yes | 1455 | 12 | 121 |  |  |  | 4873 | 60 | 81 | [5 empty] | LED |  | Federally-Regulated Consumer Product | 10/25/2018 |  | 12/18/2018
Westinghouse Lighting | Westinghouse Lighting Corp. | 72106 | True |  | 4 | Yes | 1703 | 11 | 155 | 2667 | 21 | 127 | 4449 | 55 | 81 | [5 empty] | Incandescent |  | Federally-Regulated Consumer Product | 02/28/2011 |  | 12/18/2018
Westinghouse Lighting | Westinghouse Lighting Corp. | 72141 | True |  | 4 | Yes | 1703 | 11 | 155 | 2667 | 21 | 127 | 4449 | 55 | 81 | [5 empty] | Incandescent |  | Federally-Regulated Consumer Product | 02/28/2011 |  | 12/18/2018
Westinghouse Lighting | Westinghouse Lighting Corp. | 72161 | True |  | 3 | Yes | 1354 | 14 | 97 | 2106 | 28 | 75 | 3313 | 49 | 68 | [5 empty] | Incandescent |  | Federally-Regulated Consumer Product | 02/28/2011 |  | 12/18/2018
Westinghouse Lighting | Westinghouse Lighting Corp. | 72200 | True |  | 3 | Yes | 1370 | 8 | 171 | 3045 | 26 | 117 | 5145 | 66 | 78 | [5 empty] | Compact Flourescent |  | Federally-Regulated Consumer Product | 02/28/2011 |  | 12/18/2018
Westinghouse Lighting | Westinghouse Lighting Corp. | 72227 | True |  | 3 | Yes | 2766 | 15 | 184 | 4125 | 32 | 129 | 5717 | 63 | 91 | [5 empty] | Incandescent |  | Federally-Regulated Consumer Product | 02/28/2011 |  | 12/18/2018
Westinghouse Lighting | Westinghouse Lighting Corp. | 72229 | True |  | 3 | Yes | 1021 | 27 | 38 | 1551 | 28 | 55 | 2039 | 31 | 66 | [5 empty] | Incandescent |  | Federally-Regulated Consumer Product | 02/28/2011 |  | 12/18/2018
Westinghouse Lighting | Westinghouse Lighting Corp. | 72234 | True |  | 3 | Yes | 1372 | 28 | 49 | 1897 | 30 | 62 | 2543 | 40 | 64 | [5 empty] | Incandescent |  | Federally-Regulated Consumer Product | 02/24/2011 |  | 12/18/2018
Westinghouse Lighting | Westinghouse Lighting Corp. | 72243 | True |  | 3 | Yes | 1021 | 27 | 38 | 1551 | 28 | 55 | 2039 | 31 | 66 | [5 empty] | Incandescent |  | Federally-Regulated Consumer Product | 02/28/2011 |  | 12/18/2018
Westinghouse Lighting | Westinghouse Lighting Corp. | 72245 | True |  | 3 | Yes | 1372 | 28 | 49 | 1897 | 30 | 62 | 2543 | 40 | 64 | [5 empty] | Incandescent |  | Federally-Regulated Consumer Product | 02/24/2011 |  | 12/18/2018
Westinghouse Lighting | Westinghouse Lighting Corp. | 72256 | True |  | 3 | Yes | 1820 | 32 | 57 | 2657 | 36 | 74 | 3519 | 50 | 70 | [5 empty] | Compact Flourescent |  | Federally-Regulated Consumer Product | 02/28/2011 |  | 12/18/2018
Westinghouse Lighting | Westinghouse Lighting Corp. | 72260 | True |  | 3 | Yes | 1820 | 32 | 57 | 2657 | 36 | 74 | 3519 | 50 | 70 | [5 empty] | Compact Flourescent |  | Federally-Regulated Consumer Product | 02/28/2011 |  | 12/18/2018
Westinghouse Lighting | Westinghouse Lighting Corp. | 72265 | True |  | 3 | Yes | 1755 | 10 | 176 | 3079 | 27 | 114 | 4381 | 65 | 67 | [5 empty] | Other |  | Federally-Regulated Consumer Product | 02/28/2011 |  | 12/18/2018
Westinghouse Lighting | Westinghouse Lighting Corp. | 72316 | True |  | 3 | Yes | 1370 | 8 | 171 | 3045 | 26 | 117 | 5145 | 66 | 78 | [5 empty] | Compact Flourescent |  | Federally-Regulated Consumer Product | 02/28/2011 |  | 12/18/2018
Westinghouse Lighting | Westinghouse Lighting Corp. | 72326 | True |  | 3 | Yes | 1370 | 8 | 171 | 3045 | 26 | 117 | 5145 | 66 | 78 | [5 empty] | Compact Flourescent |  | Federally-Regulated Consumer Product | 02/28/2011 |  | 12/18/2018
Westinghouse Lighting | Westinghouse Lighting Corp. | 72327 | True |  | 3 | Yes | 1370 | 8 | 171 | 3045 | 26 | 117 | 5145 | 66 | 78 | [5 empty] | Compact Flourescent |  | Federally-Regulated Consumer Product | 02/28/2011 |  | 12/18/2018
Westinghouse Lighting | Westinghouse Lighting Corp. | 72342 | True |  | 3 | Yes | 1811 | 10 | 181 | 3413 | 29 | 118 | 5063 | 67 | 76 | [5 empty] | Other |  | Federally-Regulated Consumer Product | 02/28/2011 |  | 12/18/2018
Westinghouse Lighting | Westinghouse Lighting Corp. | 72343 | True |  | 3 | Exception 2 | 2219 | 13 | 171 | 3085 | 27 | 114 | 3673 | 48 | 77 | [5 empty] | None |  | Federally-Regulated Consumer Product | 02/28/2011 |  | 12/18/2018
Westinghouse Lighting | Westinghouse Lighting Corp. | 72345 | True |  | 3 | Exception 2 | 2219 | 13 | 171 | 3085 | 27 | 114 | 3673 | 48 | 77 | [5 empty] | None |  | Federally-Regulated Consumer Product | 02/28/2011 |  | 12/18/2018
Westinghouse Lighting | Westinghouse Lighting Corp. | 72367 | True |  | 3 | Yes | 1980 | 10 | 198 | 3414 | 28 | 122 | 4757 | 65 | 73 | [5 empty] | Incandescent |  | Federally-Regulated Consumer Product | 02/28/2011 |  | 12/18/2018
Westinghouse Lighting | Westinghouse Lighting Corp. | 72376 | True |  | 3 | Yes | 2680 | 16 | 168 | 4133 | 34 | 122 | 5300 | 65 | 82 | [5 empty] | None |  | Federally-Regulated Consumer Product | 02/28/2011 |  | 12/18/2018
Westinghouse Lighting | Westinghouse Lighting Corp. | 72551 | True |  | 3 | Yes | 2784 | 15 | 186 | 4070 | 33 | 123 | 5290 | 58 | 91 | [5 empty] | Incandescent |  | Federally-Regulated Consumer Product | 02/28/2011 |  | 12/18/2018
Westinghouse Lighting | Westinghouse Lighting Corp. | 72559 | True |  | 3 | Yes | 1707 | 11 | 155 | 2872 | 32 | 90 | 4733 | 63 | 75 | [5 empty] | Compact Flourescent |  | Federally-Regulated Consumer Product | 02/28/2011 |  | 12/18/2018
Westinghouse Lighting | Westinghouse Lighting Corp. | 78016 | True |  | 3 | Yes | 2309 | 15 | 154 | 3607 | 31 | 116 | 5199 | 61 | 85 | [5 empty] | Incandescent |  | Federally-Regulated Consumer Product | 02/28/2011 |  | 12/18/2018
Westinghouse Lighting | Westinghouse Lighting Corp. | 78017 | True |  | 3 | Yes | 2309 | 15 | 154 | 3607 | 31 | 116 | 5199 | 61 | 85 | [5 empty] | Incandescent |  | Federally-Regulated Consumer Product | 02/28/2011 |  | 12/18/2018
Westinghouse Lighting | Westinghouse Lighting Corp. | 78018 | True |  | 3 | Yes | 2057 | 10 | 206 | 3598 | 28 | 129 | 4726 | 65 | 73 | [5 empty] | None |  | Federally-Regulated Consumer Product | 02/28/2011 |  | 12/18/2018
Westinghouse Lighting | Westinghouse Lighting Corp. | 78019 | True |  | 3 | Yes | 2057 | 10 | 206 | 3598 | 28 | 129 | 4726 | 65 | 73 | [5 empty] | None |  | Federally-Regulated Consumer Product | 02/28/2011 |  | 12/18/2018
Westinghouse Lighting | Westinghouse Lighting Corp. | 78021 | True |  | 3 | Yes | 2057 | 10 | 206 | 3598 | 28 | 129 | 4726 | 65 | 73 | [5 empty] | None |  | Federally-Regulated Consumer Product | 02/28/2011 |  | 12/18/2018
Westinghouse Lighting | Westinghouse Lighting Corp. | 78023 | True |  | 3 | Yes | 1820 | 32 | 57 | 2657 | 36 | 74 | 3519 | 50 | 70 | [5 empty] | Incandescent |  | Federally-Regulated Consumer Product | 02/28/2011 |  | 12/18/2018
Westinghouse Lighting | Westinghouse Lighting Corp. | 78024 | True |  | 3 | Yes | 2057 | 10 | 206 | 3598 | 28 | 129 | 4726 | 65 | 73 | [5 empty] | None |  | Federally-Regulated Consumer Product | 02/28/2011 |  | 12/18/2018
Westinghouse Lighting | Westinghouse Lighting Corp. | 78042 | True |  | 3 | Yes | 1868 | 10 | 187 | 3453 | 28 | 123 | 4815 | 66 | 73 | [5 empty] | Incandescent |  | Federally-Regulated Consumer Product | 02/28/2011 |  | 12/18/2018
Westinghouse Lighting | Westinghouse Lighting Corp. | 78043 | True |  | 3 | Yes | 1868 | 10 | 187 | 3453 | 28 | 123 | 4815 | 66 | 73 | [5 empty] | Incandescent |  | Federally-Regulated Consumer Product | 02/28/2011 |  | 12/18/2018
Westinghouse Lighting | Westinghouse Lighting Corp. | 78044 | True |  | 3 | Yes | 1868 | 10 | 187 | 3453 | 28 | 123 | 4815 | 66 | 73 | [5 empty] | Incandescent |  | Federally-Regulated Consumer Product | 02/28/2011 |  | 12/18/2018
Westinghouse Lighting | Westinghouse Lighting Corp. | 78077 | True |  | 3 | Yes | 1876 | 10 | 188 | 3280 | 28 | 117 | 4831 | 66 | 73 | [5 empty] | Incandescent |  | Federally-Regulated Consumer Product | 02/28/2011 |  | 12/18/2018
Westinghouse Lighting | Westinghouse Lighting Corp. | 78079 | True |  | 3 | Yes | 1876 | 10 | 188 | 3280 | 28 | 117 | 4831 | 66 | 73 | [5 empty] | Incandescent |  | Federally-Regulated Consumer Product | 02/28/2011 |  | 12/18/2018
Westinghouse Lighting | Westinghouse Lighting Corp. | 78092 | True |  | 3 | Yes | 2680 | 16 | 168 | 4133 | 34 | 122 | 5300 | 65 | 82 | [5 empty] | None |  | Federally-Regulated Consumer Product | 02/28/2011 |  | 12/18/2018
Westinghouse Lighting | Westinghouse Lighting Corp. | 78096 | True |  | 3 | Yes | 2784 | 15 | 186 | 4070 | 33 | 123 | 5290 | 58 | 91 | [5 empty] | Incandescent |  | Federally-Regulated Consumer Product | 02/28/2011 |  | 12/18/2018
Westinghouse Lighting | Westinghouse Lighting Corp. | 78121 | True |  | 3 | Yes | 1840 | 37 | 50 | 2807 | 40 | 70 | 3432 | 56 | 61 | [5 empty] | Incandescent |  | Federally-Regulated Consumer Product | 02/24/2011 |  | 12/18/2018
Westinghouse Lighting | Westinghouse Lighting Corp. | 78133 | True |  | 3 | Yes | 1220 | 8 | 153 | 2414 | 23 | 105 | 3540 | 53 | 67 | [5 empty] | Incandescent |  | Federally-Regulated Consumer Product | 02/28/2011 |  | 12/18/2018
Westinghouse Lighting | Westinghouse Lighting Corp. | 78136 | True |  | 3 | Yes | 2309 | 15 | 154 | 3607 | 31 | 116 | 5199 | 61 | 85 | [5 empty] | Incandescent |  | Federally-Regulated Consumer Product | 02/28/2011 |  | 12/18/2018
Westinghouse Lighting | Westinghouse Lighting Corp. | 78141 | True |  | 3 | Yes | 2680 | 16 | 168 | 4133 | 34 | 122 | 5300 | 65 | 82 | [5 empty] | None |  | Federally-Regulated Consumer Product | 02/28/2011 |  | 12/18/2018
Westinghouse Lighting | Westinghouse Lighting Corp. | 78143 | True |  | 3 | Yes | 1868 | 10 | 187 | 3453 | 28 | 123 | 4815 | 66 | 73 | [5 empty] | Incandescent |  | Federally-Regulated Consumer Product | 02/28/2011 |  | 12/18/2018
Westinghouse Lighting | Westinghouse Lighting Corp. | 78144 | True |  | 3 | Yes | 1820 | 32 | 57 | 2657 | 36 | 74 | 3519 | 50 | 70 | [5 empty] | Incandescent |  | Federally-Regulated Consumer Product | 02/28/2011 |  | 12/18/2018
Westinghouse Lighting | Westinghouse Lighting Corp. | 78145 | True |  | 3 | Yes | 1820 | 32 | 57 | 2657 | 36 | 74 | 3519 | 50 | 70 | [5 empty] | Incandescent |  | Federally-Regulated Consumer Product | 02/28/2011 |  | 12/18/2018
Westinghouse Lighting | Westinghouse Lighting Corp. | 78179 | True |  | 3 | Yes | 1885 | 11 | 171 | 3381 | 29 | 117 | 4860 | 65 | 75 | [5 empty] | Incandescent |  | Federally-Regulated Consumer Product | 02/28/2011 |  | 12/18/2018
Westinghouse Lighting | Westinghouse Lighting Corp. | 78181 | True |  | 3 | Yes | 2309 | 15 | 154 | 3607 | 31 | 116 | 5199 | 61 | 85 | [5 empty] | Incandescent |  | Federally-Regulated Consumer Product | 02/28/2011 |  | 12/18/2018
Westinghouse Lighting | Westinghouse Lighting Corp. | 78217 | True |  | 3 | Yes | 1924 | 11 | 175 | 3328 | 28 | 119 | 4435 | 60 | 74 | [5 empty] | Incandescent |  | Federally-Regulated Consumer Product | 02/28/2011 |  | 12/18/2018
Westinghouse Lighting | Westinghouse Lighting Corp. | 78248 | True |  | 3 | Yes | 1820 | 32 | 57 | 2657 | 36 | 74 | 3519 | 50 | 70 | [5 empty] | Incandescent |  | Federally-Regulated Consumer Product | 02/28/2011 |  | 12/18/2018
Westinghouse Lighting | Westinghouse Lighting Corp. | 78267 | True |  | 3 | Yes | 1775 | 24 | 74 | 2536 | 28 | 91 | 2995 | 44 | 68 | [5 empty] | Incandescent |  | Federally-Regulated Consumer Product | 02/28/2011 |  | 12/18/2018
Westinghouse Lighting | Westinghouse Lighting Corp. | 78374 | True |  | 3 | Yes | 1924 | 11 | 175 | 3328 | 28 | 119 | 4435 | 60 | 74 | [5 empty] | Incandescent |  | Federally-Regulated Consumer Product | 02/28/2011 |  | 12/18/2018
Westinghouse Lighting | Westinghouse Lighting Corp. | 78391 | True |  | 3 | Yes | 1924 | 11 | 175 | 3328 | 28 | 119 | 4435 | 60 | 74 | [5 empty] | Incandescent |  | Federally-Regulated Consumer Product | 02/28/2011 |  | 12/18/2018
Westinghouse Lighting | Westinghouse Lighting Corp. | 78399 | True |  | 3 | Yes | 1606 | 14 | 115 | 2853 | 30 | 95 | 4370 | 55 | 79 | [5 empty] | Incandescent |  | Federally-Regulated Consumer Product | 02/28/2011 |  | 12/18/2018
Westinghouse Lighting | Westinghouse Lighting Corp. | 78400 | True |  | 3 | Yes | 1606 | 14 | 115 | 2853 | 30 | 95 | 4370 | 55 | 79 | [5 empty] | Incandescent |  | Federally-Regulated Consumer Product | 02/28/2011 |  | 12/18/2018
Westinghouse Lighting | Westinghouse Lighting Corp. | 78412 | True |  | 3 | Yes | 1840 | 37 | 50 | 2807 | 40 | 70 | 3432 | 56 | 61 | [5 empty] | Incandescent |  | Federally-Regulated Consumer Product | 02/24/2011 |  | 12/18/2018
Westinghouse Lighting | Westinghouse Lighting Corp. | 78420 | True |  | 3 | Yes | 1840 | 37 | 50 | 2807 | 40 | 70 | 3432 | 56 | 61 | [5 empty] | Incandescent |  | Federally-Regulated Consumer Product | 02/24/2011 |  | 12/18/2018
Westinghouse Lighting | Westinghouse Lighting Corp. | 78427 | True |  | 3 | Yes | 1606 | 14 | 115 | 2853 | 30 | 95 | 4370 | 55 | 79 | [5 empty] | Incandescent |  | Federally-Regulated Consumer Product | 02/28/2011 |  | 12/18/2018
Westinghouse Lighting | Westinghouse Lighting Corp. | 78432 | True |  | 3 | Yes | 1876 | 10 | 188 | 3280 | 28 | 117 | 4831 | 66 | 73 | [5 empty] | Incandescent |  | Federally-Regulated Consumer Product | 02/28/2011 |  | 12/18/2018
Westinghouse Lighting | Westinghouse Lighting Corp. | 78433 | True |  | 3 | Yes | 1868 | 10 | 187 | 3453 | 28 | 123 | 4815 | 66 | 73 | [5 empty] | Incandescent |  | Federally-Regulated Consumer Product | 02/28/2011 |  | 12/18/2018
Westinghouse Lighting | Westinghouse Lighting Corp. | 78434 | True |  | 3 | Yes | 1868 | 10 | 187 | 3453 | 28 | 123 | 4815 | 66 | 73 | [5 empty] | Incandescent |  | Federally-Regulated Consumer Product | 02/28/2011 |  | 12/18/2018
Westinghouse Lighting | Westinghouse Lighting Corp. | 78435 | True |  | 3 | Yes | 1398 | 35 | 40 | 2349 | 39 | 60 | 3446 | 55 | 63 | [5 empty] | Incandescent |  | Federally-Regulated Consumer Product | 02/24/2011 |  | 12/18/2018
Westinghouse Lighting | Westinghouse Lighting Corp. | 78505 | True |  | 3 | Yes | 2255 | 16 | 141 | 3599 | 33 | 109 | 4662 | 57 | 82 | [5 empty] | Other |  | Federally-Regulated Consumer Product | 02/28/2011 |  | 12/18/2018
Westinghouse Lighting | Westinghouse Lighting Corp. | 78506 | True |  | 3 | Yes | 1637 | 10 | 164 | 3244 | 29 | 112 | 4860 | 65 | 75 | [5 empty] | Other |  | Federally-Regulated Consumer Product | 02/28/2011 |  | 12/18/2018
Westinghouse Lighting | Westinghouse Lighting Corp. | 78507 | True |  | 3 | Yes | 1059 | 7 | 151 | 2249 | 22 | 102 | 3665 | 57 | 64 | [5 empty] | Other |  | Federally-Regulated Consumer Product | 02/28/2011 |  | 12/18/2018
Westinghouse Lighting | Westinghouse Lighting Corp. | 78521 | True |  | 3 | Yes | 1876 | 10 | 188 | 3280 | 28 | 117 | 4831 | 66 | 73 | [5 empty] | Incandescent |  | Federally-Regulated Consumer Product | 02/28/2011 |  | 12/18/2018
Westinghouse Lighting | Westinghouse Lighting Corp. | 78524 | True |  | 3 | Yes | 1407 | 14 | 101 | 3001 | 30 | 100 | 5017 | 54 | 93 | [5 empty] | Other |  | Federally-Regulated Consumer Product | 02/28/2011 |  | 12/18/2018
Westinghouse Lighting | Westinghouse Lighting Corp. | 78568 | True |  | 3 | Yes | 1876 | 10 | 188 | 3280 | 28 | 117 | 4831 | 66 | 73 | [5 empty] | Incandescent |  | Federally-Regulated Consumer Product | 02/28/2011 |  | 12/18/2018
Westinghouse Lighting | Westinghouse Lighting Corp. | 78618 | True |  | 3 | Exception 2 | 2299 | 16 | 144 | 3497 | 33 | 106 | 4305 | 57 | 76 | [5 empty] | Incandescent |  | Federally-Regulated Consumer Product | 02/28/2011 |  | 12/18/2018
Westinghouse Lighting | Westinghouse Lighting Corp. | 78619 | True |  | 3 | Exception 2 | 2299 | 16 | 144 | 3497 | 33 | 106 | 4305 | 57 | 76 | [5 empty] | Incandescent |  | Federally-Regulated Consumer Product | 02/28/2011 |  | 12/18/2018
Westinghouse Lighting | Westinghouse Lighting Corp. | 78627 | True |  | 3 | Yes | 1868 | 10 | 187 | 3453 | 28 | 123 | 4815 | 66 | 73 | [5 empty] | Incandescent |  | Federally-Regulated Consumer Product | 02/28/2011 |  | 12/18/2018
Westinghouse Lighting | Westinghouse Lighting Corp. | 78629 | True |  | 3 | Yes | 1820 | 32 | 57 | 2657 | 36 | 74 | 3519 | 55 | 64 | [5 empty] | Incandescent |  | Federally-Regulated Consumer Product | 02/28/2011 |  | 12/18/2018
Westinghouse Lighting | Westinghouse Lighting Corp. | 78631 | True |  | 3 | Yes | 1021 | 27 | 38 | 1551 | 28 | 55 | 2039 | 55 | 37 | [5 empty] | Incandescent |  | Federally-Regulated Consumer Product | 02/28/2011 |  | 12/18/2018
Westinghouse Lighting | Westinghouse Lighting Corp. | 78644 | True |  | 3 | Yes | 1021 | 27 | 38 | 1551 | 28 | 55 | 2039 | 49 | 42 | [5 empty] | Incandescent |  | Federally-Regulated Consumer Product | 02/28/2011 |  | 12/18/2018
Westinghouse Lighting | Westinghouse Lighting Corp. | 78673 | True |  | 3 | Yes | 1820 | 32 | 57 | 2657 | 36 | 74 | 3519 | 66 | 53 | [5 empty] | Incandescent |  | Federally-Regulated Consumer Product | 02/28/2011 |  | 12/18/2018
Westinghouse Lighting | Westinghouse Lighting Corp. | 78678 | True |  | 3 | Yes | 1868 | 10 | 187 | 3453 | 28 | 123 | 4815 | 31 | 155 | [5 empty] | Incandescent |  | Federally-Regulated Consumer Product | 02/28/2011 |  | 12/18/2018
Westinghouse Lighting | Westinghouse Lighting Corp. | 78691 | True |  | 3 | Yes | 2100 | 13 | 162 | 3173 | 26 | 122 | 4300 | 40 | 108 | [5 empty] | Incandescent |  | Federally-Regulated Consumer Product | 02/28/2011 |  | 12/18/2018
Westinghouse Lighting | Westinghouse Lighting Corp. | 78697 | True |  | 3 | Yes | 1209 | 8 | 151 | 2440 | 21 | 116 | 3182 | 31 | 103 | [5 empty] | Incandescent |  | Federally-Regulated Consumer Product | 02/28/2011 |  | 12/18/2018
Westinghouse Lighting | Westinghouse Lighting Corp. | 78698 | True |  | 3 | Yes | 2039 | 29 | 70 | 3020 | 34 | 89 | 4083 | 40 | 102 | [5 empty] | Other |  | Federally-Regulated Consumer Product | 02/28/2011 |  | 12/18/2018
Westinghouse Lighting | Westinghouse Lighting Corp. | 78707 | True |  | 3 | Yes | 1706 | 12 | 142 | 2899 | 26 | 112 | 4417 | 50 | 88 | [5 empty] | Incandescent |  | Federally-Regulated Consumer Product | 02/28/2011 |  | 12/18/2018
Westinghouse Lighting | Westinghouse Lighting Corp. | 78713 | True |  | 3 | Yes | 1820 | 32 | 57 | 2657 | 36 | 74 | 3519 | 50 | 70 | [5 empty] | Incandescent |  | Federally-Regulated Consumer Product | 02/28/2011 |  | 12/18/2018
Westinghouse Lighting | Westinghouse Lighting Corp. | 78730 | True |  | 3 | Yes | 1398 | 35 | 40 | 2349 | 39 | 60 | 3446 | 50 | 63 | [5 empty] | Incandescent |  | Federally-Regulated Consumer Product | 02/24/2011 |  | 12/18/2018
Westinghouse Lighting | Westinghouse Lighting Corp. | 78748 | True |  | 3 | Yes | 2140 | 16 | 134 | 2913 | 36 | 81 | 4916 | 65 | 76 | [5 empty] | Incandescent |  | Federally-Regulated Consumer Product | 02/28/2011 |  | 12/18/2018
Westinghouse Lighting | Westinghouse Lighting Corp. | 78750 | True |  | 3 | Yes | 1310 | 15 | 87 | 2709 | 36 | 75 | 4608 | 66 | 70 | [5 empty] | Incandescent |  | Federally-Regulated Consumer Product | 02/28/2011 |  | 12/18/2018
Westinghouse Lighting | Westinghouse Lighting Corp. | 78763 | True |  | 3 | Yes | 1372 | 28 | 49 | 1897 | 30 | 63 | 2543 | 66 | 39 | [5 empty] | Incandescent |  | Federally-Regulated Consumer Product | 02/28/2011 |  | 12/18/2018
Westinghouse Lighting | Westinghouse Lighting Corp. | 78764 | True |  | 3 | Yes | 2039 | 29 | 70 | 3020 | 34 | 89 | 4083 | 66 | 62 | [5 empty] | Incandescent |  | Federally-Regulated Consumer Product | 02/28/2011 |  | 12/18/2018
Westinghouse Lighting | Westinghouse Lighting Corp. | 78772 | True |  | 3 | Yes | 1775 | 24 | 74 | 2536 | 28 | 91 | 2995 | 67 | 45 | [5 empty] | Incandescent |  | Federally-Regulated Consumer Product | 02/28/2011 |  | 12/18/2018
Westinghouse Lighting | Westinghouse Lighting Corp. | 78773 | True |  | 3 | Yes | 1775 | 24 | 74 | 2536 | 28 | 91 | 2995 | 48 | 62 | [5 empty] | Incandescent |  | Federally-Regulated Consumer Product | 02/28/2011 |  | 12/18/2018
Westinghouse Lighting | Westinghouse Lighting Corp. | 78775 | True |  | 3 | Yes | 2100 | 13 | 162 | 3173 | 26 | 122 | 4300 | 48 | 90 | [5 empty] | Incandescent |  | Federally-Regulated Consumer Product | 02/28/2011 |  | 12/18/2018
Westinghouse Lighting | Westinghouse Lighting Corp. | 78778 | True |  | 3 | Exception 2 | 2502 | 13 | 192 | 3769 | 27 | 140 | 5083 | 65 | 78 | [5 empty] | Compact Flourescent |  | Federally-Regulated Consumer Product | 02/28/2011 |  | 12/18/2018
Westinghouse Lighting | Westinghouse Lighting Corp. | 78779 | True |  | 3 | Exception 2 | 2502 | 13 | 192 | 3769 | 27 | 140 | 5083 | 65 | 78 | [5 empty] | Compact Flourescent |  | Federally-Regulated Consumer Product | 02/28/2011 |  | 12/18/2018
Westinghouse Lighting | Westinghouse Lighting Corp. | 78784 | True |  | 3 | Yes | 1372 | 28 | 49 | 1897 | 30 | 63 | 2543 | 58 | 44 | [5 empty] | Incandescent |  | Federally-Regulated Consumer Product | 02/28/2011 |  | 12/18/2018
Westinghouse Lighting | Westinghouse Lighting Corp. | 7200000 | True |  | 3 | Yes | 2065 | 13 | 159 | 3200 | 28 | 114 | 4852 | 58 | 84 | [5 empty] | Compact Flourescent |  | Federally-Regulated Consumer Product | 03/24/2015 |  | 12/18/2018
Westinghouse Lighting | Westinghouse Lighting Corp. | 7200500 | True |  | 3 | Yes | 1973 | 14 | 141 | 2963 | 29 | 102 | 5031 | 56 | 90 | [5 empty] | Compact Flourescent |  | Federally-Regulated Consumer Product | 03/24/2015 |  | 12/18/2018
Westinghouse Lighting | Westinghouse Lighting Corp. | 7200600 | True |  | 3 | Yes | 1973 | 14 | 141 | 2963 | 29 | 102 | 5031 | 56 | 90 | [5 empty] | Compact Flourescent |  | Federally-Regulated Consumer Product | 03/24/2015 |  | 12/18/2018
Westinghouse Lighting | Westinghouse Lighting Corp. | 7201100 | True |  | 3 | Yes | 1605 | 10 | 161 | 2961 | 25 | 118 | 4691 | 57 | 82 | [5 empty] | Compact Flourescent |  | Federally-Regulated Consumer Product | 03/24/2015 |  | 12/18/2018
Westinghouse Lighting | Westinghouse Lighting Corp. | 7201400 | True |  | 3 | Yes | 1934 | 11 | 176 | 3693 | 34 | 109 | 5015 | 60 | 84 | [5 empty] | Compact Flourescent |  | Federally-Regulated Consumer Product | 03/24/2015 |  | 12/18/2018
Westinghouse Lighting | Westinghouse Lighting Corp. | 7201700 | True |  | 3 | Yes | 1894 | 14 | 135 | 3587 | 31 | 116 | 5302 | 59 | 90 | [5 empty] | Compact Flourescent |  | Federally-Regulated Consumer Product | 03/24/2015 |  | 12/18/2018
Westinghouse Lighting | Westinghouse Lighting Corp. | 7201800 | True |  | 3 | Yes | 1838 | 13 | 141 | 3202 | 30 | 107 | 4837 | 62 | 78 | [5 empty] | Compact Flourescent |  | Federally-Regulated Consumer Product | 03/24/2015 |  | 12/18/2018
Westinghouse Lighting | Westinghouse Lighting Corp. | 7201900 | True |  | 3 | Yes | 2039 | 29 | 70 | 3020 | 34 | 89 | 4083 | 51 | 80 | [5 empty] | Incandescent |  | Federally-Regulated Consumer Product | 03/24/2015 |  | 12/18/2018
Westinghouse Lighting | Westinghouse Lighting Corp. | 7842700 | True |  | 3 | Yes | 1955 | 14 | 140 | 2937 | 29 | 101 | 4283 | 53 | 81 | [5 empty] | Incandescent |  | Federally-Regulated Consumer Product | 04/08/2013 |  | 12/18/2018
Westinghouse Lighting | Westinghouse Lighting Corp. | 7202000 | True |  | 3 | Yes | 2418 | 18 | 134 | 3596 | 33 | 109 | 5174 | 60 | 86 | [5 empty] | None |  | Federally-Regulated Consumer Product | 03/24/2015 |  | 12/18/2018
Westinghouse Lighting | Westinghouse Lighting Corp. | 7202100 | True |  | 3 | Yes | 2418 | 18 | 134 | 3596 | 33 | 109 | 5174 | 60 | 86 | [5 empty] | None |  | Federally-Regulated Consumer Product | 03/24/2015 |  | 12/18/2018
Westinghouse Lighting | Westinghouse Lighting Corp. | 7228000 | True |  | 3 | Yes | 2207 | 16 | 138 | 3556 | 35 | 102 | 5083 | 59 | 86 | [5 empty] | None |  | Federally-Regulated Consumer Product | 04/08/2013 |  | 12/18/2018
Westinghouse Lighting | Westinghouse Lighting Corp. | 7247100 | True |  | 3 | Yes | 1021 | 27 | 38 | 1551 | 28 | 55 | 2039 | 31 | 66 | [5 empty] | Incandescent |  | Federally-Regulated Consumer Product | 03/14/2013 |  | 12/18/2018
Westinghouse Lighting | Westinghouse Lighting Corp. | 7247200 | True |  | 3 | Yes | 1372 | 28 | 49 | 1897 | 30 | 63 | 2543 | 40 | 64 | [5 empty] | Incandescent |  | Federally-Regulated Consumer Product | 03/14/2013 |  | 12/18/2018
Westinghouse Lighting | Westinghouse Lighting Corp. | 7247400 | True |  | 3 | Yes | 1847 | 11 | 168 | 3175 | 24 | 132 | 4757 | 52 | 91 | [5 empty] | Incandescent |  | Federally-Regulated Consumer Product | 04/08/2013 |  | 12/18/2018
Westinghouse Lighting | Westinghouse Lighting Corp. | 7247500 | True |  | 3 | Yes | 1267 | 21 | 60 | 1798 | 25 | 72 | 2483 | 39 | 64 | [5 empty] | Incandescent |  | Federally-Regulated Consumer Product | 03/14/2013 |  | 12/18/2018
Westinghouse Lighting | Westinghouse Lighting Corp. | 7247700 | True |  | 3 | Yes | 1487 | 11 | 135 | 2829 | 29 | 98 | 4819 | 66 | 73 | [5 empty] | Compact Flourescent |  | Federally-Regulated Consumer Product | 03/14/2013 |  | 12/18/2018
Westinghouse Lighting | Westinghouse Lighting Corp. | 7247800 | True |  | 3 | Yes | 2207 | 16 | 138 | 3556 | 35 | 102 | 5083 | 59 | 86 | [5 empty] | None |  | Federally-Regulated Consumer Product | 04/08/2013 |  | 12/18/2018
Westinghouse Lighting | Westinghouse Lighting Corp. | 7255700 | True |  | 3 | Yes | 2087 | 16 | 130 | 3386 | 34 | 100 | 4739 | 60 | 79 | [5 empty] | Incandescent |  | Federally-Regulated Consumer Product | 03/14/2013 |  | 12/18/2018
Westinghouse Lighting | Westinghouse Lighting Corp. | 7259800 | True |  | 3 | Yes | 1898 | 14 | 136 | 2954 | 27 | 109 | 4592 | 53 | 87 | [5 empty] | Incandescent |  | Federally-Regulated Consumer Product | 04/08/2013 |  | 12/18/2018
Westinghouse Lighting | Westinghouse Lighting Corp. | 7800000 | True |  | 3 | Yes | 2122 | 13 | 163 | 3417 | 30 | 114 | 5062 | 55 | 92 | [5 empty] | Incandescent |  | Federally-Regulated Consumer Product | 04/01/2014 |  | 12/18/2018
Westinghouse Lighting | Westinghouse Lighting Corp. | 7800100 | True |  | 6 | Yes | 2140 | 4 | 535 | 3931 | 12 | 328 | 5722 | 32 | 179 | [5 empty] | Compact Flourescent |  | Federally-Regulated Consumer Product | 04/01/2014 |  | 12/18/2018
Westinghouse Lighting | Westinghouse Lighting Corp. | 7800200 | True |  | 4 | Yes | 1517 | 11 | 138 | 2188 | 20 | 109 | 4264 | 52 | 82 | [5 empty] | LED |  | Federally-Regulated Consumer Product | 04/01/2014 |  | 12/18/2018
Westinghouse Lighting | Westinghouse | 72007* | True |  | 3 | Yes | 1941 | 12 | 162 | 3593 | 30 | 120 | 5087 | 56 | 90 | [5 empty] | Incandescent |  | Federally-Regulated Consumer Product | 03/30/2016 |  | 12/18/2018
Westinghouse Lighting | Westinghouse | 72008* | True |  | 3 | Yes | 1941 | 12 | 162 | 3593 | 30 | 120 | 5087 | 56 | 90 | [5 empty] | Incandescent |  | Federally-Regulated Consumer Product | 03/30/2016 |  | 12/18/2018
Westinghouse Lighting | Westinghouse | 72032* | True |  | 3 | Yes | 1459 | 25 | 58 | 2199 | 28 | 79 | 3096 | 42 | 74 | [5 empty] | Incandescent |  | Federally-Regulated Consumer Product | 04/01/2016 |  | 12/18/2018
Westinghouse Lighting | Westinghouse | 72036* | True |  | 3 | Yes | 1750 | 13 | 130 | 2884 | 29 | 99 | 4734 | 60 | 79 | [5 empty] | None |  | Federally-Regulated Consumer Product | 02/26/2016 |  | 12/18/2018
Westinghouse Lighting | Westinghouse | 72037* | True |  | 3 | Yes | 1750 | 13 | 130 | 2884 | 29 | 99 | 4734 | 60 | 79 | [5 empty] | None |  | Federally-Regulated Consumer Product | 02/26/2016 |  | 12/18/2018
Westinghouse Lighting | Westinghouse | 72040* | True |  | 4 | Yes | 1762 | 12 | 147 | 2808 | 26 | 108 | 5082 | 60 | 85 | [5 empty] | LED |  | Federally-Regulated Consumer Product | 04/01/2016 |  | 12/18/2018
Westinghouse Lighting | Westinghouse | 72041* | True |  | 3 | Yes | 2167 | 14 | 155 | 3338 | 29 | 115 | 5108 | 58 | 88 | [5 empty] | Compact Flourescent |  | Federally-Regulated Consumer Product | 04/01/2016 |  | 12/18/2018
Westinghouse Lighting | Westinghouse | 72043* | True |  | 3 | Yes | 1815 | 10 | 182 | 3204 | 25 | 128 | 5050 | 55 | 92 | [5 empty] | LED |  | Federally-Regulated Consumer Product | 04/01/2016 |  | 12/18/2018
Westinghouse Lighting | Westinghouse | 72044* | True |  | 4 | Yes | 1623 | 12 | 135 | 1998 | 15 | 133 | 5193 | 64 | 81 | [5 empty] | LED |  | Federally-Regulated Consumer Product | 04/01/2016 |  | 12/18/2018
Westinghouse Lighting | Westinghouse Lighting Corp. | 72261 | True |  | 3 | Yes | 1181 | 31 | 38 | 1755 | 36 | 49 | 2564 | 54 | 47 | [5 empty] | Compact Flourescent |  | Federally-Regulated Consumer Product | 02/10/2017 |  | 12/18/2018
Westinghouse Lighting | Westinghouse Lighting Corp. | 78127 | True |  | 5 | Exception 1 | 3642 | 32 | 114 | 5338 | 53 | 101 | 5973 | 62 | 96 | [5 empty] | None |  | Federally-Regulated Consumer Product | 02/14/2017 |  | 12/18/2018
Westinghouse Lighting | Westinghouse Lighting Corp. | 78409 | True |  | 5 | Exception 1 | 3642 | 32 | 114 | 5338 | 53 | 101 | 5973 | 62 | 96 | [5 empty] | None |  | Federally-Regulated Consumer Product | 02/14/2017 |  | 12/18/2018
Westinghouse Lighting | Westinghouse Lighting Corp. | 78614 | True |  | 5 | Exception 1 | 3642 | 32 | 114 | 5338 | 53 | 101 | 5973 | 62 | 96 | [5 empty] | None |  | Federally-Regulated Consumer Product | 02/14/2017 |  | 12/18/2018
Westinghouse Lighting | Westinghouse Lighting Corp. | 78677 | True |  | 3 | Yes | 1280 | 10 | 128 | 2643 | 29 | 91 | 4309 | 66 | 65 | [5 empty] | Incandescent |  | Federally-Regulated Consumer Product | 02/10/2017 |  | 12/18/2018
Westinghouse Lighting | Westinghouse Lighting Corp. | 78799 | True |  | 3 | Yes | 1280 | 10 | 128 | 2643 | 29 | 91 | 4309 | 66 | 65 | [5 empty] | Incandescent |  | Federally-Regulated Consumer Product | 02/10/2017 |  | 12/18/2018
Westinghouse Lighting | Westinghouse Lighting Corp. | 7247300 | True |  | 3 | Yes | 1532 | 14 | 109 | 2285 | 30 | 76 | 3577 | 61 | 59 | [5 empty] | Incandescent |  | Federally-Regulated Consumer Product | 02/10/2017 |  | 12/18/2018
The Modern Fan Company Inc. | The Modern Fan Co | ALT-**-42-**-NL-*** | True |  | 3 | Yes | 1877 | 11 | 171 | 3448 | 29 | 119 | 4449 | 59 | 75 | [5 empty] | None |  | Federally-Regulated Consumer Product | 07/26/2016 |  | 12/21/2018
The Modern Fan Company Inc. | The Modern Fan Co | ALT-**-52-**-NL-*** | True |  | 3 | Yes | 2101 | 11 | 191 | 3984 | 29 | 137 | 5918 | 67 | 88 | [5 empty] | None |  | Federally-Regulated Consumer Product | 07/26/2016 |  | 12/21/2018
The Modern Fan Company Inc. | The Modern Fan Co | BAL-**-42-**-NL-*** | True |  | 3 | Yes | 1850 | 11 | 168 | 3352 | 29 | 116 | 4600 | 61 | 75 | [5 empty] | None |  | Federally-Regulated Consumer Product | 07/26/2016 |  | 12/21/2018
The Modern Fan Company Inc. | The Modern Fan Co | BAL-**-52-**-NL-*** | True |  | 3 | Yes | 2058 | 11 | 187 | 3783 | 29 | 130 | 5953 | 68 | 88 | [5 empty] | None |  | Federally-Regulated Consumer Product | 07/26/2016 |  | 12/21/2018
The Modern Fan Company Inc. | The Modern Fan Co | FLO-**-52-**-NL-*** | True |  | 3 | Yes | 2053 | 11 | 187 | 3923 | 30 | 131 | 6346 | 71 | 89 | [5 empty] | None |  | Federally-Regulated Consumer Product | 07/26/2016 |  | 12/21/2018
The Modern Fan Company Inc. | The Modern Fan Co | FLU-**-52-**-NL-*** | True |  | 3 | Yes | 2078 | 10 | 208 | 3630 | 28 | 130 | 5401 | 64 | 84 | [5 empty] | None |  | Federally-Regulated Consumer Product | 07/26/2016 |  | 12/21/2018
The Modern Fan Company Inc. | The Modern Fan Co | GUS-**-56-**-NL-*** | True |  | 3 | Yes | 2094 | 11 | 190 | 3977 | 28 | 142 | 6108 | 69 | 89 | [5 empty] | None |  | Federally-Regulated Consumer Product | 07/26/2016 |  | 12/21/2018
The Modern Fan Company Inc. | The Modern Fan Co | PLU-**-52-**-NL-*** | True |  | 3 | Yes | 2004 | 11 | 182 | 3632 | 29 | 125 | 5566 | 67 | 83 | [5 empty] | None |  | Federally-Regulated Consumer Product | 07/26/2016 |  | 12/21/2018
The Modern Fan Company Inc. | The Modern Fan Co | SOL-**-52-**-NL-*** | True |  | 3 | Yes | 2041 | 11 | 186 | 3631 | 29 | 125 | 5823 | 68 | 86 | [5 empty] | None |  | Federally-Regulated Consumer Product | 07/26/2016 |  | 12/21/2018
The Modern Fan Company Inc. | The Modern Fan Co | TOR-**-52-**-NL-*** | True |  | 3 | Yes | 2040 | 11 | 185 | 3793 | 29 | 131 | 6308 | 73 | 86 | [5 empty] | None |  | Federally-Regulated Consumer Product | 07/26/2016 |  | 12/21/2018
The Modern Fan Company Inc. | The Modern Fan Co | TOR-**-62-**-NL-*** | True |  | 3 | Yes | 2270 | 11 | 206 | 4125 | 29 | 142 | 6622 | 74 | 89 | [5 empty] | None |  | Federally-Regulated Consumer Product | 07/26/2016 |  | 12/21/2018
The Modern Fan Company Inc. | The Modern Fan Co | CIR-**-36-**-NL-*** | True |  | 3 | Yes | 1472 | 10 | 147 | 2781 | 31 | 90 | 3376 | 81 | 42 | [5 empty] | None |  | Federally-Regulated Consumer Product | 07/26/2016 |  | 12/21/2018
The Modern Fan Company Inc. | RH | 68080110-**** | True |  | 3 | Yes | 1549 | 10 | 155 | 3456 | 30 | 115 | 6117 | 89 | 69 | [5 empty] | Incandescent |  | Federally-Regulated Consumer Product | 07/26/2016 |  | 12/21/2018
The Modern Fan Company Inc. | RH | 68080192-**** | True |  | 3 | Yes | 2058 | 11 | 187 | 3783 | 29 | 130 | 5953 | 68 | 88 | [5 empty] | Incandescent |  | Federally-Regulated Consumer Product | 07/26/2016 |  | 12/21/2018
The Modern Fan Company Inc. | RH | 68080193-**** | True |  | 3 | Yes | 1881 | 11 | 171 | 3320 | 27 | 123 | 4704 | 60 | 78 | [5 empty] | Incandescent |  | Federally-Regulated Consumer Product | 07/26/2016 |  | 12/21/2018
The Modern Fan Company Inc. | The Modern Fan Co | ALT-**-42-**-250-*** | True |  | 3 | Yes | 1877 | 11 | 171 | 3448 | 29 | 119 | 4449 | 59 | 75 | [5 empty] | Incandescent |  | Federally-Regulated Consumer Product | 07/26/2016 |  | 12/21/2018
The Modern Fan Company Inc. | The Modern Fan Co | ALT-**-42-**-251-*** | True |  | 3 | Yes | 1877 | 11 | 171 | 3448 | 29 | 119 | 4449 | 59 | 75 | [5 empty] | Compact Flourescent |  | Federally-Regulated Consumer Product | 07/26/2016 |  | 12/21/2018
The Modern Fan Company Inc. | The Modern Fan Co | ALT-**-42-**-252-*** | True |  | 3 | Yes | 1877 | 11 | 171 | 3448 | 29 | 119 | 4449 | 59 | 75 | [5 empty] | Incandescent |  | Federally-Regulated Consumer Product | 07/26/2016 |  | 12/21/2018
The Modern Fan Company Inc. | The Modern Fan Co | ALT-**-42-**-253-*** | True |  | 3 | Yes | 1877 | 11 | 171 | 3448 | 29 | 119 | 4449 | 59 | 75 | [5 empty] | Compact Flourescent |  | Federally-Regulated Consumer Product | 07/26/2016 |  | 12/21/2018
The Modern Fan Company Inc. | The Modern Fan Co | ALT-**-42-**-270-*** | True |  | 3 | Yes | 1877 | 11 | 171 | 3448 | 29 | 119 | 4449 | 59 | 75 | [5 empty] | Incandescent |  | Federally-Regulated Consumer Product | 07/26/2016 |  | 12/21/2018
The Modern Fan Company Inc. | The Modern Fan Co | ALT-**-52-**-250-*** | True |  | 3 | Yes | 2101 | 11 | 191 | 3984 | 29 | 137 | 5918 | 67 | 88 | [5 empty] | Incandescent |  | Federally-Regulated Consumer Product | 07/26/2016 |  | 12/21/2018
The Modern Fan Company Inc. | The Modern Fan Co | ALT-**-52-**-251-*** | True |  | 3 | Yes | 2101 | 11 | 191 | 3984 | 29 | 137 | 5918 | 67 | 88 | [5 empty] | Compact Flourescent |  | Federally-Regulated Consumer Product | 07/26/2016 |  | 12/21/2018
The Modern Fan Company Inc. | The Modern Fan Co | ALT-**-52-**-252-*** | True |  | 3 | Yes | 2101 | 11 | 191 | 3984 | 29 | 137 | 5918 | 67 | 88 | [5 empty] | Incandescent |  | Federally-Regulated Consumer Product | 07/26/2016 |  | 12/21/2018
The Modern Fan Company Inc. | The Modern Fan Co | ALT-**-52-**-253-*** | True |  | 3 | Yes | 2101 | 11 | 191 | 3984 | 29 | 137 | 5918 | 67 | 88 | [5 empty] | Compact Flourescent |  | Federally-Regulated Consumer Product | 07/26/2016 |  | 12/21/2018
The Modern Fan Company Inc. | The Modern Fan Co | ALT-**-52-**-270-*** | True |  | 3 | Yes | 2101 | 11 | 191 | 3984 | 29 | 137 | 5918 | 67 | 88 | [5 empty] | Incandescent |  | Federally-Regulated Consumer Product | 07/26/2016 |  | 12/21/2018
The Modern Fan Company Inc. | The Period Arts Fan Co | ARC-**-42-**-ES-*** | True |  | 3 | Yes | 1838 | 10 | 184 | 3436 | 29 | 118 | 4965 | 66 | 75 | [5 empty] | Compact Flourescent |  | Federally-Regulated Consumer Product | 07/26/2016 |  | 12/21/2018
The Modern Fan Company Inc. | The Period Arts Fan Co | ARC-**-42-**-IN-*** | True |  | 3 | Yes | 1838 | 10 | 184 | 3436 | 29 | 118 | 4965 | 66 | 75 | [5 empty] | Incandescent |  | Federally-Regulated Consumer Product | 07/26/2016 |  | 12/21/2018
The Modern Fan Company Inc. | The Period Arts Fan Co | ATS-**-42-**-250-*** | True |  | 3 | Yes | 1877 | 11 | 171 | 3448 | 29 | 119 | 4449 | 59 | 75 | [5 empty] | Incandescent |  | Federally-Regulated Consumer Product | 07/26/2016 |  | 12/21/2018
The Modern Fan Company Inc. | The Period Arts Fan Co | ATS-**-42-**-251-*** | True |  | 3 | Yes | 1877 | 11 | 171 | 3448 | 29 | 119 | 4449 | 59 | 75 | [5 empty] | Compact Flourescent |  | Federally-Regulated Consumer Product | 07/26/2016 |  | 12/21/2018
The Modern Fan Company Inc. | The Period Arts Fan Co | ATS-**-42-**-270-*** | True |  | 3 | Yes | 1877 | 11 | 171 | 3448 | 29 | 119 | 4449 | 59 | 75 | [5 empty] | Incandescent |  | Federally-Regulated Consumer Product | 07/26/2016 |  | 12/21/2018
The Modern Fan Company Inc. | The Period Arts Fan Co | ATS-**-42-**-NL-*** | True |  | 3 | Yes | 1877 | 11 | 171 | 3448 | 29 | 119 | 4449 | 59 | 75 | [5 empty] | None |  | Federally-Regulated Consumer Product | 07/26/2016 |  | 12/21/2018
The Modern Fan Company Inc. | The Period Arts Fan Co | ATS-**-52-**-250-*** | True |  | 3 | Yes | 2101 | 11 | 191 | 3984 | 29 | 137 | 5918 | 67 | 88 | [5 empty] | Incandescent |  | Federally-Regulated Consumer Product | 07/26/2016 |  | 12/21/2018
The Modern Fan Company Inc. | The Period Arts Fan Co | ATS-**-52-**-251-*** | True |  | 3 | Yes | 2101 | 11 | 191 | 3984 | 29 | 137 | 5918 | 67 | 88 | [5 empty] | Compact Flourescent |  | Federally-Regulated Consumer Product | 07/26/2016 |  | 12/21/2018
The Modern Fan Company Inc. | The Period Arts Fan Co | ATS-**-52-**-270-*** | True |  | 3 | Yes | 2101 | 11 | 191 | 3984 | 29 | 137 | 5918 | 67 | 88 | [5 empty] | Incandescent |  | Federally-Regulated Consumer Product | 07/26/2016 |  | 12/21/2018
The Modern Fan Company Inc. | The Period Arts Fan Co | ATS-**-52-**-NL-*** | True |  | 3 | Yes | 2101 | 11 | 191 | 3984 | 29 | 137 | 5918 | 67 | 88 | [5 empty] | None |  | Federally-Regulated Consumer Product | 07/26/2016 |  | 12/21/2018
The Modern Fan Company Inc. | The Modern Fan Co | AUR-**-52-**-*** | True |  | 3 | Yes | 1973 | 10 | 197 | 3691 | 29 | 127 | 5837 | 71 | 82 | [5 empty] | Other |  | Federally-Regulated Consumer Product | 07/26/2016 |  | 12/21/2018
The Modern Fan Company Inc. | The Modern Fan Co | BAL-**-42-**-650-*** | True |  | 3 | Yes | 1850 | 11 | 168 | 3352 | 29 | 116 | 4600 | 61 | 75 | [5 empty] | Incandescent |  | Federally-Regulated Consumer Product | 07/26/2016 |  | 12/21/2018
The Modern Fan Company Inc. | The Modern Fan Co | BAL-**-42-**-651-*** | True |  | 3 | Yes | 1850 | 11 | 168 | 3352 | 29 | 116 | 4600 | 61 | 75 | [5 empty] | Compact Flourescent |  | Federally-Regulated Consumer Product | 07/26/2016 |  | 12/21/2018
The Modern Fan Company Inc. | The Modern Fan Co | BAL-**-52-**-650-*** | True |  | 3 | Yes | 2058 | 11 | 187 | 3783 | 29 | 130 | 5953 | 68 | 88 | [5 empty] | Incandescent |  | Federally-Regulated Consumer Product | 07/26/2016 |  | 12/21/2018
The Modern Fan Company Inc. | The Modern Fan Co | BAL-**-52-**-651-*** | True |  | 3 | Yes | 2058 | 11 | 187 | 3783 | 29 | 130 | 5953 | 68 | 88 | [5 empty] | Compact Flourescent |  | Federally-Regulated Consumer Product | 07/26/2016 |  | 12/21/2018
The Modern Fan Company Inc. | The Period Arts Fan Co | BDG-**-42-**-450-*** | True |  | 3 | Yes | 1749 | 11 | 159 | 3067 | 27 | 114 | 4501 | 57 | 79 | [5 empty] | Incandescent |  | Federally-Regulated Consumer Product | 07/26/2016 |  | 12/21/2018
The Modern Fan Company Inc. | The Period Arts Fan Co | BDG-**-42-**-451-*** | True |  | 3 | Yes | 1749 | 11 | 159 | 3067 | 27 | 114 | 4501 | 57 | 79 | [5 empty] | Compact Flourescent |  | Federally-Regulated Consumer Product | 07/26/2016 |  | 12/21/2018
The Modern Fan Company Inc. | The Period Arts Fan Co | BDG-**-42-**-NL-*** | True |  | 3 | Yes | 1749 | 11 | 159 | 3067 | 27 | 114 | 4501 | 57 | 79 | [5 empty] | None |  | Federally-Regulated Consumer Product | 07/26/2016 |  | 12/21/2018
The Modern Fan Company Inc. | The Period Arts Fan Co | BDG-**-52-**-450-*** | True |  | 3 | Yes | 1895 | 11 | 172 | 3370 | 27 | 125 | 5142 | 61 | 84 | [5 empty] | Incandescent |  | Federally-Regulated Consumer Product | 07/26/2016 |  | 12/21/2018
The Modern Fan Company Inc. | The Period Arts Fan Co | BDG-**-52-**-451-*** | True |  | 3 | Yes | 1895 | 11 | 172 | 3370 | 27 | 125 | 5142 | 61 | 84 | [5 empty] | Compact Flourescent |  | Federally-Regulated Consumer Product | 07/26/2016 |  | 12/21/2018
The Modern Fan Company Inc. | The Period Arts Fan Co | BDG-**-52-**-NL-*** | True |  | 3 | Yes | 1895 | 11 | 172 | 3370 | 27 | 125 | 5142 | 61 | 84 | [5 empty] | None |  | Federally-Regulated Consumer Product | 07/26/2016 |  | 12/21/2018
The Modern Fan Company Inc. | The Modern Fan Co | CIR-**-36-**-350-*** | True |  | 3 | Yes | 1472 | 10 | 147 | 2781 | 31 | 90 | 3376 | 81 | 42 | [5 empty] | Incandescent |  | Federally-Regulated Consumer Product | 07/26/2016 |  | 12/21/2018
The Modern Fan Company Inc. | The Modern Fan Co | CIR-**-36-**-352-*** | True |  | 3 | Yes | 1472 | 10 | 147 | 2781 | 31 | 90 | 3376 | 81 | 42 | [5 empty] | Incandescent |  | Federally-Regulated Consumer Product | 07/26/2016 |  | 12/21/2018
The Modern Fan Company Inc. | The Modern Fan Co | CIR-**-36-**-353-*** | True |  | 3 | Yes | 1472 | 10 | 147 | 2781 | 31 | 90 | 3376 | 81 | 42 | [5 empty] | Compact Flourescent |  | Federally-Regulated Consumer Product | 07/26/2016 |  | 12/21/2018
The Modern Fan Company Inc. | The Modern Fan Co | CIR-**-42-**-350-*** | True |  | 3 | Yes | 1585 | 10 | 159 | 3230 | 31 | 104 | 4941 | 84 | 59 | [5 empty] | Incandescent |  | Federally-Regulated Consumer Product | 07/26/2016 |  | 12/21/2018
The Modern Fan Company Inc. | The Modern Fan Co | CIR-**-42-**-352-*** | True |  | 3 | Yes | 1585 | 10 | 159 | 3230 | 31 | 104 | 4941 | 84 | 59 | [5 empty] | Incandescent |  | Federally-Regulated Consumer Product | 07/26/2016 |  | 12/21/2018
The Modern Fan Company Inc. | The Modern Fan Co | CIR-**-42-**-353-*** | True |  | 3 | Yes | 1585 | 10 | 159 | 3230 | 31 | 104 | 4941 | 84 | 59 | [5 empty] | Compact Flourescent |  | Federally-Regulated Consumer Product | 07/26/2016 |  | 12/21/2018
The Modern Fan Company Inc. | The Modern Fan Co | CIR-**-42-**-NL-*** | True |  | 3 | Yes | 1585 | 10 | 159 | 3230 | 31 | 104 | 4941 | 84 | 59 | [5 empty] | None |  | Federally-Regulated Consumer Product | 07/26/2016 |  | 12/21/2018
The Modern Fan Company Inc. | The Modern Fan Co | CIR-**-52-**-350-*** | True |  | 3 | Yes | 1621 | 10 | 162 | 3442 | 31 | 111 | 5667 | 86 | 66 | [5 empty] | Incandescent |  | Federally-Regulated Consumer Product | 07/26/2016 |  | 12/21/2018
The Modern Fan Company Inc. | The Modern Fan Co | CIR-**-52-**-352-*** | True |  | 3 | Yes | 1621 | 10 | 162 | 3442 | 31 | 111 | 5667 | 86 | 66 | [5 empty] | Incandescent |  | Federally-Regulated Consumer Product | 07/26/2016 |  | 12/21/2018
The Modern Fan Company Inc. | The Modern Fan Co | CIR-**-52-**-353-*** | True |  | 3 | Yes | 1621 | 10 | 162 | 3442 | 31 | 111 | 5667 | 86 | 66 | [5 empty] | Compact Flourescent |  | Federally-Regulated Consumer Product | 07/26/2016 |  | 12/21/2018
The Modern Fan Company Inc. | The Modern Fan Co | CIR-**-52-**-NL-*** | True |  | 3 | Yes | 1621 | 10 | 162 | 3442 | 31 | 111 | 5667 | 86 | 66 | [5 empty] | None |  | Federally-Regulated Consumer Product | 07/26/2016 |  | 12/21/2018
The Modern Fan Company Inc. | The Modern Fan Co | CLD-**-42-**-ES-*** | True |  | 3 | Yes | 1942 | 11 | 177 | 3400 | 29 | 117 | 4570 | 61 | 75 | [5 empty] | Compact Flourescent |  | Federally-Regulated Consumer Product | 07/26/2016 |  | 12/21/2018
The Modern Fan Company Inc. | The Modern Fan Co | CLD-**-42-**-IN-*** | True |  | 3 | Yes | 1942 | 11 | 177 | 3400 | 29 | 117 | 4570 | 61 | 75 | [5 empty] | Incandescent |  | Federally-Regulated Consumer Product | 07/26/2016 |  | 12/21/2018
The Modern Fan Company Inc. | The Modern Fan Co | CLD-**-52-**-ES-*** | True |  | 3 | Yes | 2130 | 11 | 194 | 3883 | 30 | 129 | 5740 | 68 | 84 | [5 empty] | Compact Flourescent |  | Federally-Regulated Consumer Product | 07/26/2016 |  | 12/21/2018
The Modern Fan Company Inc. | The Modern Fan Co | CLD-**-52-**-IN-*** | True |  | 3 | Yes | 2130 | 11 | 194 | 3883 | 30 | 129 | 5740 | 68 | 84 | [5 empty] | Incandescent |  | Federally-Regulated Consumer Product | 07/26/2016 |  | 12/21/2018
The Modern Fan Company Inc. | The Modern Fan Co | DCS-**-42-**-ES-*** | True |  | 3 | Yes | 1756 | 3 | 585 | 3137 | 8 | 392 | 5041 | 25 | 202 | [5 empty] | Compact Flourescent |  | Federally-Regulated Consumer Product | 07/26/2016 |  | 12/21/2018
The Modern Fan Company Inc. | The Modern Fan Co | DCS-**-52-**-ES-*** | True |  | 3 | Yes | 2296 | 3 | 765 | 4075 | 8 | 509 | 6246 | 25 | 250 | [5 empty] | Compact Flourescent |  | Federally-Regulated Consumer Product | 07/26/2016 |  | 12/21/2018
The Modern Fan Company Inc. | The Period Arts Fan Co | EPS-**-42-**-650-*** | True |  | 3 | Yes | 1850 | 11 | 168 | 3352 | 29 | 116 | 4600 | 61 | 75 | [5 empty] | Incandescent |  | Federally-Regulated Consumer Product | 07/26/2016 |  | 12/21/2018
The Modern Fan Company Inc. | The Period Arts Fan Co | EPS-**-42-**-651-*** | True |  | 3 | Yes | 1850 | 11 | 168 | 3352 | 29 | 116 | 4600 | 61 | 75 | [5 empty] | Compact Flourescent |  | Federally-Regulated Consumer Product | 07/26/2016 |  | 12/21/2018
The Modern Fan Company Inc. | The Period Arts Fan Co | EPS-**-42-**-NL-*** | True |  | 3 | Yes | 1850 | 11 | 168 | 3352 | 29 | 116 | 4600 | 61 | 75 | [5 empty] | None |  | Federally-Regulated Consumer Product | 07/26/2016 |  | 12/21/2018
The Modern Fan Company Inc. | The Period Arts Fan Co | EPS-**-52-**-650-*** | True |  | 3 | Yes | 2058 | 11 | 187 | 3783 | 29 | 130 | 5953 | 68 | 88 | [5 empty] | Incandescent |  | Federally-Regulated Consumer Product | 07/26/2016 |  | 12/21/2018
The Modern Fan Company Inc. | The Period Arts Fan Co | EPS-**-52-**-651-*** | True |  | 3 | Yes | 2058 | 11 | 187 | 3783 | 29 | 130 | 5953 | 68 | 88 | [5 empty] | Compact Flourescent |  | Federally-Regulated Consumer Product | 07/26/2016 |  | 12/21/2018
The Modern Fan Company Inc. | The Period Arts Fan Co | EPS-**-52-**-NL-*** | True |  | 3 | Yes | 2058 | 11 | 187 | 3783 | 29 | 130 | 5953 | 68 | 88 | [5 empty] | None |  | Federally-Regulated Consumer Product | 07/26/2016 |  | 12/21/2018
The Modern Fan Company Inc. | The Modern Fan Co | FLO-**-52-**-370-*** | True |  | 3 | Yes | 2053 | 11 | 187 | 3923 | 30 | 131 | 6346 | 71 | 89 | [5 empty] | Incandescent |  | Federally-Regulated Consumer Product | 07/26/2016 |  | 12/21/2018
The Modern Fan Company Inc. | The Modern Fan Co | FLO-**-52-**-371-*** | True |  | 3 | Yes | 2053 | 11 | 187 | 3923 | 30 | 131 | 6346 | 71 | 89 | [5 empty] | Compact Flourescent |  | Federally-Regulated Consumer Product | 07/26/2016 |  | 12/21/2018
The Modern Fan Company Inc. | The Period Arts Fan Co | FLT-**-42-**-750-*** | True |  | 3 | Yes | 1881 | 11 | 171 | 3320 | 27 | 123 | 4704 | 60 | 78 | [5 empty] | Incandescent |  | Federally-Regulated Consumer Product | 07/26/2016 |  | 12/21/2018
The Modern Fan Company Inc. | The Period Arts Fan Co | FLT-**-42-**-751-*** | True |  | 3 | Yes | 1881 | 11 | 171 | 3320 | 27 | 123 | 4704 | 60 | 78 | [5 empty] | Compact Flourescent |  | Federally-Regulated Consumer Product | 07/26/2016 |  | 12/21/2018
The Modern Fan Company Inc. | The Period Arts Fan Co | FLT-**-42-**-NL-*** | True |  | 3 | Yes | 1881 | 11 | 171 | 3320 | 27 | 123 | 4704 | 60 | 78 | [5 empty] | None |  | Federally-Regulated Consumer Product | 07/26/2016 |  | 12/21/2018
The Modern Fan Company Inc. | The Period Arts Fan Co | FLT-**-52-**-750-*** | True |  | 3 | Yes | 2078 | 10 | 208 | 3630 | 28 | 130 | 5401 | 64 | 84 | [5 empty] | Incandescent |  | Federally-Regulated Consumer Product | 07/26/2016 |  | 12/21/2018
The Modern Fan Company Inc. | The Period Arts Fan Co | FLT-**-52-**-751-*** | True |  | 3 | Yes | 2078 | 10 | 208 | 3630 | 28 | 130 | 5401 | 64 | 84 | [5 empty] | Compact Flourescent |  | Federally-Regulated Consumer Product | 07/26/2016 |  | 12/21/2018
The Modern Fan Company Inc. | The Period Arts Fan Co | FLT-**-52-**-NL-*** | True |  | 3 | Yes | 2078 | 10 | 208 | 3630 | 28 | 130 | 5401 | 64 | 84 | [5 empty] | None |  | Federally-Regulated Consumer Product | 07/26/2016 |  | 12/21/2018
The Modern Fan Company Inc. | The Modern Fan Co | FLU-**-42-**-750-*** | True |  | 3 | Yes | 1881 | 11 | 171 | 3320 | 27 | 123 | 4704 | 60 | 78 | [5 empty] | Incandescent |  | Federally-Regulated Consumer Product | 07/26/2016 |  | 12/21/2018
The Modern Fan Company Inc. | The Modern Fan Co | FLU-**-42-**-751-*** | True |  | 3 | Yes | 1881 | 11 | 171 | 3320 | 27 | 123 | 4704 | 60 | 78 | [5 empty] | Compact Flourescent |  | Federally-Regulated Consumer Product | 07/26/2016 |  | 12/21/2018
The Modern Fan Company Inc. | The Modern Fan Co | FLU-**-42-**-NL-*** | True |  | 3 | Yes | 1881 | 11 | 171 | 3320 | 27 | 123 | 4704 | 60 | 78 | [5 empty] | None |  | Federally-Regulated Consumer Product | 07/26/2016 |  | 12/21/2018
The Modern Fan Company Inc. | The Modern Fan Co | FLU-**-52-**-750-*** | True |  | 3 | Yes | 2078 | 10 | 208 | 3630 | 28 | 130 | 5401 | 64 | 84 | [5 empty] | Incandescent |  | Federally-Regulated Consumer Product | 07/26/2016 |  | 12/21/2018
The Modern Fan Company Inc. | The Modern Fan Co | FLU-**-52-**-751-*** | True |  | 3 | Yes | 2078 | 10 | 208 | 3630 | 28 | 130 | 5401 | 64 | 84 | [5 empty] | Compact Flourescent |  | Federally-Regulated Consumer Product | 07/26/2016 |  | 12/21/2018
The Modern Fan Company Inc. | The Modern Fan Co | GUS-**-46-**-170-*** | True |  | 3 | Yes | 1729 | 11 | 157 | 3175 | 29 | 109 | 5075 | 67 | 76 | [5 empty] | Incandescent |  | Federally-Regulated Consumer Product | 07/26/2016 |  | 12/21/2018
The Modern Fan Company Inc. | The Modern Fan Co | GUS-**-46-**-171-*** | True |  | 3 | Yes | 1729 | 11 | 157 | 3175 | 29 | 109 | 5075 | 67 | 76 | [5 empty] | Compact Flourescent |  | Federally-Regulated Consumer Product | 07/26/2016 |  | 12/21/2018
The Modern Fan Company Inc. | The Modern Fan Co | GUS-**-46-**-NL-*** | True |  | 3 | Yes | 1729 | 11 | 157 | 3175 | 29 | 109 | 5075 | 67 | 76 | [5 empty] | None |  | Federally-Regulated Consumer Product | 07/26/2016 |  | 12/21/2018
The Modern Fan Company Inc. | The Modern Fan Co | GUS-**-56-**-170-*** | True |  | 3 | Yes | 2094 | 11 | 190 | 3977 | 28 | 142 | 6108 | 69 | 89 | [5 empty] | Incandescent |  | Federally-Regulated Consumer Product | 07/26/2016 |  | 12/21/2018
The Modern Fan Company Inc. | The Modern Fan Co | GUS-**-56-**-171-*** | True |  | 3 | Yes | 2094 | 11 | 190 | 3977 | 28 | 142 | 6108 | 69 | 89 | [5 empty] | Compact Flourescent |  | Federally-Regulated Consumer Product | 07/26/2016 |  | 12/21/2018
The Modern Fan Company Inc. | The Modern Fan Co | HAL-**-42-**-ES-*** | True |  | 3 | Yes | 1795 | 11 | 163 | 3263 | 29 | 113 | 4640 | 64 | 73 | [5 empty] | Incandescent |  | Federally-Regulated Consumer Product | 07/26/2016 |  | 12/21/2018
The Modern Fan Company Inc. | The Modern Fan Co | HAL-**-42-**-IN-*** | True |  | 3 | Yes | 1795 | 11 | 163 | 3263 | 29 | 113 | 4640 | 64 | 73 | [5 empty] | Incandescent |  | Federally-Regulated Consumer Product | 07/26/2016 |  | 12/21/2018
The Modern Fan Company Inc. | The Modern Fan Co | HAL-**-52-**-ES-*** | True |  | 3 | Yes | 1975 | 11 | 180 | 3866 | 30 | 129 | 5813 | 69 | 84 | [5 empty] | Compact Flourescent |  | Federally-Regulated Consumer Product | 07/26/2016 |  | 12/21/2018
The Modern Fan Company Inc. | The Modern Fan Co | HAL-**-52-**-IN-*** | True |  | 3 | Yes | 1975 | 11 | 180 | 3866 | 30 | 129 | 5813 | 69 | 84 | [5 empty] | Compact Flourescent |  | Federally-Regulated Consumer Product | 07/26/2016 |  | 12/21/2018
The Modern Fan Company Inc. | The Period Arts Fan Co | IDY-**-52-**-950-*** | True |  | 3 | Yes | 1549 | 10 | 155 | 3456 | 30 | 115 | 6117 | 89 | 69 | [5 empty] | Incandescent |  | Federally-Regulated Consumer Product | 07/26/2016 |  | 12/21/2018
The Modern Fan Company Inc. | The Period Arts Fan Co | IDY-**-52-**-951-*** | True |  | 3 | Yes | 1549 | 10 | 155 | 3456 | 30 | 115 | 6117 | 89 | 69 | [5 empty] | Compact Flourescent |  | Federally-Regulated Consumer Product | 07/26/2016 |  | 12/21/2018
The Modern Fan Company Inc. | The Period Arts Fan Co | IDY-**-52-**-952-*** | True |  | 3 | Yes | 1549 | 10 | 155 | 3456 | 30 | 115 | 6117 | 89 | 69 | [5 empty] | Incandescent |  | Federally-Regulated Consumer Product | 07/26/2016 |  | 12/21/2018
The Modern Fan Company Inc. | The Period Arts Fan Co | IDY-**-52-**-953-*** | True |  | 3 | Yes | 1549 | 10 | 155 | 3456 | 30 | 115 | 6117 | 89 | 69 | [5 empty] | Compact Flourescent |  | Federally-Regulated Consumer Product | 07/26/2016 |  | 12/21/2018
The Modern Fan Company Inc. | The Period Arts Fan Co | IDY-**-52-**-NL-*** | True |  | 3 | Yes | 1549 | 10 | 155 | 3456 | 30 | 115 | 6117 | 89 | 69 | [5 empty] | None |  | Federally-Regulated Consumer Product | 07/26/2016 |  | 12/21/2018
The Modern Fan Company Inc. | The Modern Fan Co | IND-**-52-**-950-*** | True |  | 3 | Yes | 1549 | 10 | 155 | 3456 | 30 | 115 | 6117 | 89 | 69 | [5 empty] | Incandescent |  | Federally-Regulated Consumer Product | 07/26/2016 |  | 12/21/2018
The Modern Fan Company Inc. | The Modern Fan Co | IND-**-52-**-951-*** | True |  | 3 | Yes | 1549 | 10 | 155 | 3456 | 30 | 115 | 6117 | 89 | 69 | [5 empty] | Compact Flourescent |  | Federally-Regulated Consumer Product | 07/26/2016 |  | 12/21/2018
The Modern Fan Company Inc. | The Modern Fan Co | IND-**-52-**-952-*** | True |  | 3 | Yes | 1549 | 10 | 155 | 3456 | 30 | 115 | 6117 | 89 | 69 | [5 empty] | Incandescent |  | Federally-Regulated Consumer Product | 07/26/2016 |  | 12/21/2018
The Modern Fan Company Inc. | The Modern Fan Co | IND-**-52-**-953-*** | True |  | 3 | Yes | 1549 | 10 | 155 | 3456 | 30 | 115 | 6117 | 89 | 69 | [5 empty] | Compact Flourescent |  | Federally-Regulated Consumer Product | 07/26/2016 |  | 12/21/2018
The Modern Fan Company Inc. | The Modern Fan Co | IND-**-52-**-NL-*** | True |  | 3 | Yes | 1549 | 10 | 155 | 3456 | 30 | 115 | 6117 | 89 | 69 | [5 empty] | None |  | Federally-Regulated Consumer Product | 07/26/2016 |  | 12/21/2018
The Modern Fan Company Inc. | The Modern Fan Co | LAP-**-42-**-550-*** | True |  | 3 | Yes | 1749 | 11 | 159 | 3067 | 27 | 114 | 4501 | 57 | 79 | [5 empty] | Incandescent |  | Federally-Regulated Consumer Product | 07/26/2016 |  | 12/21/2018
The Modern Fan Company Inc. | The Modern Fan Co | LAP-**-42-**-551-*** | True |  | 3 | Yes | 1749 | 11 | 159 | 3067 | 27 | 114 | 4501 | 57 | 79 | [5 empty] | Compact Flourescent |  | Federally-Regulated Consumer Product | 07/26/2016 |  | 12/21/2018
The Modern Fan Company Inc. | The Modern Fan Co | LAP-**-42-**-NL-*** | True |  | 3 | Yes | 1749 | 11 | 159 | 3067 | 27 | 114 | 4501 | 57 | 79 | [5 empty] | None |  | Federally-Regulated Consumer Product | 07/26/2016 |  | 12/21/2018
The Modern Fan Company Inc. | The Modern Fan Co | LAP-**-52-**-550-*** | True |  | 3 | Yes | 1895 | 11 | 172 | 3370 | 27 | 125 | 5142 | 61 | 84 | [5 empty] | Incandescent |  | Federally-Regulated Consumer Product | 07/26/2016 |  | 12/21/2018
The Modern Fan Company Inc. | The Modern Fan Co | LAP-**-52-**-551-*** | True |  | 3 | Yes | 1895 | 11 | 172 | 3370 | 27 | 125 | 5142 | 61 | 84 | [5 empty] | Compact Flourescent |  | Federally-Regulated Consumer Product | 07/26/2016 |  | 12/21/2018
The Modern Fan Company Inc. | The Modern Fan Co | LAP-**-52-**-NL-*** | True |  | 3 | Yes | 1895 | 11 | 172 | 3370 | 27 | 125 | 5142 | 61 | 84 | [5 empty] | None |  | Federally-Regulated Consumer Product | 07/26/2016 |  | 12/21/2018
The Modern Fan Company Inc. | The Period Arts Fan Co | LIB-**-42-**-ES-*** | True |  | 3 | Yes | 1814 | 11 | 165 | 3431 | 29 | 118 | 5046 | 64 | 79 | [5 empty] | Compact Flourescent |  | Federally-Regulated Consumer Product | 07/26/2016 |  | 12/21/2018
The Modern Fan Company Inc. | The Period Arts Fan Co | LIB-**-42-**-IN-*** | True |  | 3 | Yes | 1814 | 11 | 165 | 3431 | 29 | 118 | 5046 | 64 | 79 | [5 empty] | Incandescent |  | Federally-Regulated Consumer Product | 07/26/2016 |  | 12/21/2018
The Modern Fan Company Inc. | The Period Arts Fan Co | LIB-**-52-**-ES-*** | True |  | 3 | Yes | 1954 | 11 | 178 | 3753 | 30 | 125 | 6050 | 72 | 84 | [5 empty] | Compact Flourescent |  | Federally-Regulated Consumer Product | 07/26/2016 |  | 12/21/2018
The Modern Fan Company Inc. | The Period Arts Fan Co | LIB-**-52-**-IN-*** | True |  | 3 | Yes | 1954 | 11 | 178 | 3753 | 30 | 125 | 6050 | 72 | 84 | [5 empty] | Incandescent |  | Federally-Regulated Consumer Product | 07/26/2016 |  | 12/21/2018
The Modern Fan Company Inc. | The Period Arts Fan Co | LPA-**-42-**-450-*** | True |  | 3 | Yes | 1749 | 11 | 159 | 3067 | 27 | 114 | 4501 | 57 | 79 | [5 empty] | Incandescent |  | Federally-Regulated Consumer Product | 07/26/2016 |  | 12/21/2018
The Modern Fan Company Inc. | The Period Arts Fan Co | LPA-**-42-**-451-*** | True |  | 3 | Yes | 1749 | 11 | 159 | 3067 | 27 | 114 | 4501 | 57 | 79 | [5 empty] | Compact Flourescent |  | Federally-Regulated Consumer Product | 07/26/2016 |  | 12/21/2018
The Modern Fan Company Inc. | The Period Arts Fan Co | LPA-**-42-**-550-*** | True |  | 3 | Yes | 1749 | 11 | 159 | 3067 | 27 | 114 | 4501 | 57 | 79 | [5 empty] | Incandescent |  | Federally-Regulated Consumer Product | 07/26/2016 |  | 12/21/2018
The Modern Fan Company Inc. | The Period Arts Fan Co | LPA-**-42-**-551-*** | True |  | 3 | Yes | 1749 | 11 | 159 | 3067 | 27 | 114 | 4501 | 57 | 79 | [5 empty] | Compact Flourescent |  | Federally-Regulated Consumer Product | 07/26/2016 |  | 12/21/2018
The Modern Fan Company Inc. | The Period Arts Fan Co | LPA-**-42-**-NL-*** | True |  | 3 | Yes | 1749 | 11 | 159 | 3067 | 27 | 114 | 4501 | 57 | 79 | [5 empty] | None |  | Federally-Regulated Consumer Product | 07/26/2016 |  | 12/21/2018
The Modern Fan Company Inc. | The Period Arts Fan Co | LPA-**-52-**-450-*** | True |  | 3 | Yes | 1895 | 11 | 172 | 3370 | 27 | 125 | 5142 | 61 | 84 | [5 empty] | Incandescent |  | Federally-Regulated Consumer Product | 07/26/2016 |  | 12/21/2018
The Modern Fan Company Inc. | The Period Arts Fan Co | LPA-**-52-**-451-*** | True |  | 3 | Yes | 1895 | 11 | 172 | 3370 | 27 | 125 | 5142 | 61 | 84 | [5 empty] | Compact Flourescent |  | Federally-Regulated Consumer Product | 07/26/2016 |  | 12/21/2018
The Modern Fan Company Inc. | The Period Arts Fan Co | LPA-**-52-**-550-*** | True |  | 3 | Yes | 1895 | 11 | 172 | 3370 | 27 | 125 | 5142 | 61 | 84 | [5 empty] | Incandescent |  | Federally-Regulated Consumer Product | 07/26/2016 |  | 12/21/2018
The Modern Fan Company Inc. | The Period Arts Fan Co | LPA-**-52-**-551-*** | True |  | 3 | Yes | 1895 | 11 | 172 | 3370 | 27 | 125 | 5142 | 61 | 84 | [5 empty] | Compact Flourescent |  | Federally-Regulated Consumer Product | 07/26/2016 |  | 12/21/2018
The Modern Fan Company Inc. | The Period Arts Fan Co | LPA-**-52-**-NL-*** | True |  | 3 | Yes | 1895 | 11 | 172 | 3370 | 27 | 125 | 5142 | 61 | 84 | [5 empty] | None |  | Federally-Regulated Consumer Product | 07/26/2016 |  | 12/21/2018
The Modern Fan Company Inc. | The Modern Fan Co | LUM-**-42-**-ES-*** | True |  | 3 | Yes | 1961 | 11 | 178 | 3449 | 29 | 119 | 4584 | 60 | 76 | [5 empty] | Compact Flourescent |  | Federally-Regulated Consumer Product | 07/26/2016 |  | 12/21/2018
The Modern Fan Company Inc. | The Modern Fan Co | LUM-**-42-**-IN-*** | True |  | 3 | Yes | 1961 | 11 | 178 | 3449 | 29 | 119 | 4584 | 60 | 76 | [5 empty] | Incandescent |  | Federally-Regulated Consumer Product | 07/26/2016 |  | 12/21/2018
The Modern Fan Company Inc. | The Modern Fan Co | LUM-**-52-**-ES-*** | True |  | 3 | Yes | 2127 | 11 | 193 | 4066 | 137 | 30 | 5899 | 67 | 88 | [5 empty] | Compact Flourescent |  | Federally-Regulated Consumer Product | 07/26/2016 |  | 12/21/2018
The Modern Fan Company Inc. | The Modern Fan Co | LUM-**-52-**-IN-*** | True |  | 3 | Yes | 2127 | 11 | 193 | 4066 | 137 | 30 | 5899 | 67 | 88 | [5 empty] | Incandescent |  | Federally-Regulated Consumer Product | 07/26/2016 |  | 12/21/2018
The Modern Fan Company Inc. | The Period Arts Fan Co | PAR-**-42-**-ES-*** | True |  | 3 | Yes | 1838 | 11 | 167 | 3444 | 29 | 119 | 4995 | 64 | 78 | [5 empty] | Compact Flourescent |  | Federally-Regulated Consumer Product | 07/26/2016 |  | 12/21/2018
The Modern Fan Company Inc. | The Period Arts Fan Co | PAR-**-42-**-IN-*** | True |  | 3 | Yes | 1838 | 11 | 167 | 3444 | 29 | 119 | 4995 | 64 | 78 | [5 empty] | Incandescent |  | Federally-Regulated Consumer Product | 07/26/2016 |  | 12/21/2018
The Modern Fan Company Inc. | The Modern Fan Co | PEN-**-52-**-150-*** | True |  | 3 | Yes | 1777 | 10 | 178 | 3629 | 30 | 121 | 6655 | 89 | 75 | [5 empty] | Incandescent |  | Federally-Regulated Consumer Product | 07/26/2016 |  | 12/21/2018
The Modern Fan Company Inc. | The Modern Fan Co | PEN-**-52-**-NL-*** | True |  | 3 | Yes | 1777 | 10 | 178 | 3629 | 30 | 121 | 6655 | 89 | 75 | [5 empty] | None |  | Federally-Regulated Consumer Product | 07/26/2016 |  | 12/21/2018
The Modern Fan Company Inc. | The Modern Fan Co | PHA-**-42-**-ES-*** | True |  | 3 | Yes | 1870 | 12 | 156 | 3493 | 33 | 106 | 5176 | 67 | 77 | [5 empty] | Compact Flourescent |  | Federally-Regulated Consumer Product | 07/26/2016 |  | 12/21/2018
The Modern Fan Company Inc. | The Modern Fan Co | PHA-**-42-**-IN-*** | True |  | 3 | Yes | 1870 | 12 | 156 | 3493 | 33 | 106 | 5176 | 67 | 77 | [5 empty] | Incandescent |  | Federally-Regulated Consumer Product | 07/26/2016 |  | 12/21/2018
The Modern Fan Company Inc. | The Modern Fan Co | PHA-**-52-**-ES-*** | True |  | 3 | Yes | 2078 | 12 | 173 | 3924 | 33 | 119 | 5912 | 69 | 86 | [5 empty] | Compact Flourescent |  | Federally-Regulated Consumer Product | 07/26/2016 |  | 12/21/2018
The Modern Fan Company Inc. | The Modern Fan Co | PHA-**-52-**-IN-*** | True |  | 3 | Yes | 2078 | 12 | 173 | 3924 | 33 | 119 | 5912 | 69 | 86 | [5 empty] | Incandescent |  | Federally-Regulated Consumer Product | 07/26/2016 |  | 12/21/2018
The Modern Fan Company Inc. | The Modern Fan Co | PLU-**-42-**-250-*** | True |  | 3 | Yes | 1702 | 11 | 155 | 3054 | 28 | 109 | 3857 | 58 | 67 | [5 empty] | Incandescent |  | Federally-Regulated Consumer Product | 07/26/2016 |  | 12/21/2018
The Modern Fan Company Inc. | The Modern Fan Co | PLU-**-42-**-251-*** | True |  | 3 | Yes | 1702 | 11 | 155 | 3054 | 28 | 109 | 3857 | 58 | 67 | [5 empty] | Compact Flourescent |  | Federally-Regulated Consumer Product | 07/26/2016 |  | 12/21/2018
The Modern Fan Company Inc. | The Modern Fan Co | PLU-**-42-**-252-*** | True |  | 3 | Yes | 1702 | 11 | 155 | 3054 | 28 | 109 | 3857 | 58 | 67 | [5 empty] | Incandescent |  | Federally-Regulated Consumer Product | 07/26/2016 |  | 12/21/2018
The Modern Fan Company Inc. | The Modern Fan Co | PLU-**-42-**-253-*** | True |  | 3 | Yes | 1702 | 11 | 155 | 3054 | 28 | 109 | 3857 | 58 | 67 | [5 empty] | Compact Flourescent |  | Federally-Regulated Consumer Product | 07/26/2016 |  | 12/21/2018
The Modern Fan Company Inc. | The Modern Fan Co | PLU-**-42-**-270-*** | True |  | 3 | Yes | 1702 | 11 | 155 | 3054 | 28 | 109 | 3857 | 58 | 67 | [5 empty] | Incandescent |  | Federally-Regulated Consumer Product | 07/26/2016 |  | 12/21/2018
The Modern Fan Company Inc. | The Modern Fan Co | PLU-**-42-**-NL-*** | True |  | 3 | Yes | 1702 | 11 | 155 | 3054 | 28 | 109 | 3857 | 58 | 67 | [5 empty] | None |  | Federally-Regulated Consumer Product | 07/26/2016 |  | 12/21/2018
The Modern Fan Company Inc. | The Modern Fan Co | PLU-**-52-**-250-*** | True |  | 3 | Yes | 2004 | 11 | 182 | 3632 | 29 | 125 | 5566 | 67 | 83 | [5 empty] | Incandescent |  | Federally-Regulated Consumer Product | 07/26/2016 |  | 12/21/2018
The Modern Fan Company Inc. | The Modern Fan Co | PLU-**-52-**-251-*** | True |  | 3 | Yes | 2004 | 11 | 182 | 3632 | 29 | 125 | 5566 | 67 | 83 | [5 empty] | Compact Flourescent |  | Federally-Regulated Consumer Product | 07/26/2016 |  | 12/21/2018
The Modern Fan Company Inc. | The Modern Fan Co | PLU-**-52-**-252-*** | True |  | 3 | Yes | 2004 | 11 | 182 | 3632 | 29 | 125 | 5566 | 67 | 83 | [5 empty] | Incandescent |  | Federally-Regulated Consumer Product | 07/26/2016 |  | 12/21/2018
The Modern Fan Company Inc. | The Modern Fan Co | PLU-**-52-**-253-*** | True |  | 3 | Yes | 2004 | 11 | 182 | 3632 | 29 | 125 | 5566 | 67 | 83 | [5 empty] | Compact Flourescent |  | Federally-Regulated Consumer Product | 07/26/2016 |  | 12/21/2018
The Modern Fan Company Inc. | The Modern Fan Co | PLU-**-52-**-270-*** | True |  | 3 | Yes | 2004 | 11 | 182 | 3632 | 29 | 125 | 5566 | 67 | 83 | [5 empty] | Incandescent |  | Federally-Regulated Consumer Product | 07/26/2016 |  | 12/21/2018
The Modern Fan Company Inc. | The Period Arts Fan Co | PRY-**-42-**-ES-*** | True |  | 3 | Yes | 1814 | 11 | 165 | 3431 | 29 | 118 | 5046 | 64 | 79 | [5 empty] | Compact Flourescent |  | Federally-Regulated Consumer Product | 07/26/2016 |  | 12/21/2018
The Modern Fan Company Inc. | The Period Arts Fan Co | PRY-**-42-**-IN-*** | True |  | 3 | Yes | 1814 | 11 | 165 | 3431 | 29 | 118 | 5046 | 64 | 79 | [5 empty] | Incandescent |  | Federally-Regulated Consumer Product | 07/26/2016 |  | 12/21/2018
The Modern Fan Company Inc. | The Period Arts Fan Co | PRY-**-52-**-ES-*** | True |  | 3 | Yes | 1954 | 11 | 178 | 3753 | 30 | 125 | 6050 | 72 | 84 | [5 empty] | Compact Flourescent |  | Federally-Regulated Consumer Product | 07/26/2016 |  | 12/21/2018
The Modern Fan Company Inc. | The Period Arts Fan Co | PRY-**-52-**-IN-*** | True |  | 3 | Yes | 1954 | 11 | 178 | 3753 | 30 | 125 | 6050 | 72 | 84 | [5 empty] | Incandescent |  | Federally-Regulated Consumer Product | 07/26/2016 |  | 12/21/2018
The Modern Fan Company Inc. | The Period Arts Fan Co | SCH-**-42-**-ES-*** | True |  | 3 | Yes | 1635 | 11 | 149 | 3234 | 30 | 108 | 4997 | 67 | 75 | [5 empty] | Compact Flourescent |  | Federally-Regulated Consumer Product | 07/26/2016 |  | 12/21/2018
The Modern Fan Company Inc. | The Period Arts Fan Co | SCH-**-42-**-IN-*** | True |  | 3 | Yes | 1635 | 11 | 149 | 3234 | 30 | 108 | 4997 | 67 | 75 | [5 empty] | Incandescent |  | Federally-Regulated Consumer Product | 07/26/2016 |  | 12/21/2018
The Modern Fan Company Inc. | The Period Arts Fan Co | SCH-**-52-**-ES-*** | True |  | 3 | Yes | 1871 | 11 | 170 | 3673 | 30 | 122 | 5948 | 73 | 81 | [5 empty] | Compact Flourescent |  | Federally-Regulated Consumer Product | 07/26/2016 |  | 12/21/2018
The Modern Fan Company Inc. | The Period Arts Fan Co | SCH-**-52-**-IN-*** | True |  | 3 | Yes | 1871 | 11 | 170 | 3673 | 30 | 122 | 5948 | 73 | 81 | [5 empty] | Incandescent |  | Federally-Regulated Consumer Product | 07/26/2016 |  | 12/21/2018
The Modern Fan Company Inc. | The Modern Fan Co | SLA-**-42-**-ES-*** | True |  | 3 | Yes | 1716 | 11 | 156 | 3263 | 30 | 109 | 5014 | 66 | 76 | [5 empty] | Compact Flourescent |  | Federally-Regulated Consumer Product | 07/26/2016 |  | 12/21/2018
The Modern Fan Company Inc. | The Modern Fan Co | SLA-**-42-**-IN-*** | True |  | 3 | Yes | 1716 | 11 | 156 | 3263 | 30 | 109 | 5014 | 66 | 76 | [5 empty] | Incandescent |  | Federally-Regulated Consumer Product | 07/26/2016 |  | 12/21/2018
The Modern Fan Company Inc. | The Modern Fan Co | SLA-**-52-**-ES-*** | True |  | 3 | Yes | 1887 | 11 | 172 | 3642 | 31 | 117 | 5752 | 71 | 81 | [5 empty] | Compact Flourescent |  | Federally-Regulated Consumer Product | 07/26/2016 |  | 12/21/2018
The Modern Fan Company Inc. | The Modern Fan Co | SLA-**-52-**-IN-*** | True |  | 3 | Yes | 1887 | 11 | 172 | 3642 | 31 | 117 | 5752 | 71 | 81 | [5 empty] | Incandescent |  | Federally-Regulated Consumer Product | 07/26/2016 |  | 12/21/2018
The Modern Fan Company Inc. | The Modern Fan Co | SOL-**-52-**-470-*** | True |  | 3 | Yes | 2041 | 11 | 186 | 3631 | 29 | 125 | 5823 | 68 | 86 | [5 empty] | Incandescent |  | Federally-Regulated Consumer Product | 07/26/2016 |  | 12/21/2018
The Modern Fan Company Inc. | The Modern Fan Co | SOL-**-52-**-471-*** | True |  | 3 | Yes | 2041 | 11 | 186 | 3631 | 29 | 125 | 5823 | 68 | 86 | [5 empty] | Compact Flourescent |  | Federally-Regulated Consumer Product | 07/26/2016 |  | 12/21/2018
The Modern Fan Company Inc. | The Modern Fan Co | STR-**-42-**-650-*** | True |  | 3 | Yes | 1850 | 11 | 168 | 3352 | 29 | 116 | 4600 | 61 | 75 | [5 empty] | Incandescent |  | Federally-Regulated Consumer Product | 07/26/2016 |  | 12/21/2018
The Modern Fan Company Inc. | The Modern Fan Co | STR-**-42-**-651-*** | True |  | 3 | Yes | 1850 | 11 | 168 | 3352 | 29 | 116 | 4600 | 61 | 75 | [5 empty] | Compact Flourescent |  | Federally-Regulated Consumer Product | 07/26/2016 |  | 12/21/2018
The Modern Fan Company Inc. | The Modern Fan Co | STR-**-42-**-NL-*** | True |  | 3 | Yes | 1850 | 11 | 168 | 3352 | 29 | 116 | 4600 | 61 | 75 | [5 empty] | None |  | Federally-Regulated Consumer Product | 07/26/2016 |  | 12/21/2018
The Modern Fan Company Inc. | The Modern Fan Co | STR-**-52-**-650-*** | True |  | 3 | Yes | 2058 | 11 | 187 | 3783 | 29 | 130 | 5953 | 68 | 88 | [5 empty] | Incandescent |  | Federally-Regulated Consumer Product | 07/26/2016 |  | 12/21/2018
The Modern Fan Company Inc. | The Modern Fan Co | STR-**-52-**-651-*** | True |  | 3 | Yes | 2058 | 11 | 187 | 3783 | 29 | 130 | 5953 | 68 | 88 | [5 empty] | Compact Flourescent |  | Federally-Regulated Consumer Product | 07/26/2016 |  | 12/21/2018
The Modern Fan Company Inc. | The Modern Fan Co | STR-**-52-**-NL-*** | True |  | 3 | Yes | 2058 | 11 | 187 | 3783 | 29 | 130 | 5953 | 68 | 88 | [5 empty] | None |  | Federally-Regulated Consumer Product | 07/26/2016 |  | 12/21/2018
The Modern Fan Company Inc. | The Modern Fan Co | TOR-**-42-**-250-*** | True |  | 3 | Yes | 1872 | 10 | 187 | 3449 | 28 | 123 | 5075 | 65 | 78 | [5 empty] | Incandescent |  | Federally-Regulated Consumer Product | 07/26/2016 |  | 12/21/2018
The Modern Fan Company Inc. | The Modern Fan Co | TOR-**-42-**-251-*** | True |  | 3 | Yes | 1872 | 10 | 187 | 3449 | 28 | 123 | 5075 | 65 | 78 | [5 empty] | Compact Flourescent |  | Federally-Regulated Consumer Product | 07/26/2016 |  | 12/21/2018
The Modern Fan Company Inc. | The Modern Fan Co | TOR-**-42-**-252-*** | True |  | 3 | Yes | 1872 | 10 | 187 | 3449 | 28 | 123 | 5075 | 65 | 78 | [5 empty] | Incandescent |  | Federally-Regulated Consumer Product | 07/26/2016 |  | 12/21/2018
The Modern Fan Company Inc. | The Modern Fan Co | TOR-**-42-**-253-*** | True |  | 3 | Yes | 1872 | 10 | 187 | 3449 | 28 | 123 | 5075 | 65 | 78 | [5 empty] | Compact Flourescent |  | Federally-Regulated Consumer Product | 07/26/2016 |  | 12/21/2018
The Modern Fan Company Inc. | The Modern Fan Co | TOR-**-42-**-270-*** | True |  | 3 | Yes | 1872 | 10 | 187 | 3449 | 28 | 123 | 5075 | 65 | 78 | [5 empty] | Incandescent |  | Federally-Regulated Consumer Product | 07/26/2016 |  | 12/21/2018
The Modern Fan Company Inc. | The Modern Fan Co | TOR-**-42-**-NL-*** | True |  | 3 | Yes | 1872 | 10 | 187 | 3449 | 28 | 123 | 5075 | 65 | 78 | [5 empty] | None |  | Federally-Regulated Consumer Product | 07/26/2016 |  | 12/21/2018
The Modern Fan Company Inc. | The Modern Fan Co | TOR-**-52-**-250-*** | True |  | 3 | Yes | 2040 | 11 | 185 | 3793 | 29 | 131 | 6308 | 73 | 86 | [5 empty] | Incandescent |  | Federally-Regulated Consumer Product | 07/26/2016 |  | 12/21/2018
The Modern Fan Company Inc. | The Modern Fan Co | TOR-**-52-**-251-*** | True |  | 3 | Yes | 2040 | 11 | 185 | 3793 | 29 | 131 | 6308 | 73 | 86 | [5 empty] | Compact Flourescent |  | Federally-Regulated Consumer Product | 07/26/2016 |  | 12/21/2018
The Modern Fan Company Inc. | The Modern Fan Co | TOR-**-52-**-252-*** | True |  | 3 | Yes | 2040 | 11 | 185 | 3793 | 29 | 131 | 6308 | 73 | 86 | [5 empty] | Incandescent |  | Federally-Regulated Consumer Product | 07/26/2016 |  | 12/21/2018
The Modern Fan Company Inc. | The Modern Fan Co | TOR-**-52-**-253-*** | True |  | 3 | Yes | 2040 | 11 | 185 | 3793 | 29 | 131 | 6308 | 73 | 86 | [5 empty] | Compact Flourescent |  | Federally-Regulated Consumer Product | 07/26/2016 |  | 12/21/2018
The Modern Fan Company Inc. | The Modern Fan Co | TOR-**-52-**-270-*** | True |  | 3 | Yes | 2040 | 11 | 185 | 3793 | 29 | 131 | 6308 | 73 | 86 | [5 empty] | Incandescent |  | Federally-Regulated Consumer Product | 07/26/2016 |  | 12/21/2018
The Modern Fan Company Inc. | The Modern Fan Co | TOR-**-62-**-250-*** | True |  | 3 | Yes | 2270 | 11 | 206 | 4125 | 29 | 142 | 6622 | 74 | 89 | [5 empty] | Incandescent |  | Federally-Regulated Consumer Product | 07/26/2016 |  | 12/21/2018
The Modern Fan Company Inc. | The Modern Fan Co | TOR-**-62-**-251-*** | True |  | 3 | Yes | 2270 | 11 | 206 | 4125 | 29 | 142 | 6622 | 74 | 89 | [5 empty] | Compact Flourescent |  | Federally-Regulated Consumer Product | 07/26/2016 |  | 12/21/2018
The Modern Fan Company Inc. | The Modern Fan Co | TOR-**-62-**-252-*** | True |  | 3 | Yes | 2270 | 11 | 206 | 4125 | 29 | 142 | 6622 | 74 | 89 | [5 empty] | Incandescent |  | Federally-Regulated Consumer Product | 07/26/2016 |  | 12/21/2018
The Modern Fan Company Inc. | The Modern Fan Co | TOR-**-62-**-253-*** | True |  | 3 | Yes | 2270 | 11 | 206 | 4125 | 29 | 142 | 6622 | 74 | 89 | [5 empty] | Compact Flourescent |  | Federally-Regulated Consumer Product | 07/26/2016 |  | 12/21/2018
The Modern Fan Company Inc. | The Modern Fan Co | TOR-**-62-**-270-*** | True |  | 3 | Yes | 2270 | 11 | 206 | 4125 | 29 | 142 | 6622 | 74 | 89 | [5 empty] | Incandescent |  | Federally-Regulated Consumer Product | 07/26/2016 |  | 12/21/2018
The Modern Fan Company Inc. | The Modern Fan Co | VEL-**-50-**-850-*** | True |  | 3 | Yes | 1899 | 10 | 190 | 3873 | 32 | 121 | 6333 | 81 | 78 | [5 empty] | Incandescent |  | Federally-Regulated Consumer Product | 07/26/2016 |  | 12/21/2018
The Modern Fan Company Inc. | The Modern Fan Co | VEL-**-50-**-851-*** | True |  | 3 | Yes | 1899 | 10 | 190 | 3873 | 32 | 121 | 6333 | 81 | 78 | [5 empty] | Compact Flourescent |  | Federally-Regulated Consumer Product | 07/26/2016 |  | 12/21/2018
The Modern Fan Company Inc. | The Modern Fan Co | VEL-**-50-**-NL-*** | True |  | 3 | Yes | 1899 | 10 | 190 | 3873 | 32 | 121 | 6333 | 81 | 78 | [5 empty] | None |  | Federally-Regulated Consumer Product | 07/26/2016 |  | 12/21/2018
Air Cool Industrial Co., Ltd. | Home Decorators Collection | AM589H(AM589H-EB) | True |  | 3 | Yes | 1866 | 13 | 144 |  |  |  | 3757 | 50 | 75 | [5 empty] | LED |  | Federally-Regulated Consumer Product | 12/14/2018 |  | 01/03/2019
Air Cool Industrial Co., Ltd. | Home Decorators Collection | AM589H(AM589H-WH) | True |  | 3 | Yes | 1866 | 13 | 144 |  |  |  | 3757 | 50 | 75 | [5 empty] | LED |  | Federally-Regulated Consumer Product | 12/14/2018 |  | 01/03/2019
Artisan Industrial Co., Ltd. China | Stone & Beam | CPS1705-D | True |  | 3 | Yes | 1701 | 11 | 155 |  |  |  | 4124 | 58 | 71 | [5 empty] | LED |  | Federally-Regulated Consumer Product | 01/04/2019 |  | 01/10/2019
Artisan Industrial Co., Ltd. China | Stone & Beam | WL-2417** | True |  | 3 | Yes | 1701 | 11 | 155 |  |  |  | 4124 | 58 | 71 | [5 empty] | LED |  | Federally-Regulated Consumer Product | 01/04/2019 |  | 01/10/2019
Artisan Industrial Co., Ltd. China | Stone & Beam | CPS1744-C | True |  | 3 | Yes | 1421 | 11 | 129 |  |  |  | 4335 | 58 | 75 | [5 empty] | LED |  | Federally-Regulated Consumer Product | 01/04/2019 |  | 01/10/2019
Artisan Industrial Co., Ltd. China | Stone & Beam | WL-2416** | True |  | 3 | Yes | 1421 | 11 | 129 |  |  |  | 4335 | 58 | 75 | [5 empty] | LED |  | Federally-Regulated Consumer Product | 01/04/2019 |  | 01/10/2019
Artisan Industrial Co., Ltd. China | Stone & Beam | CPA1823-B | True |  | V | Yes | 1506 | 2 | 753 |  |  |  | 7081 | 36 | 197 | [5 empty] | LED |  | Federally-Regulated Consumer Product | 01/04/2019 |  | 01/10/2019
Artisan Industrial Co., Ltd. China | Stone & Beam | WL-2414** | True |  | V | Yes | 1506 | 2 | 753 |  |  |  | 7081 | 36 | 197 | [5 empty] | LED |  | Federally-Regulated Consumer Product | 01/04/2019 |  | 01/10/2019
Artisan Industrial Co., Ltd. China | Stone & Beam | CPK1638-H | True |  | 3 | Yes | 1329 | 10 | 133 |  |  |  | 4997 | 72 | 69 | [5 empty] | LED |  | Federally-Regulated Consumer Product | 01/04/2019 |  | 01/10/2019
Artisan Industrial Co., Ltd. China | Stone & Beam | WL-2415** | True |  | 3 | Yes | 1329 | 10 | 133 |  |  |  | 4997 | 72 | 69 | [5 empty] | LED |  | Federally-Regulated Consumer Product | 01/04/2019 |  | 01/10/2019
King of Fans | Home Decorators Collection | 56-BRM | True |  | 9 | Yes | 1576 | 2 | 788 |  |  |  | 7398 | 30 | 247 | [5 empty] | LED |  | Federally-Regulated Consumer Product | 03/27/2018 |  | 01/16/2019
King of Fans | Home Decorators Collection | 91156 | True |  | 9 | Yes | 1576 | 2 | 788 |  |  |  | 7398 | 30 | 247 | [5 empty] | LED |  | Federally-Regulated Consumer Product | 03/27/2018 |  | 01/16/2019
King of Fans | Home Decorators Collection | 91158 | True |  | 9 | Yes | 1576 | 2 | 788 |  |  |  | 7398 | 30 | 247 | [5 empty] | LED |  | Federally-Regulated Consumer Product | 03/27/2018 |  | 01/16/2019
Fanimation | Fanimation | D1BN | True |  | 3 | Yes | 3832 | 4 | 958 | 5648 | 11 | 513 | 7680 | 31 | 247 | [5 empty] | None |  | Federally-Regulated Consumer Product | 04/19/2016 |  | 01/22/2019
Fanimation | Fanimation | D1DZ | True |  | 3 | Yes | 3832 | 4 | 958 | 5648 | 11 | 513 | 7680 | 31 | 247 | [5 empty] | None |  | Federally-Regulated Consumer Product | 04/19/2016 |  | 01/22/2019
Fanimation | Fanimation | D1MW | True |  | 3 | Yes | 3832 | 4 | 958 | 5648 | 11 | 513 | 7680 | 31 | 247 | [5 empty] | None |  | Federally-Regulated Consumer Product | 04/19/2016 |  | 01/22/2019
Royal Pacific | Royal Pacific | 1004xx-ES | True |  | 3 | Yes | 3165 | 14 | 226 | 4776 | 30 | 159 | 6604 | 61 | 108 | [5 empty] | Compact Flourescent |  | Federally-Regulated Consumer Product | 07/19/2013 |  | 02/07/2019
Royal Pacific | Royal Pacific | 1004xx-ES | True |  | 3 | Yes | 3165 | 14 | 226 | 4776 | 30 | 159 | 6604 | 61 | 108 | [5 empty] | Compact Flourescent |  | Federally-Regulated Consumer Product | 07/19/2013 |  | 02/20/2019
Vaxcel International Co., Ltd. | AirRyder | F0044 | True |  | 3 | Yes | 2257 | 15 | 147 |  |  |  | 5378 | 67 | 80 | [5 empty] | Incandescent |  | Federally-Regulated Consumer Product | 12/18/2017 |  | 02/20/2019
Vaxcel International Co., Ltd. | AirRyder | F0054 | True |  | 3 | Yes | 1888 | 13 | 145 |  |  |  | 4854 | 66 | 74 | [5 empty] | Incandescent |  | Federally-Regulated Consumer Product | 12/20/2017 |  | 02/20/2019
Vaxcel International Co., Ltd. | AirRyder | F0042 | True |  | 3 | Yes | 1888 | 13 | 145 |  |  |  | 4854 | 66 | 74 | [5 empty] | Incandescent |  | Federally-Regulated Consumer Product | 12/20/2017 |  | 02/20/2019
Vaxcel International Co., Ltd. | AirRyder | F0040 | True |  | 3 | Yes | 1414 | 11 | 127 |  |  |  | 2837 | 42 | 67 | [5 empty] | Compact Flourescent |  | Federally-Regulated Consumer Product | 12/18/2017 |  | 02/20/2019
Vaxcel International Co., Ltd. | AirRyder | FN48121BN | True |  | 3 | Yes | 1292 | 11 | 117 |  |  |  | 3895 | 47 | 83 | [5 empty] | Other |  | Federally-Regulated Consumer Product | 12/20/2017 |  | 02/20/2019
Vaxcel International Co., Ltd. | AirRyder | FN48121OR | True |  | 3 | Yes | 1292 | 11 | 117 |  |  |  | 3895 | 47 | 83 | [5 empty] | Other |  | Federally-Regulated Consumer Product | 12/20/2017 |  | 02/20/2019
Vaxcel International Co., Ltd. | AirRyder | F0023 | True |  | 3 | Yes | 1315 | 14 | 94 |  |  |  | 2871 | 43 | 67 | [5 empty] | Compact Flourescent |  | Federally-Regulated Consumer Product | 12/20/2017 |  | 02/20/2019
Vaxcel International Co., Ltd. | AirRyder | F0003 | True |  | 3 | Yes | 1500 | 13 | 115 |  |  |  | 3539 | 56 | 63 | [5 empty] | Other |  | Federally-Regulated Consumer Product | 12/20/2017 |  | 02/20/2019
Vaxcel International Co., Ltd. | AirRyder | FN52997OR | True |  | 3 | Yes | 1812 | 13 | 139 |  |  |  | 5032 | 70 | 72 | [5 empty] | Incandescent |  | Federally-Regulated Consumer Product | 12/20/2017 |  | 02/20/2019
Vaxcel International Co., Ltd. | AirRyder | FN52998OR | True |  | 3 | Yes | 1712 | 10 | 171 |  |  |  | 5042 | 64 | 79 | [5 empty] | Compact Flourescent |  | Federally-Regulated Consumer Product | 12/20/2017 |  | 02/20/2019
Vaxcel International Co., Ltd. | AirRyder | FN52998SN | True |  | 3 | Yes | 1712 | 10 | 171 |  |  |  | 5042 | 64 | 79 | [5 empty] | Compact Flourescent |  | Federally-Regulated Consumer Product | 12/20/2017 |  | 02/20/2019
Vaxcel International Co., Ltd. | AirRyder | F0035 | True |  | 3 | Yes | 1429 | 13 | 110 |  |  |  | 3450 | 53 | 65 | [5 empty] | Compact Flourescent |  | Federally-Regulated Consumer Product | 12/20/2017 |  | 02/20/2019
Vaxcel International Co., Ltd. | AirRyder | F0037 | True |  | 3 | Yes | 1429 | 13 | 110 |  |  |  | 3450 | 53 | 65 | [5 empty] | Compact Flourescent |  | Federally-Regulated Consumer Product | 12/20/2017 |  | 02/20/2019
Vaxcel International Co., Ltd. | AirRyder | F0036 | True |  | 3 | Yes | 1429 | 13 | 110 |  |  |  | 3450 | 53 | 65 | [5 empty] | Compact Flourescent |  | Federally-Regulated Consumer Product | 12/20/2017 |  | 02/20/2019
Vaxcel International Co., Ltd. | AirRyder | FN44322W | True |  | 3 | Yes | 1429 | 13 | 110 |  |  |  | 3450 | 53 | 65 | [5 empty] | Compact Flourescent |  | Federally-Regulated Consumer Product | 12/20/2017 |  | 02/20/2019
Vaxcel International Co., Ltd. | AirRyder | FN52455OBB | True |  | 3 | Yes | 1564 | 12 | 130 |  |  |  | 5207 | 71 | 73 | [5 empty] | Incandescent |  | Federally-Regulated Consumer Product | 12/20/2017 |  | 02/20/2019
Vaxcel International Co., Ltd. | AirRyder | FN52317AR | True |  | 3 | Yes | 1964 | 13 | 151 |  |  |  | 5149 | 68 | 76 | [5 empty] | Incandescent |  | Federally-Regulated Consumer Product | 12/20/2017 |  | 02/20/2019
Vaxcel International Co., Ltd. | AirRyder | FN56305BBZ | True |  | 3 | Yes | 1855 | 13 | 143 |  |  |  | 5644 | 78 | 72 | [5 empty] | Incandescent |  | Federally-Regulated Consumer Product | 12/20/2017 |  | 02/20/2019
Vaxcel International Co., Ltd. | AirRyder | F0011 | True |  | 3 | Yes | 1855 | 13 | 143 |  |  |  | 5644 | 78 | 72 | [5 empty] | Incandescent |  | Federally-Regulated Consumer Product | 12/20/2017 |  | 02/20/2019
Vaxcel International Co., Ltd. | AirRyder | FN52265WP | True |  | 3 | Yes | 1623 | 13 | 125 |  |  |  | 5298 | 75 | 71 | [5 empty] | None |  | Federally-Regulated Consumer Product | 12/20/2017 |  | 02/20/2019
Westinghouse Lighting | Westinghouse | 72043 | True |  | 3 | Yes | 1623 | 10 | 162 |  |  |  | 4070 | 55 | 74 | [5 empty] | LED |  | Federally-Regulated Consumer Product | 12/13/2018 |  | 02/25/2019
Fanimation | Fanimation | MAD7912BBL | True |  | V | Yes | 4090 | 5 | 818 |  |  |  | 8244 | 31 | 266 | [5 empty] | None |  | Federally-Regulated Consumer Product | 02/15/2019 |  | 02/26/2019
Fanimation | Fanimation | MAD7912BBN | True |  | V | Yes | 4090 | 5 | 818 |  |  |  | 8244 | 31 | 266 | [5 empty] | None |  | Federally-Regulated Consumer Product | 02/15/2019 |  | 02/26/2019
Fanimation | Fanimation | MAD7912BDZ | True |  | V | Yes | 4090 | 5 | 818 |  |  |  | 8244 | 31 | 266 | [5 empty] | None |  | Federally-Regulated Consumer Product | 02/15/2019 |  | 02/26/2019
Fanimation | Fanimation | MAD7912BGR | True |  | V | Yes | 4090 | 5 | 818 |  |  |  | 8244 | 31 | 266 | [5 empty] | None |  | Federally-Regulated Consumer Product | 02/15/2019 |  | 02/26/2019
Fanimation | Fanimation | MAD7912BGZ | True |  | V | Yes | 4090 | 5 | 818 |  |  |  | 8244 | 31 | 266 | [5 empty] | None |  | Federally-Regulated Consumer Product | 02/15/2019 |  | 02/26/2019
Fanimation | Fanimation | MAD7912BMW | True |  | V | Yes | 4090 | 5 | 818 |  |  |  | 8244 | 31 | 266 | [5 empty] | None |  | Federally-Regulated Consumer Product | 02/15/2019 |  | 02/26/2019
Fanimation | Fanimation | FP8012OB | True |  | 3 | Yes | 1863 | 10 | 186 | 3815 | 34 | 112 | 5715 | 70 | 81 | [5 empty] | None |  | Federally-Regulated Consumer Product | 03/18/2015 |  | 03/22/2019
Fanimation | Fanimation | FP8012WH | True |  | 3 | Yes | 1863 | 10 | 186 | 3815 | 34 | 112 | 5715 | 70 | 81 | [5 empty] | None |  | Federally-Regulated Consumer Product | 03/18/2015 |  | 03/22/2019
Fanimation | Fanimation | TF610SN | True |  | 3 | Yes | 2713 | 14 | 193 | 4926 | 40 | 123 | 7057 | 80 | 88 | [5 empty] | None |  | Federally-Regulated Consumer Product | 03/18/2015 |  | 03/22/2019
Fanimation | Fanimation | TF610WH | True |  | 3 | Yes | 2713 | 14 | 193 | 4926 | 40 | 123 | 7057 | 80 | 88 | [5 empty] | None |  | Federally-Regulated Consumer Product | 03/18/2015 |  | 03/22/2019
Fanimation | Fanimation | TF610OB | True |  | 3 | Yes | 2713 | 14 | 193 | 4926 | 40 | 123 | 7057 | 80 | 88 | [5 empty] | None |  | Federally-Regulated Consumer Product | 03/18/2015 |  | 03/22/2019
Fanimation | Fanimation | TF710SN | True |  | 3 | Yes | 4001 | 22 | 181 | 6596 | 50 | 131 | 8963 | 84 | 106 | [5 empty] | None |  | Federally-Regulated Consumer Product | 03/18/2015 |  | 03/22/2019
Fanimation | Fanimation | TF710WH | True |  | 3 | Yes | 4001 | 22 | 181 | 6596 | 50 | 131 | 8963 | 84 | 106 | [5 empty] | None |  | Federally-Regulated Consumer Product | 03/18/2015 |  | 03/22/2019
Fanimation | Fanimation | TF710OB | True |  | 3 | Yes | 4001 | 22 | 181 | 6596 | 50 | 131 | 8963 | 84 | 106 | [5 empty] | None |  | Federally-Regulated Consumer Product | 03/18/2015 |  | 03/22/2019
Fanimation | Fanimation | TF721WH | True |  | 3 | Yes | 4055 | 19 | 213 | 6791 | 44 | 154 | 9689 | 90 | 107 | [5 empty] | None |  | Federally-Regulated Consumer Product | 03/18/2015 |  | 03/22/2019
Fanimation | Fanimation | TF721OB | True |  | 3 | Yes | 4055 | 19 | 213 | 6791 | 44 | 154 | 9689 | 90 | 107 | [5 empty] | None |  | Federally-Regulated Consumer Product | 03/18/2015 |  | 03/22/2019
Fanimation | Fanimation | TF910AZ | True |  | 3 | Yes | 1824 | 8 | 228 | 3483 | 23 | 151 | 5461 | 54 | 101 | [5 empty] | None |  | Federally-Regulated Consumer Product | 03/18/2015 |  | 03/22/2019
Fanimation | Fanimation | TF910BL | True |  | 3 | Yes | 1824 | 8 | 228 | 3483 | 23 | 151 | 5461 | 54 | 101 | [5 empty] | None |  | Federally-Regulated Consumer Product | 03/18/2015 |  | 03/22/2019
Fanimation | Fanimation | TF910OB | True |  | 3 | Yes | 1824 | 8 | 228 | 3483 | 23 | 151 | 5461 | 54 | 101 | [5 empty] | None |  | Federally-Regulated Consumer Product | 03/18/2015 |  | 03/22/2019
Fanimation | Fanimation | TF910WH | True |  | 3 | Yes | 1824 | 8 | 228 | 3483 | 23 | 151 | 5461 | 54 | 101 | [5 empty] | None |  | Federally-Regulated Consumer Product | 03/18/2015 |  | 03/22/2019
Fanimation | Fanimation | TF971AZ | True |  | 3 | Yes | 4001 | 22 | 181 | 6596 | 50 | 131 | 8963 | 84 | 106 | [5 empty] | None |  | Federally-Regulated Consumer Product | 03/18/2015 |  | 03/22/2019
Fanimation | Fanimation | TF971WH | True |  | 3 | Yes | 4001 | 22 | 181 | 6596 | 50 | 131 | 8963 | 84 | 106 | [5 empty] | None |  | Federally-Regulated Consumer Product | 03/18/2015 |  | 03/22/2019
Fanimation | Fanimation | TF971OB | True |  | 3 | Yes | 4001 | 22 | 181 | 6596 | 50 | 131 | 8963 | 84 | 106 | [5 empty] | None |  | Federally-Regulated Consumer Product | 03/18/2015 |  | 03/22/2019
King of Fans | Home Decorators Collection | 51847 | True |  | 3 | Yes | 2743 | 15 | 165 |  |  |  | 5626 | 66 | 85 | [5 empty] | LED |  | Federally-Regulated Consumer Product | 03/12/2019 |  | 03/29/2019
King of Fans | Home Decorators Collection | 51848 | True |  | 3 | Yes | 2743 | 15 | 165 |  |  |  | 5626 | 66 | 85 | [5 empty] | LED |  | Federally-Regulated Consumer Product | 03/12/2019 |  | 03/29/2019
King of Fans | Home Decorators Collection | 51846 | True |  | 3 | Yes | 2743 | 15 | 165 |  |  |  | 5626 | 66 | 85 | [5 empty] | LED |  | Federally-Regulated Consumer Product | 03/12/2019 |  | 03/29/2019
King of Fans | Home Decorators Collection | 51849 | True |  | 3 | Yes | 2743 | 15 | 165 |  |  |  | 5626 | 66 | 85 | [5 empty] | LED |  | Federally-Regulated Consumer Product | 03/12/2019 |  | 03/29/2019
King of Fans | Home Decorators Collection | 51858 | True |  | 3 | Yes | 2743 | 15 | 165 |  |  |  | 5626 | 66 | 85 | [5 empty] | LED |  | Federally-Regulated Consumer Product | 03/12/2019 |  | 03/29/2019
King of Fans | Home Decorators Collection | 54-CONR | True |  | 3 | Yes | 2743 | 15 | 165 |  |  |  | 5626 | 66 | 85 | [5 empty] | LED |  | Federally-Regulated Consumer Product | 11/09/2018 |  | 03/29/2019
Fanimation | Fanimation | FP7500AB | True |  | 3 | Yes | 1420 | 17 | 83 | 2501 | 34 | 73 | 2812 | 42 | 66 | [5 empty] | None |  | Federally-Regulated Consumer Product | 03/18/2015 |  | 04/08/2019
Fanimation | Fanimation | FP7500MW | True |  | 3 | Yes | 1600 | 17 | 94 | 2501 | 34 | 73 | 2812 | 42 | 66 | [5 empty] | None |  | Federally-Regulated Consumer Product | 03/18/2015 |  | 04/08/2019
Fanimation | Fanimation | FP7500RS | True |  | 3 | Yes | 1175 | 17 | 69 | 2501 | 24 | 104 | 2812 | 56 | 50 | [5 empty] | None |  | Federally-Regulated Consumer Product | 03/18/2015 |  | 04/08/2019
Fanimation | Fanimation | FP7500OBP4 | True |  | 3 | Yes | 1600 | 17 | 94 | 2501 | 24 | 104 | 2812 | 56 | 50 | [5 empty] | None |  | Federally-Regulated Consumer Product | 03/18/2015 |  | 04/08/2019
Fanimation | Fanimation | MA7500AB | True |  | 3 | Yes | 2397 | 15 | 160 | 3748 | 32 | 117 | 4649 | 46 | 101 | [5 empty] | None |  | Federally-Regulated Consumer Product | 03/07/2014 |  | 04/08/2019
Fanimation | Fanimation | MA7500MW | True |  | 3 | Yes | 2397 | 15 | 160 | 3748 | 32 | 117 | 4649 | 46 | 101 | [5 empty] | None |  | Federally-Regulated Consumer Product | 03/07/2014 |  | 04/08/2019
Fanimation | Fanimation | MA7500PW | True |  | 3 | Yes | 2397 | 15 | 160 | 3748 | 32 | 117 | 4649 | 46 | 101 | [5 empty] | None |  | Federally-Regulated Consumer Product | 03/07/2014 |  | 04/08/2019
Fanimation | Fanimation | MA7500OB | True |  | 3 | Yes | 2397 | 15 | 160 | 3748 | 32 | 117 | 4649 | 46 | 101 | [5 empty] | None |  | Federally-Regulated Consumer Product | 03/07/2014 |  | 04/08/2019
Fanimation | Fanimation | MA7500RS | True |  | 3 | Yes | 2397 | 15 | 160 | 3748 | 32 | 117 | 4649 | 46 | 101 | [5 empty] | None |  | Federally-Regulated Consumer Product | 03/07/2014 |  | 04/08/2019
Fanimation | Fanimation | FP4320AZ1 | True |  | 3 | Yes | 2030 | 14 | 145 | 3589 | 38 | 94 | 5413 | 72 | 75 | [5 empty] | None |  | Federally-Regulated Consumer Product | 03/18/2015 |  | 04/08/2019
Fanimation | Fanimation | FP4320MW1 | True |  | 3 | Yes | 2030 | 14 | 145 | 3589 | 38 | 94 | 5413 | 72 | 75 | [5 empty] | None |  | Federally-Regulated Consumer Product | 03/18/2015 |  | 04/08/2019
Fanimation | Fanimation | FP4320TB1 | True |  | 3 | Yes | 2030 | 14 | 145 | 3589 | 38 | 94 | 5413 | 72 | 75 | [5 empty] | None |  | Federally-Regulated Consumer Product | 03/18/2015 |  | 04/08/2019
Fanimation | Fanimation | FP4320TS1 | True |  | 3 | Yes | 2030 | 14 | 145 | 3589 | 38 | 94 | 5413 | 72 | 75 | [5 empty] | None |  | Federally-Regulated Consumer Product | 03/18/2015 |  | 04/08/2019
Fanimation | Fanimation | FP320AB1 | True |  | 3 | Yes | 957 | 10 | 95 | 2944 | 38 | 77 | 4788 | 82 | 58 | [5 empty] | None |  | Federally-Regulated Consumer Product | 03/18/2015 |  | 04/08/2019
Fanimation | Fanimation | FP320OB1 | True |  | 3 | Yes | 957 | 10 | 95 | 2944 | 38 | 77 | 4788 | 82 | 58 | [5 empty] | None |  | Federally-Regulated Consumer Product | 03/18/2015 |  | 04/08/2019
Fanimation | Fanimation | FP320PW1 | True |  | 3 | Yes | 957 | 10 | 95 | 2944 | 38 | 77 | 4788 | 82 | 58 | [5 empty] | None |  | Federally-Regulated Consumer Product | 03/18/2015 |  | 04/08/2019
Fanimation | Fanimation | FP320RS1 | True |  | 3 | Yes | 957 | 10 | 95 | 2944 | 38 | 77 | 4788 | 82 | 58 | [5 empty] | None |  | Federally-Regulated Consumer Product | 03/18/2015 |  | 04/08/2019
Fanimation | Rejuvenation Hardware | MAD7979BL | True |  | 6 | Yes | 3050 | 5 | 610 | 4612 | 13 | 355 | 6491 | 31 | 209 | [5 empty] | None |  | Federally-Regulated Consumer Product | 08/26/2014 |  | 04/10/2019
Fanimation | Rejuvenation Hardware | MAD7979BN | True |  | 6 | Yes | 3050 | 5 | 610 | 4612 | 13 | 355 | 6491 | 31 | 209 | [5 empty] | None |  | Federally-Regulated Consumer Product | 08/26/2014 |  | 04/10/2019
Fanimation | Rejuvenation Hardware | MAD7979BS | True |  | 6 | Yes | 3050 | 5 | 610 | 4612 | 13 | 355 | 6491 | 31 | 209 | [5 empty] | None |  | Federally-Regulated Consumer Product | 09/04/2015 |  | 04/10/2019
Fanimation | Rejuvenation Hardware | MAD7990BL | True |  | 6 | Yes | 2014 | 16 | 125 | 3724 | 4 | 931 | 6349 | 15 | 423 | [5 empty] | None |  | Federally-Regulated Consumer Product | 08/01/2016 |  | 04/10/2019
Fanimation | Rejuvenation Hardware | MAD7994BL | True |  | V | Yes | 2546 | 2 | 1273 | 5349 | 7 | 764 | 8639 | 30 | 287 | [5 empty] | LED |  | Federally-Regulated Consumer Product | 08/02/2016 |  | 04/10/2019
Fanimation | Fanimation | FP7910BL | True |  | 3 | Yes | 3197 | 16 | 200 | 4480 | 31 | 145 | 6942 | 65 | 107 | [5 empty] | None |  | Federally-Regulated Consumer Product | 03/07/2014 |  | 04/30/2019
Fanimation | Fanimation | FP7910BN | True |  | 3 | Yes | 3197 | 16 | 200 | 4480 | 31 | 145 | 6942 | 65 | 107 | [5 empty] | None |  | Federally-Regulated Consumer Product | 03/07/2014 |  | 04/30/2019
Fanimation | Fanimation | FP7910MW | True |  | 3 | Yes | 3197 | 16 | 200 | 4480 | 31 | 145 | 6942 | 65 | 107 | [5 empty] | None |  | Federally-Regulated Consumer Product | 03/07/2014 |  | 04/30/2019
Fanimation | Fanimation | FP7910OB | True |  | 3 | Yes | 3197 | 16 | 200 | 4480 | 31 | 145 | 6942 | 65 | 107 | [5 empty] | None |  | Federally-Regulated Consumer Product | 03/07/2014 |  | 04/30/2019
Fanimation | Rejuvenation Hardware | MAD7979BL | True |  | V | Yes | 2449 | 3 | 816 |  |  |  | 7519 | 33 | 228 | [5 empty] | None |  | Federally-Regulated Consumer Product | 04/10/2019 |  | 05/10/2019
Fanimation | Rejuvenation Hardware | MAD7979BN | True |  | V | Yes | 2449 | 3 | 816 |  |  |  | 7519 | 33 | 228 | [5 empty] | None |  | Federally-Regulated Consumer Product | 04/10/2019 |  | 05/10/2019
Fanimation | Rejuvenation Hardware | MAD7979BS | True |  | V | Yes | 2449 | 3 | 816 |  |  |  | 7519 | 33 | 228 | [5 empty] | None |  | Federally-Regulated Consumer Product | 04/10/2019 |  | 05/10/2019
Fanimation | Fanimation | BP200SN1 | True |  | 3 | Yes | 1744 | 10 | 174 | 3701 | 29 | 127 | 5897 | 64 | 92 | [5 empty] | None |  | Federally-Regulated Consumer Product | 03/18/2015 |  | 05/14/2019
Fanimation | Fanimation | BP200OB1 | True |  | 3 | Yes | 1744 | 10 | 174 | 3701 | 29 | 127 | 5897 | 64 | 92 | [5 empty] | None |  | Federally-Regulated Consumer Product | 03/18/2015 |  | 05/14/2019
Fanimation | Fanimation | BP200MW1 | True |  | 3 | Yes | 1744 | 10 | 174 | 3701 | 29 | 127 | 5897 | 64 | 92 | [5 empty] | None |  | Federally-Regulated Consumer Product | 03/18/2015 |  | 05/14/2019
Fanimation | Fanimation | BP230SN1 | True |  | 3 | Yes | 1780 | 10 | 178 | 3687 | 29 | 127 | 5849 | 64 | 91 | [5 empty] | None |  | Federally-Regulated Consumer Product | 03/18/2015 |  | 05/14/2019
Fanimation | Fanimation | BP230OB1 | True |  | 3 | Yes | 1780 | 10 | 178 | 3687 | 29 | 127 | 5849 | 64 | 91 | [5 empty] | None |  | Federally-Regulated Consumer Product | 03/18/2015 |  | 05/14/2019
Fanimation | Fanimation | BP230MW1 | True |  | 3 | Yes | 1780 | 10 | 178 | 3687 | 29 | 127 | 5849 | 64 | 91 | [5 empty] | None |  | Federally-Regulated Consumer Product | 03/18/2015 |  | 05/14/2019
Fanimation | Fanimation | BP230BL1 | True |  | 3 | Yes | 1780 | 10 | 178 | 3687 | 29 | 127 | 5849 | 64 | 91 | [5 empty] | None |  | Federally-Regulated Consumer Product | 03/18/2015 |  | 05/14/2019
Fanimation | Fanimation | FP7996BLBNW | True |  | 3 | Yes | 2387 | 12 | 198 | 4292 | 33 | 130 | 6270 | 66 | 95 | [5 empty] | LED |  | Federally-Regulated Consumer Product | 10/10/2016 |  | 05/20/2019
Fanimation | Fanimation | FP7996BLBSW | True |  | 3 | Yes | 2387 | 12 | 198 | 4292 | 33 | 130 | 6270 | 66 | 95 | [5 empty] | LED |  | Federally-Regulated Consumer Product | 10/10/2016 |  | 05/20/2019
Madison Avenue Lighting & Fan Co. | Home Decorators Collection | 54725 | True |  | 3 | Yes | 1928 | 11 | 175 | 4083 | 39 | 105 | 5784 | 74 | 78 | [5 empty] | LED |  | Federally-Regulated Consumer Product | 10/03/2016 |  | 06/06/2019
Madison Avenue Lighting & Fan Co. | Home Decorators Collection | 54727 | True |  | 3 | Yes | 1928 | 11 | 175 | 4083 | 39 | 105 | 5784 | 74 | 78 | [5 empty] | LED |  | Federally-Regulated Consumer Product | 10/26/2016 |  | 06/06/2019
Madison Avenue Lighting & Fan Co. | Home Decorators Collection | 54728 | True |  | 3 | Yes | 1928 | 11 | 175 | 4083 | 39 | 105 | 5784 | 74 | 78 | [5 empty] | LED |  | Federally-Regulated Consumer Product | 10/26/2016 |  | 06/06/2019
Madison Avenue Lighting & Fan Co. | Home Decorators Collection | 54729 | True |  | 3 | Yes | 1928 | 11 | 175 | 4083 | 39 | 105 | 5784 | 74 | 78 | [5 empty] | LED |  | Federally-Regulated Consumer Product | 10/26/2016 |  | 06/06/2019
King of Fans | Hampton Bay | EF200S(Q)-52 | True |  | 3 | Yes | 1583 | 9 | 176 | 2881 | 29 | 99 | 4006 | 62 | 65 | [5 empty] | LED |  | Federally-Regulated Consumer Product | 11/21/2016 |  | 06/10/2019
King of Fans | Hampton Bay | EF600J-52 | True |  | 3 | Yes | 1551 | 10 | 155 | 2699 | 30 | 90 | 3785 | 65 | 58 | [5 empty] | LED |  | Federally-Regulated Consumer Product | 11/21/2016 |  | 06/10/2019
King of Fans | Home Decorators Collection | EF200S(K)-52 | True |  | 3 | Yes | 3161 | 18 | 176 | 4431 | 36 | 123 | 5475 | 64 | 86 | [5 empty] | Compact Flourescent |  | Federally-Regulated Consumer Product | 08/21/2015 |  | 06/10/2019
King of Fans | Home Decorators Collection | EF200S(K)-44 | True |  | 3 | Yes | 2052 | 10 | 205 | 3410 | 29 | 118 | 4709 | 61 | 77 | [5 empty] | Compact Flourescent |  | Federally-Regulated Consumer Product | 06/10/2015 |  | 06/14/2019
King of Fans | Home Decorators Collection | EF200S(M)-52 | True |  | 3 | Yes | 2600 | 12 | 217 | 3682 | 23 | 160 | 5825 | 61 | 95 | [5 empty] | Compact Flourescent |  | Federally-Regulated Consumer Product | 04/04/2016 |  | 06/14/2019
King of Fans | Home Decorators Collection | EF200S(K)-52 | True |  | 3 | Yes | 2544 | 22 | 116 |  |  |  | 4756 | 64 | 74 | [5 empty] | LED |  | Federally-Regulated Consumer Product | 06/10/2019 |  | 06/14/2019
Air Cool Industrial Co., Ltd. | Home Decorators Collection | AC-552(7983HDCBN) | True |  | 3 | Yes | 1911 | 12 | 159 |  |  |  | 5831 | 69 | 85 | [5 empty] | LED |  | Federally-Regulated Consumer Product | 05/17/2019 |  | 06/19/2019
Air Cool Industrial Co., Ltd. | Home Decorators Collection | AC-552(7983HDCPC) | True |  | 3 | Yes | 1911 | 12 | 159 |  |  |  | 5831 | 69 | 85 | [5 empty] | LED |  | Federally-Regulated Consumer Product | 05/17/2019 |  | 06/19/2019
Air Cool Industrial Co., Ltd. | Home Decorators Collection | AC-552(7983HDCMB) | True |  | 3 | Yes | 1911 | 12 | 159 |  |  |  | 5831 | 69 | 85 | [5 empty] | LED |  | Federally-Regulated Consumer Product | 05/17/2019 |  | 06/19/2019
Fanimation | Fanimation | FPS8332BBNW | True |  | 3 | Yes | 1631 | 15 | 109 |  |  |  | 3554 | 48 | 74 | [5 empty] | LED |  | Federally-Regulated Consumer Product | 02/01/2019 |  | 06/19/2019
Fanimation | Fanimation | FPS8332BDZW | True |  | 3 | Yes | 1631 | 15 | 109 |  |  |  | 3554 | 48 | 74 | [5 empty] | LED |  | Federally-Regulated Consumer Product | 02/01/2019 |  | 06/19/2019
Fanimation | Fanimation | FPS8332BGRW | True |  | 3 | Yes | 1631 | 15 | 109 |  |  |  | 3554 | 48 | 74 | [5 empty] | LED |  | Federally-Regulated Consumer Product | 02/01/2019 |  | 06/19/2019
Fanimation | Fanimation | FPS8332BMWW | True |  | 3 | Yes | 1631 | 15 | 109 |  |  |  | 3554 | 48 | 74 | [5 empty] | LED |  | Federally-Regulated Consumer Product | 02/01/2019 |  | 06/19/2019
Hunter Fan Company | Hunter | 59183 | True |  | 3 | Yes | 2414 | 11 | 219 | 3823 | 28 | 137 | 5692 | 71 | 80 | [5 empty] | LED |  | Federally-Regulated Consumer Product | 08/18/2016 |  | 07/01/2019
Hunter Fan Company | Hunter | 59184 | True |  | 3 | Yes | 2414 | 11 | 219 | 3823 | 28 | 137 | 5692 | 71 | 80 | [5 empty] | LED |  | Federally-Regulated Consumer Product | 08/18/2016 |  | 07/01/2019
Hunter Fan Company | Hunter | 53366 | True |  | 3 | Yes | 1982 | 10 | 198 |  |  |  | 4816 | 63 | 76 | [5 empty] | LED |  | Federally-Regulated Consumer Product | 01/04/2018 |  | 07/01/2019
Hunter Fan Company | Hunter | 53367 | True |  | 3 | Yes | 1982 | 10 | 198 |  |  |  | 4816 | 63 | 76 | [5 empty] | LED |  | Federally-Regulated Consumer Product | 01/04/2018 |  | 07/01/2019
Hunter Fan Company | Hunter | 53368 | True |  | 3 | Yes | 1982 | 10 | 198 |  |  |  | 4816 | 63 | 76 | [5 empty] | LED |  | Federally-Regulated Consumer Product | 01/04/2018 |  | 07/01/2019
Hunter Fan Company | Hunter | 59560 | True |  | 3 | Yes | 2053 | 9 | 228 |  |  |  | 4834 | 64 | 76 | [5 empty] | LED |  | Federally-Regulated Consumer Product | 04/30/2018 |  | 07/01/2019
Fanimation | Rejuvenation Hardware | MAD7994BL | True |  | 3 | Yes | 1676 | 2 | 838 |  |  |  | 7501 | 38 | 197 | [5 empty] | LED |  | Federally-Regulated Consumer Product | 04/10/2019 |  | 07/08/2019
Fanimation | Rejuvenation Hardware | MAD7994BN | True |  | 3 | Yes | 1676 | 2 | 838 |  |  |  | 7501 | 38 | 197 | [5 empty] | LED |  | Federally-Regulated Consumer Product | 04/10/2019 |  | 07/08/2019
Fanimation | Rejuvenation Hardware | MAD7990BL | True |  | V | Yes | 1684 | 2 | 842 |  |  |  | 6414 | 22 | 292 | [5 empty] | None |  | Federally-Regulated Consumer Product | 04/10/2019 |  | 07/09/2019
Fanimation | Rejuvenation Hardware | MAD7990GZ | True |  | V | Yes | 1684 | 2 | 842 |  |  |  | 6414 | 22 | 292 | [5 empty] | None |  | Federally-Regulated Consumer Product | 04/10/2019 |  | 07/09/2019
Fanimation | Rejuvenation Hardware | MAD7990RMW | True |  | V | Yes | 1684 | 2 | 842 |  |  |  | 6414 | 22 | 292 | [5 empty] | None |  | Federally-Regulated Consumer Product | 07/08/2019 |  | 07/09/2019
Fanimation | Fanimation Studio Collection | LP8081BLAZ | True |  | 3 | Yes | 1864 | 12 | 155 |  |  |  | 5125 | 62 | 83 | [5 empty] | LED |  | Federally-Regulated Consumer Product | 02/15/2019 |  | 07/09/2019
Fanimation | Fanimation Studio Collection | LP8081BLBN | True |  | 3 | Yes | 1864 | 12 | 155 |  |  |  | 5125 | 62 | 83 | [5 empty] | LED |  | Federally-Regulated Consumer Product | 02/15/2019 |  | 07/09/2019
HKC - Hong Kong China Electric Appliance | Seasons | 269727 | True |  | 9 | Yes | 541 | 9 | 60 |  |  |  | 1614 | 63 | 26 | [5 empty] | LED |  | Federally-Regulated Consumer Product | 11/14/2017 |  | 07/10/2019
HKC - Hong Kong China Electric Appliance | Seasons | 269724 | True |  | 5 | Yes | 660 | 10 | 66 |  |  |  | 3093 | 60 | 51 | [5 empty] | LED |  | Federally-Regulated Consumer Product | 11/14/2017 |  | 07/10/2019
HKC - Hong Kong China Electric Appliance | Seasons | 269725 | True |  | 6 | Yes | 660 | 10 | 66 |  |  |  | 3093 | 60 | 51 | [5 empty] | LED |  | Federally-Regulated Consumer Product | 11/14/2017 |  | 07/10/2019
Hunter Fan Company | Hunter | 59229 | True |  | 3 | Yes | 1108 | 10 | 111 |  |  |  | 4408 | 81 | 54 | [5 empty] | LED |  | Federally-Regulated Consumer Product | 08/17/2017 |  | 07/12/2019
Hunter Fan Company | Hunter | 59556 | True |  | 3 | Yes | 2001 | 11 | 182 |  |  |  | 4757 | 65 | 73 | [5 empty] | LED |  | Federally-Regulated Consumer Product | 04/30/2018 |  | 07/12/2019
Summer Wind International, Ltd. | No Brand (Home Depot) | SW18030 BN | True |  | 3 | Yes | 1320 | 15 | 88 |  |  |  | 2572 | 48 | 53 | [5 empty] | LED |  | Federally-Regulated Consumer Product | 09/14/2018 |  | 07/12/2019
Summer Wind International, Ltd. | No Brand (Home Depot) | SW18030 WH | True |  | 3 | Yes | 1320 | 15 | 88 |  |  |  | 2572 | 48 | 53 | [5 empty] | LED |  | Federally-Regulated Consumer Product | 09/14/2018 |  | 07/12/2019
Summer Wind International, Ltd. | No Brand (Home Depot) | SW18030 ORB | True |  | 3 | Yes | 1320 | 15 | 88 |  |  |  | 2572 | 48 | 53 | [5 empty] | LED |  | Federally-Regulated Consumer Product | 09/14/2018 |  | 07/12/2019
Air Cool Industrial Co., Ltd. | Home Decorators Collection | AC-MGB2(AL14-22-NI) | True |  | 3 | Exception 3 | 1402 | 29 | 48 |  |  |  | 2175 | 52 | 42 | [5 empty] | None |  | Federally-Regulated Consumer Product | 09/13/2017 |  | 07/15/2019
Air Cool Industrial Co., Ltd. | Home Decorators Collection | AC-MGB2(AL14-22-BN) | True |  | 3 | Exception 3 | 1402 | 29 | 48 |  |  |  | 2175 | 52 | 42 | [5 empty] | None |  | Federally-Regulated Consumer Product | 09/13/2017 |  | 07/15/2019
Air Cool Industrial Co., Ltd. | Home Decorators Collection | AC-MGB2 (AL14-BN) | True |  | 3 | Exception 3 | 861 | 14 | 61 |  |  |  | 1684 | 43 | 39 | [5 empty] | None |  | Federally-Regulated Consumer Product | 09/13/2017 |  | 07/15/2019
Air Cool Industrial Co., Ltd. | Home Decorators Collection | AC-MGB2 (AL14-WC) | True |  | 3 | Exception 3 | 861 | 14 | 61 |  |  |  | 1684 | 43 | 39 | [5 empty] | None |  | Federally-Regulated Consumer Product | 09/13/2017 |  | 07/15/2019
Air Cool Industrial Co., Ltd. | Home Decorators Collection | AC-MGB2(AL14-NI) | True |  | 3 | Exception 3 | 861 | 14 | 61 |  |  |  | 1684 | 43 | 39 | [5 empty] | None |  | Federally-Regulated Consumer Product | 09/13/2017 |  | 07/15/2019
Air Cool Industrial Co., Ltd. | Home Decorators Collection | AC-MGB2(AL14-TB) | True |  | 3 | Exception 3 | 861 | 14 | 61 |  |  |  | 1684 | 43 | 39 | [5 empty] | None |  | Federally-Regulated Consumer Product | 09/13/2017 |  | 07/15/2019
Air Cool Industrial Co., Ltd. | Home Decorators Collection | AC-14(AL14-22-NI) | True |  | 3 | Exception 3 | 1402 | 29 | 48 |  |  |  | 2175 | 52 | 42 | [5 empty] | None |  | Federally-Regulated Consumer Product | 07/15/2019 |  | 07/16/2019
King of Fans | Hampton Bay | 44-MDL | True |  | 3 | Yes | 1677 | 11 | 152 | 2397 | 23 | 104 | 3453 | 47 | 73 | [5 empty] | Compact Flourescent |  | Federally-Regulated Consumer Product | 03/25/2016 |  | 07/18/2019
Hunter Fan Company | Hunter | 53212 | True |  | 3 | Yes | 1918 | 10 | 192 | 3444 | 27 | 128 | 5150 | 64 | 80 | [5 empty] | None |  | Federally-Regulated Consumer Product | 10/31/2012 |  | 07/22/2019
Hunter Fan Company | Hunter | 54050 | True |  | 3 | Yes | 1898 | 10 | 190 | 3570 | 29 | 123 | 6100 | 74 | 82 | [5 empty] | None |  | Federally-Regulated Consumer Product | 10/31/2012 |  | 07/22/2019
Hunter Fan Company | Hunter | 59127 | True |  | 3 | Yes | 2019 | 11 | 184 | 3336 | 27 | 124 | 5210 | 60 | 87 | [5 empty] | None |  | Federally-Regulated Consumer Product | 11/06/2013 |  | 07/22/2019
Hunter Fan Company | Hunter | 59212 | True |  | 3 | Yes | 1528 | 7 | 218 | 2344 | 15 | 156 | 4432 | 60 | 74 | [5 empty] | LED |  | Federally-Regulated Consumer Product | 09/08/2016 |  | 07/22/2019
Hunter Fan Company | Hunter | 59215 | True |  | 3 | Yes | 1528 | 7 | 218 | 2344 | 15 | 156 | 4432 | 60 | 74 | [5 empty] | LED |  | Federally-Regulated Consumer Product | 09/08/2016 |  | 07/22/2019
Hunter Fan Company | Hunter | 59634 | True |  | 3 | Yes | 820 | 7 | 117 |  |  |  | 3780 | 63 | 60 | [5 empty] | LED |  | Federally-Regulated Consumer Product | 11/09/2018 |  | 07/22/2019
Hunter Fan Company | Hunter | 59635 | True |  | 3 | Yes | 820 | 7 | 117 |  |  |  | 3780 | 63 | 60 | [5 empty] | LED |  | Federally-Regulated Consumer Product | 11/09/2018 |  | 07/22/2019
Hunter Fan Company | Hunter | 59564 | True |  | 3 | Yes | 1901 | 9 | 211 |  |  |  | 4815 | 64 | 75 | [5 empty] | LED |  | Federally-Regulated Consumer Product | 04/30/2018 |  | 07/22/2019
Hunter Fan Company | Hunter | 52074 | True |  | 3 | Yes | 1262 | 7 | 180 | 2237 | 16 | 140 | 4564 | 64 | 71 | [5 empty] | LED |  | Federally-Regulated Consumer Product | 09/08/2016 |  | 07/22/2019
Hunter Fan Company | Hunter | 52079 | True |  | 3 | Yes | 1262 | 7 | 180 | 2237 | 16 | 140 | 4564 | 64 | 71 | [5 empty] | LED |  | Federally-Regulated Consumer Product | 09/08/2016 |  | 07/22/2019
Hunter Fan Company | Hunter | 53352 | True |  | 3 | Yes | 2066 | 10 | 207 |  |  |  | 4855 | 62 | 78 | [5 empty] | LED |  | Federally-Regulated Consumer Product | 06/14/2017 |  | 07/22/2019
Hunter Fan Company | Hunter | 52027 | True |  | 3 | Yes | 1341 | 8 | 168 | 2167 | 16 | 135 | 4677 | 66 | 71 | [5 empty] | LED |  | Federally-Regulated Consumer Product | 08/18/2016 |  | 07/22/2019
Hunter Fan Company | Hunter | 52028 | True |  | 3 | Yes | 1341 | 8 | 168 | 2167 | 16 | 135 | 4677 | 66 | 71 | [5 empty] | LED |  | Federally-Regulated Consumer Product | 08/18/2016 |  | 07/22/2019
Hunter Fan Company | Hunter | 52125 | True |  | 3 | Yes | 782 | 7 | 112 | 1881 | 17 | 111 | 3340 | 65 | 51 | [5 empty] | LED |  | Federally-Regulated Consumer Product | 09/08/2016 |  | 07/22/2019
Hunter Fan Company | Hunter | 52016 | True |  | 3 | Yes | 782 | 7 | 112 | 1881 | 17 | 111 | 3340 | 65 | 51 | [5 empty] | LED |  | Federally-Regulated Consumer Product | 09/08/2016 |  | 07/22/2019
Hunter Fan Company | Hunter | 52018 | True |  | 3 | Yes | 782 | 7 | 112 | 1881 | 17 | 111 | 3340 | 65 | 51 | [5 empty] | LED |  | Federally-Regulated Consumer Product | 09/08/2016 |  | 07/22/2019
Hunter Fan Company | Hunter | 52300 | True |  | 3 | Yes | 695 | 7 | 99 |  |  |  | 3823 | 64 | 60 | [5 empty] | LED |  | Federally-Regulated Consumer Product | 11/09/2018 |  | 07/22/2019
Hunter Fan Company | Hunter | 52301 | True |  | 3 | Yes | 695 | 7 | 99 |  |  |  | 3823 | 64 | 60 | [5 empty] | LED |  | Federally-Regulated Consumer Product | 11/09/2018 |  | 07/22/2019
Hunter Fan Company | Hunter | 52302 | True |  | 3 | Yes | 695 | 7 | 99 |  |  |  | 3823 | 64 | 60 | [5 empty] | LED |  | Federally-Regulated Consumer Product | 11/09/2018 |  | 07/22/2019
Hunter Fan Company | Hunter | 53046 | True |  | 3 | Yes | 1563 | 9 | 174 | 2832 | 36 | 79 | 4101 | 63 | 65 | [5 empty] | LED |  | Federally-Regulated Consumer Product | 03/07/2017 |  | 07/22/2019
Madison Avenue Lighting & Fan Co. | Home Decorators Collection | 54725 | True |  | 3 | Yes | 1933 | 14 | 138 |  |  |  | 5423 | 84 | 65 | [5 empty] | LED |  | Federally-Regulated Consumer Product | 06/06/2019 |  | 07/29/2019
Madison Avenue Lighting & Fan Co. | Home Decorators Collection | 54727 | True |  | 3 | Yes | 1933 | 14 | 138 |  |  |  | 5423 | 84 | 65 | [5 empty] | LED |  | Federally-Regulated Consumer Product | 06/06/2019 |  | 07/29/2019
Madison Avenue Lighting & Fan Co. | Home Decorators Collection | 54728 | True |  | 3 | Yes | 1933 | 14 | 138 |  |  |  | 5423 | 84 | 65 | [5 empty] | LED |  | Federally-Regulated Consumer Product | 06/06/2019 |  | 07/29/2019
Madison Avenue Lighting & Fan Co. | Home Decorators Collection | 54729 | True |  | 3 | Yes | 1933 | 14 | 138 |  |  |  | 5423 | 84 | 65 | [5 empty] | LED |  | Federally-Regulated Consumer Product | 06/06/2019 |  | 07/29/2019
Air Cool Industrial Co., Ltd. | Home Decorators Collection | YG493OD(YG493ODA-BN) | True |  | V | Yes | 2663 | 2 | 1332 |  |  |  | 9330 | 33 | 283 | [5 empty] | LED |  | Federally-Regulated Consumer Product | 07/26/2019 |  | 08/08/2019
Air Cool Industrial Co., Ltd. | Home Decorators Collection | YG493OD(YG493ODA-EB) | True |  | V | Yes | 2663 | 2 | 1332 |  |  |  | 9330 | 33 | 283 | [5 empty] | LED |  | Federally-Regulated Consumer Product | 07/26/2019 |  | 08/08/2019
Air Cool Industrial Co., Ltd. | Home Decorators Collection | YG493OD(YG493ODA-WH) | True |  | V | Yes | 2663 | 2 | 1332 |  |  |  | 9330 | 33 | 283 | [5 empty] | LED |  | Federally-Regulated Consumer Product | 07/26/2019 |  | 08/08/2019
Air Cool Industrial Co., Ltd. | Home Decorators Collection | YG493OD(YG493ODA-PN) | True |  | V | Yes | 2663 | 2 | 1332 |  |  |  | 9330 | 33 | 283 | [5 empty] | LED |  | Federally-Regulated Consumer Product | 07/26/2019 |  | 08/08/2019
Air Cool Industrial Co., Ltd. | Home Decorators Collection | YG493OD(YG493ODA-MBK) | True |  | V | Yes | 2663 | 2 | 1332 |  |  |  | 9330 | 33 | 283 | [5 empty] | LED |  | Federally-Regulated Consumer Product | 07/26/2019 |  | 08/08/2019
Air Cool Industrial Co., Ltd. | Home Decorators Collection | AL-14(AL14-22-NI) | True |  | 3 | Exception 3 | 1402 | 29 | 48 |  |  |  | 2175 | 52 | 42 | [5 empty] | None |  | Federally-Regulated Consumer Product | 07/16/2019 |  | 08/13/2019
Hunter Fan Company | Hunter | 53420 | True |  | 3 | Yes | 1972 | 9 | 219 |  |  |  | 4718 | 64 | 74 | [5 empty] | LED |  | Federally-Regulated Consumer Product | 04/30/2018 |  | 08/14/2019
King of Fans | Hampton Bay | CF101H-60 | True |  | 4 | Yes | 3208 | 15 | 214 | 7990 | 75 | 107 | 9764 | 109 | 90 | [5 empty] | None |  | Federally-Regulated Consumer Product | 04/21/2017 |  | 08/19/2019
King of Fans | Hampton Bay | 26829 | True |  | 4 | Yes | 4095 | 16 | 256 | 9000 | 81 | 111 | 10155 | 105 | 97 | [5 empty] | None |  | Federally-Regulated Consumer Product | 07/29/2014 |  | 08/20/2019
King of Fans | Hampton Bay | 52860 | True |  | 4 | Yes | 4095 | 16 | 256 | 9000 | 81 | 111 | 10155 | 105 | 97 | [5 empty] | None |  | Federally-Regulated Consumer Product | 07/29/2014 |  | 08/20/2019
King of Fans | Hampton Bay | 52869 | True |  | 4 | Yes | 4095 | 16 | 256 | 9000 | 81 | 111 | 10155 | 105 | 97 | [5 empty] | None |  | Federally-Regulated Consumer Product | 07/29/2014 |  | 08/20/2019
Hunter Fan Company | Hunter | 59636 | True |  | 3 | Yes | 836 | 7 | 119 |  |  |  | 3336 | 61 | 55 | [5 empty] | None |  | Federally-Regulated Consumer Product | 11/09/2018 |  | 08/21/2019
Hunter Fan Company | Hunter | 59638 | True |  | 3 | Yes | 1406 | 8 | 176 |  |  |  | 5395 | 81 | 67 | [5 empty] | LED |  | Federally-Regulated Consumer Product | 11/09/2018 |  | 08/21/2019
Hunter Fan Company | Hunter | 59199 | True |  | 3 | Yes | 2392 | 9 | 266 | 3306 | 24 | 138 | 5120 | 61 | 84 | [5 empty] | LED |  | Federally-Regulated Consumer Product | 09/08/2016 |  | 08/21/2019
Hunter Fan Company | Hunter | 59186 | True |  | 3 | Yes | 2392 | 9 | 266 | 3306 | 24 | 138 | 5120 | 61 | 84 | [5 empty] | Compact Flourescent |  | Federally-Regulated Consumer Product | 07/19/2016 |  | 08/21/2019
Hunter Fan Company | Hunter | 59632 | True |  | 3 | Yes | 1473 | 11 | 134 |  |  |  | 4200 | 64 | 66 | [5 empty] | LED |  | Federally-Regulated Consumer Product | 11/09/2018 |  | 08/21/2019
Hunter Fan Company | Hunter | 59633 | True |  | 3 | Yes | 1205 | 11 | 110 |  |  |  | 4988 | 79 | 63 | [5 empty] | LED |  | Federally-Regulated Consumer Product | 11/09/2018 |  | 08/21/2019
Hunter Fan Company | Hunter | 59637 | True |  | 3 | Yes | 1222 | 11 | 111 |  |  |  | 4742 | 79 | 60 | [5 empty] | LED |  | Federally-Regulated Consumer Product | 11/09/2018 |  | 08/21/2019
Hunter Fan Company | Hunter | 59039 | True |  | 3 | Yes | 2127 | 11 | 193 | 3577 | 29 | 123 | 6434 | 86 | 75 | [5 empty] | Incandescent |  | Federally-Regulated Consumer Product | 05/21/2013 |  | 08/27/2019
Hunter Fan Company | Hunter | 53406 | True |  | 3 | Yes | 2075 | 9 | 231 |  |  |  | 5012 | 64 | 78 | [5 empty] | LED |  | Federally-Regulated Consumer Product | 07/30/2018 |  | 08/27/2019
Hunter Fan Company | Hunter | 53407 | True |  | 3 | Yes | 2075 | 9 | 231 |  |  |  | 5012 | 64 | 78 | [5 empty] | LED |  | Federally-Regulated Consumer Product | 07/30/2018 |  | 08/27/2019
Hunter Fan Company | Hunter | 53408 | True |  | 3 | Yes | 2075 | 9 | 231 |  |  |  | 5012 | 64 | 78 | [5 empty] | LED |  | Federally-Regulated Consumer Product | 07/30/2018 |  | 08/27/2019
Hunter Fan Company | Hunter | 53365 | True |  | 3 | Yes | 2075 | 9 | 231 |  |  |  | 5012 | 64 | 78 | [5 empty] | LED |  | Federally-Regulated Consumer Product | 08/17/2017 |  | 08/27/2019
Hunter Fan Company | Hunter | 59579 | True |  | 3 | Yes | 1998 | 11 | 182 |  |  |  | 5029 | 66 | 76 | [5 empty] | LED |  | Federally-Regulated Consumer Product | 06/26/2018 |  | 08/27/2019
Hunter Fan Company | Hunter | 59397 | True |  | 6 | Yes | 4301 | 4 | 1075 |  |  |  | 8299 | 47 | 177 | [5 empty] | LED |  | Federally-Regulated Consumer Product | 04/30/2018 |  | 08/27/2019
Hunter Fan Company | Hunter | 59398 | True |  | 6 | Yes | 4301 | 4 | 1075 |  |  |  | 8299 | 47 | 177 | [5 empty] | LED |  | Federally-Regulated Consumer Product | 04/30/2018 |  | 08/27/2019
Hunter Fan Company | Hunter | 54131 | True |  | 3 | Yes | 2551 | 9 | 283 | 4183 | 26 | 161 | 6766 | 81 | 84 | [5 empty] | LED |  | Federally-Regulated Consumer Product | 09/08/2016 |  | 09/17/2019
Air Cool Industrial Co., Ltd. | Hampton Bay | AC-542(AM212-WH) | True |  | 3 | Yes | 1322 | 10 | 132 | 2313 | 24 | 96 | 2679 | 52 | 52 | [5 empty] | LED |  | Federally-Regulated Consumer Product | 12/23/2016 |  | 09/18/2019
Air Cool Industrial Co., Ltd. | Hampton Bay | AC-542(AM212-BN) | True |  | 3 | Yes | 1322 | 10 | 132 | 2313 | 24 | 96 | 2679 | 52 | 52 | [5 empty] | LED |  | Federally-Regulated Consumer Product | 12/23/2016 |  | 09/18/2019
Air Cool Industrial Co., Ltd. | Hampton Bay | AC-542(AM212-ORB) | True |  | 3 | Yes | 1322 | 10 | 132 | 2313 | 24 | 96 | 2679 | 52 | 52 | [5 empty] | LED |  | Federally-Regulated Consumer Product | 12/23/2016 |  | 09/18/2019
Air Cool Industrial Co., Ltd. | Hampton Bay | AC-552(AG524PR-BN) | True |  | 3 | Yes | 1638 | 8 | 205 | 3611 | 31 | 116 | 5234 | 74 | 71 | [5 empty] | LED |  | Federally-Regulated Consumer Product | 12/23/2016 |  | 09/18/2019
Air Cool Industrial Co., Ltd. | Hampton Bay | AC-552(AG524PR-FB) | True |  | 3 | Yes | 1638 | 8 | 205 | 3611 | 31 | 116 | 5234 | 74 | 71 | [5 empty] | LED |  | Federally-Regulated Consumer Product | 12/23/2016 |  | 09/18/2019
Air Cool Industrial Co., Ltd. | Hampton Bay | AC-552(AG524PR-ORB) | True |  | 3 | Yes | 1638 | 8 | 205 | 3611 | 31 | 116 | 5234 | 74 | 71 | [5 empty] | LED |  | Federally-Regulated Consumer Product | 12/23/2016 |  | 09/18/2019
Air Cool Industrial Co., Ltd. | Hampton Bay | AC-552(AG524PR-WH) | True |  | 3 | Yes | 1638 | 8 | 205 | 3611 | 31 | 116 | 5234 | 74 | 71 | [5 empty] | LED |  | Federally-Regulated Consumer Product | 12/23/2016 |  | 09/18/2019
Air Cool Industrial Co., Ltd. | Home Decorators Collection | AC-303OD(AC303-NI-MH) | True |  | 3 | Yes | 1087 | 10 | 109 |  |  |  | 4531 | 72 | 63 | [5 empty] | LED |  | Federally-Regulated Consumer Product | 02/14/2018 |  | 09/18/2019
Air Cool Industrial Co., Ltd. | Home Decorators Collection | AC-552A(YG446-BN) | True |  | 3 | Yes | 2541 | 13 | 195 |  |  |  | 6662 | 60 | 111 | [5 empty] | LED |  | Federally-Regulated Consumer Product | 09/12/2017 |  | 09/18/2019
Air Cool Industrial Co., Ltd. | Home Decorators Collection | YG522(YG522-BN) | True |  | 3 | Yes | 1824 | 12 | 152 |  |  |  | 5651 | 60 | 94 | [5 empty] | LED |  | Federally-Regulated Consumer Product | 09/12/2017 |  | 09/18/2019
Air Cool Industrial Co., Ltd. | Home Decorators Collection | AC-552A(YG525-BN) | True |  | 3 | Yes | 1797 | 12 | 150 |  |  |  | 5376 | 63 | 85 | [5 empty] | LED |  | Federally-Regulated Consumer Product | 09/12/2017 |  | 09/18/2019
Air Cool Industrial Co., Ltd. | Home Decorators Collection | YG528OD(YG528-EB) | True |  | V | Yes | 2943 | 16 | 184 |  |  |  | 9743 | 100 | 97 | [5 empty] | LED |  | Federally-Regulated Consumer Product | 09/12/2017 |  | 09/18/2019
Air Cool Industrial Co., Ltd. | Home Decorators Collection | YG528OD(YG528-BN) | True |  | V | Yes | 2943 | 16 | 184 |  |  |  | 9743 | 100 | 97 | [5 empty] | LED |  | Federally-Regulated Consumer Product | 09/12/2017 |  | 09/18/2019
Air Cool Industrial Co., Ltd. | Home Decorators Collection | YG528OD(YG528-NI) | True |  | V | Yes | 2943 | 16 | 184 |  |  |  | 9743 | 100 | 97 | [5 empty] | LED |  | Federally-Regulated Consumer Product | 09/12/2017 |  | 09/18/2019
Air Cool Industrial Co., Ltd. | Home Decorators Collection | YG528OD(YG528-WH) | True |  | V | Yes | 2943 | 16 | 184 |  |  |  | 9743 | 100 | 97 | [5 empty] | LED |  | Federally-Regulated Consumer Product | 09/12/2017 |  | 09/18/2019
Air Cool Industrial Co., Ltd. | Home Decorators Collection | YG-475OD(YG475-WH) | True |  | 3 | Yes | 3682 | 20 | 184 | 6025 | 45 | 134 | 8327 | 92 | 91 | [5 empty] | LED |  | Federally-Regulated Consumer Product | 12/23/2016 |  | 09/18/2019
Air Cool Industrial Co., Ltd. | Home Decorators Collection | YG-475OD(YG475-BN) | True |  | 3 | Yes | 3682 | 20 | 184 | 6025 | 45 | 134 | 8327 | 92 | 91 | [5 empty] | LED |  | Federally-Regulated Consumer Product | 12/23/2016 |  | 09/18/2019
Air Cool Industrial Co., Ltd. | Home Decorators Collection | YG-475OD(YG475-NI) | True |  | 3 | Yes | 3682 | 20 | 184 | 6025 | 45 | 134 | 8327 | 92 | 91 | [5 empty] | LED |  | Federally-Regulated Consumer Product | 12/23/2016 |  | 09/18/2019
Air Cool Industrial Co., Ltd. | Home Decorators Collection | AC-552DL(YG671-BN) | True |  | V | Yes | 1653 | 15 | 110 |  |  |  | 3598 | 63 | 57 | [5 empty] | LED |  | Federally-Regulated Consumer Product | 07/11/2018 |  | 09/18/2019
Air Cool Industrial Co., Ltd. | Home Decorators Collection | AC-552DL(YG671-EB) | True |  | V | Yes | 1653 | 15 | 110 |  |  |  | 3598 | 63 | 57 | [5 empty] | LED |  | Federally-Regulated Consumer Product | 07/11/2018 |  | 09/18/2019
Air Cool Industrial Co., Ltd. | Home Decorators Collection | AG-637OD(AM127-NI) | True |  | 3 | Yes | 1152 | 12 | 96 | 2420 | 32 | 76 | 3437 | 64 | 54 | [5 empty] | LED |  | Federally-Regulated Consumer Product | 05/09/2017 |  | 09/18/2019
Air Cool Industrial Co., Ltd. | Home Decorators Collection | AC-552(YG419-WH) | True |  | 3 | Yes | 2217 | 11 | 202 | 4041 | 30 | 135 | 6133 | 63 | 97 | [5 empty] | LED |  | Federally-Regulated Consumer Product | 05/09/2017 |  | 09/18/2019
Air Cool Industrial Co., Ltd. | Home Decorators Collection | AC-552(YG419-BN) | True |  | 3 | Yes | 2217 | 11 | 202 | 4041 | 30 | 135 | 6133 | 63 | 97 | [5 empty] | LED |  | Federally-Regulated Consumer Product | 05/09/2017 |  | 09/18/2019
Air Cool Industrial Co., Ltd. | Home Decorators Collection | AC-552(YG419-NI) | True |  | 3 | Yes | 2217 | 11 | 202 | 4041 | 30 | 135 | 6133 | 63 | 97 | [5 empty] | LED |  | Federally-Regulated Consumer Product | 05/09/2017 |  | 09/18/2019
Air Cool Industrial Co., Ltd. | Home Decorators Collection | YG583(YG583-BN) | True |  | V | Yes | 2326 | 10 | 232 |  |  |  | 5956 | 42 | 142 | [5 empty] | LED |  | Federally-Regulated Consumer Product | 06/06/2017 |  | 09/18/2019
Air Cool Industrial Co., Ltd. | Home Decorators Collection | YG583(YG583-WH) | True |  | V | Yes | 2326 | 10 | 232 |  |  |  | 5956 | 42 | 142 | [5 empty] | LED |  | Federally-Regulated Consumer Product | 06/06/2017 |  | 09/18/2019
Air Cool Industrial Co., Ltd. | Home Decorators Collection | YG491A(YG491A-NI ) | True |  | V | Yes | 2708 | 2 | 1354 |  |  |  | 8659 | 32 | 270 | [5 empty] | None |  | Federally-Regulated Consumer Product | 03/28/2018 |  | 09/18/2019
Air Cool Industrial Co., Ltd. | Home Decorators Collection | FPD8148(FN731)YG491-BN | True |  | V | Yes | 2619 | 3 | 873 |  |  |  | 9519 | 29 | 328 | [5 empty] | None |  | Federally-Regulated Consumer Product | 09/12/2017 |  | 09/18/2019
Air Cool Industrial Co., Ltd. | Home Decorators Collection | YG439(YG439-BN) | True |  | V | Yes | 2138 | 2 | 1069 |  |  |  | 7356 | 31 | 237 | [5 empty] | LED |  | Federally-Regulated Consumer Product | 09/12/2017 |  | 09/18/2019
Air Cool Industrial Co., Ltd. | Home Decorators Collection | YG638(YG638-BN) | True |  | V | Yes | 2749 | 3 | 916 | 6294 | 17 | 370 | 9369 | 52 | 180 | [5 empty] | LED |  | Federally-Regulated Consumer Product | 01/25/2017 |  | 09/18/2019
King of Fans | Hampton Bay | 52-NORD | True |  | 3 | Yes | 2015 | 14 | 144 |  |  |  | 4456 | 57 | 78 | [5 empty] | LED |  | Federally-Regulated Consumer Product | 10/16/2018 |  | 10/03/2019
King of Fans | Hampton Bay | 52-CCT | True |  | 3 | Yes | 1620 | 10 | 162 | 2857 | 27 | 106 | 4188 | 65 | 64 | [5 empty] | LED |  | Federally-Regulated Consumer Product | 12/05/2016 |  | 10/03/2019
King of Fans | Hampton Bay | 48-LG | True |  | 3 | Yes | 1794 | 15 | 120 | 2923 | 32 | 91 | 4286 | 65 | 66 | [5 empty] | None |  | Federally-Regulated Consumer Product | 04/21/2017 |  | 10/03/2019
Summer Wind International, Ltd. | Minka Aire | F868L-***** | True |  | 6 | Yes | 1349 | 2 | 674 |  |  |  | 5357 | 23 | 232 | [5 empty] | LED |  | Federally-Regulated Consumer Product | 05/30/2019 |  | 10/15/2019
HKC - Hong Kong China Electric Appliance | HD Supply | 287505 | True |  | 3 | Yes | 1573 | 10 | 157 |  |  |  | 4003 | 56 | 71 | [5 empty] | LED |  | Federally-Regulated Consumer Product | 10/13/2019 |  | 10/22/2019
HKC - Hong Kong China Electric Appliance | HD Supply | 287507 | True |  | 3 | Yes | 1573 | 10 | 157 |  |  |  | 4003 | 56 | 71 | [5 empty] | LED |  | Federally-Regulated Consumer Product | 10/13/2019 |  | 10/22/2019
HKC - Hong Kong China Electric Appliance | HD Supply | 287508 | True |  | 3 | Yes | 1573 | 10 | 157 |  |  |  | 4003 | 56 | 71 | [5 empty] | LED |  | Federally-Regulated Consumer Product | 10/13/2019 |  | 10/22/2019
HKC - Hong Kong China Electric Appliance | HD Supply | 287506 | True |  | 3 | Yes | 1033 | 11 | 92 |  |  |  | 2733 | 52 | 52 | [5 empty] | LED |  | Federally-Regulated Consumer Product | 10/13/2019 |  | 10/22/2019
HKC - Hong Kong China Electric Appliance | HD Supply | 287509 | True |  | 3 | Yes | 1033 | 11 | 92 |  |  |  | 2733 | 52 | 52 | [5 empty] | LED |  | Federally-Regulated Consumer Product | 10/13/2019 |  | 10/22/2019
Hunter Fan Company | Hunter Fan Co. | 23457 |  |  |  |  | 1308 | 8 | 164 | 3594 | 31 | 116 | 7262 | 107 | 68 | [5 empty] | Incandescent |  | Non Federally-Regulated | 02/03/2006 |  | 10/23/2019
Hunter Fan Company | Hunter Fan Co. | 28486 |  |  |  |  | 1765 | 162 | 11 | 3439 | 117 | 29 | 7354 | 73 | 101 | [5 empty] | None |  | Non Federally-Regulated | 10/19/2007 |  | 10/23/2019
Hunter Fan Company | Hunter Fan Co. | 27298 |  |  |  |  | 1671 | 11 | 152 | 3648 | 33 | 111 | 6541 | 78 | 84 | [5 empty] | Incandescent |  | Non Federally-Regulated | 02/03/2006 |  | 10/23/2019
Hunter Fan Company | Hunter Fan Co. | 22564 |  |  |  |  | 1803 | 192 | 9 | 3837 | 127 | 30 | 6379 | 86 | 74 | [5 empty] | Incandescent |  | Non Federally-Regulated | 10/19/2007 |  | 10/23/2019
Hunter Fan Company | Hunter Fan Co. | 28481 |  |  |  |  | 1310 | 172 | 8 | 3264 | 111 | 29 | 6466 | 68 | 95 | [5 empty] | Incandescent |  | Non Federally-Regulated | 10/19/2007 |  | 10/23/2019
Hunter Fan Company | Hunter Fan Co. | 28078 |  |  |  |  | 1240 | 128 | 10 | 2636 | 95 | 28 | 4512 | 65 | 69 | [5 empty] | Incandescent |  | Non Federally-Regulated | 10/19/2007 |  | 10/23/2019
Hunter Fan Company | Hunter Fan Co. | 26490 |  |  |  |  | 1350 | 147 | 9 | 3225 | 100 | 32 | 5805 | 76 | 76 | [5 empty] | None |  | Non Federally-Regulated | 10/19/2007 |  | 10/23/2019
Hunter Fan Company | Hunter Fan Co. | 28461 |  |  |  |  | 1531 | 152 | 10 | 2624 | 96 | 27 | 5148 | 75 | 69 | [5 empty] | Incandescent |  | Non Federally-Regulated | 10/19/2007 |  | 10/23/2019
Hunter Fan Company | Hunter Fan Co. | 28180 |  |  |  |  | 1329 | 8 | 166 | 3924 | 33 | 119 | 6126 | 80 | 77 | [5 empty] | None |  | Non Federally-Regulated | 02/03/2006 |  | 10/23/2019
Hunter Fan Company | Hunter Fan Co. | 28145 |  |  |  |  | 1318 | 7 | 188 | 3415 | 31 | 110 | 6751 | 111 | 61 | [5 empty] | None |  | Non Federally-Regulated | 02/03/2006 |  | 10/23/2019
Hunter Fan Company | Hunter Fan Co. | 21220 |  |  |  |  | 1566 | 9 | 174 | 2989 | 26 | 115 | 5203 | 69 | 75 | [5 empty] | Incandescent |  | Non Federally-Regulated | 02/03/2006 |  | 10/23/2019
Hunter Fan Company | Hunter Fan Co. | 23486 |  |  |  |  | 1212 | 7 | 173 | 3465 | 28 | 124 | 7043 | 108 | 65 | [5 empty] | Incandescent |  | Non Federally-Regulated | 02/03/2006 |  | 10/23/2019
Hunter Fan Company | Hunter Fan Co. | 28152 |  |  |  |  | 1374 | 7 | 196 | 3563 | 33 | 108 | 7464 | 108 | 69 | [5 empty] | None |  | Non Federally-Regulated | 02/03/2006 |  | 10/23/2019
Hunter Fan Company | Hunter Fan Co. | 28402 |  |  |  |  | 1262 | 10 | 126 | 3374 | 36 | 94 | 5704 | 85 | 67 | [5 empty] | None |  | Non Federally-Regulated | 02/03/2006 |  | 10/23/2019
Hunter Fan Company | Hunter Fan Co. | 28468 |  |  |  |  | 1677 | 178 | 9 | 3519 | 114 | 31 | 6499 | 78 | 83 | [5 empty] | None |  | Non Federally-Regulated | 10/19/2007 |  | 10/23/2019
Hunter Fan Company | Hunter Fan Co. | 20516 |  |  |  |  | 1731 | 9 | 192 | 3556 | 29 | 123 | 5256 | 63 | 83 | [5 empty] | None |  | Non Federally-Regulated | 02/03/2006 |  | 10/23/2019
Hunter Fan Company | Hunter Fan Co. | 20775 |  |  |  |  | 1403 | 139 | 10 | 2817 | 109 | 26 | 4696 | 75 | 63 | [5 empty] | Incandescent |  | Non Federally-Regulated | 10/19/2007 |  | 10/23/2019
Hunter Fan Company | Hunter Fan Co. | 23862 |  |  |  |  | 1683 | 11 | 153 | 3143 | 31 | 101 | 6274 | 88 | 71 | [5 empty] | None |  | Non Federally-Regulated | 02/03/2006 |  | 10/23/2019
Hunter Fan Company | Hunter Fan Co. | 22282 |  |  |  |  | 2633 | 131 | 20 | 4619 | 113 | 41 | 7097 | 88 | 81 | [5 empty] | None |  | Non Federally-Regulated | 10/19/2007 |  | 10/23/2019
Hunter Fan Company | Hunter Fan Co. | 21400 |  |  |  |  | 1407 | 9 | 156 | 3980 | 33 | 121 | 6558 | 82 | 80 | [5 empty] | None |  | Non Federally-Regulated | 02/03/2006 |  | 10/23/2019
Hunter Fan Company | Hunter Fan Co. | 20531 |  |  |  |  | 1439 | 9 | 160 | 2757 | 25 | 110 | 4861 | 64 | 76 | [5 empty] | Incandescent |  | Non Federally-Regulated | 02/03/2006 |  | 10/23/2019
Hunter Fan Company | Hunter Fan Co. | 22285 |  |  |  |  | 1683 | 11 | 153 | 3143 | 31 | 101 | 6274 | 88 | 71 | [5 empty] | None |  | Non Federally-Regulated | 02/03/2006 |  | 10/23/2019
Hunter Fan Company | Hunter Fan Co. | 24132 |  |  |  |  | 1430 | 7 | 204 | 4346 | 42 | 103 | 5836 | 70 | 83 | [5 empty] | None |  | Non Federally-Regulated | 02/03/2006 |  | 10/23/2019
Hunter Fan Company | Hunter Fan Co. | 28540 |  |  |  |  | 2508 | 155 | 16 | 4120 | 106 | 39 | 6607 | 79 | 84 | [5 empty] | None |  | Non Federally-Regulated | 10/19/2007 |  | 10/23/2019
Hunter Fan Company | Hunter Fan Co. | 20761 |  |  |  |  | 1591 | 8 | 199 | 2846 | 27 | 105 | 5148 | 66 | 78 | [5 empty] | Incandescent |  | Non Federally-Regulated | 02/03/2006 |  | 10/23/2019
Hunter Fan Company | Hunter Fan Co. | 22552 |  |  |  |  | 1577 | 158 | 10 | 3014 | 109 | 28 | 4783 | 72 | 66 | [5 empty] | Incandescent |  | Non Federally-Regulated | 10/19/2007 |  | 10/23/2019
Hunter Fan Company | Hunter Fan Co. | 28451 |  |  |  |  | 1543 | 9 | 171 | 3361 | 30 | 112 | 6003 | 80 | 75 | [5 empty] | None |  | Non Federally-Regulated | 02/03/2006 |  | 10/23/2019
Hunter Fan Company | Hunter Fan Co. | 26418 |  |  |  |  | 1497 | 150 | 10 | 2835 | 134 | 21 | 5012 | 84 | 60 | [5 empty] | Incandescent |  | Non Federally-Regulated | 10/19/2007 |  | 10/23/2019
Hunter Fan Company | Hunter Fan Co. | 28458 |  |  |  |  | 1543 | 9 | 171 | 3361 | 30 | 112 | 6003 | 80 | 75 | [5 empty] | None |  | Non Federally-Regulated | 02/03/2006 |  | 10/23/2019
Hunter Fan Company | Hunter Fan Co. | 28875 |  |  |  |  | 1658 | 9 | 184 | 3702 | 30 | 123 | 6936 | 88 | 79 | [5 empty] | Other |  | Non Federally-Regulated | 02/03/2006 |  | 10/23/2019
Hunter Fan Company | Hunter Fan Co. | 24131 |  |  |  |  | 1430 | 7 | 204 | 4346 | 42 | 103 | 5836 | 70 | 83 | [5 empty] | None |  | Non Federally-Regulated | 02/03/2006 |  | 10/23/2019
Hunter Fan Company | Hunter Fan Co. | 27542 |  |  |  |  | 1309 | 10 | 131 | 2796 | 29 | 96 | 4800 | 71 | 68 | [5 empty] | Incandescent |  | Non Federally-Regulated | 02/03/2006 |  | 10/23/2019
Hunter Fan Company | Hunter Fan Co. | 23547 |  |  |  |  | 1431 | 9 | 159 | 2979 | 27 | 110 | 5289 | 75 | 71 | [5 empty] | Compact Flourescent |  | Non Federally-Regulated | 02/03/2006 |  | 10/23/2019
Hunter Fan Company | Hunter Fan Co. | 28417 |  |  |  |  | 1626 | 9 | 181 | 3053 | 27 | 113 | 5251 | 66 | 80 | [5 empty] | None |  | Non Federally-Regulated | 02/03/2006 |  | 10/23/2019
Hunter Fan Company | Hunter Fan Co. | 23980 |  |  |  |  | 1415 | 9 | 157 | 3461 | 30 | 115 | 6419 | 83 | 77 | [5 empty] | None |  | Non Federally-Regulated | 02/03/2006 |  | 10/23/2019
Hunter Fan Company | Hunter Fan Co. | 28454 |  |  |  |  | 1543 | 9 | 171 | 3361 | 30 | 112 | 6003 | 80 | 75 | [5 empty] | None |  | Non Federally-Regulated | 02/03/2006 |  | 10/23/2019
Hunter Fan Company | Hunter Fan Co. | 23797 |  |  |  |  | 1445 | 7 | 206 | 3300 | 30 | 110 | 6403 | 95 | 67 | [5 empty] | Incandescent |  | Non Federally-Regulated | 02/03/2006 |  | 10/23/2019
Hunter Fan Company | Hunter Fan Co. | 23290 |  |  |  |  | 1512 | 9 | 168 | 3362 | 28 | 120 | 6552 | 85 | 77 | [5 empty] | Incandescent |  | Non Federally-Regulated | 02/03/2006 |  | 10/23/2019
Hunter Fan Company | Hunter Fan Co. | 18870 |  |  |  |  | 1883 | 10 | 188 | 3898 | 31 | 126 | 6270 | 76 | 83 | [5 empty] | None |  | Non Federally-Regulated | 02/03/2006 |  | 10/23/2019
Hunter Fan Company | Hunter Fan Co. | 23801 |  |  |  |  | 1577 | 175 | 9 | 2892 | 117 | 25 | 4983 | 70 | 71 | [5 empty] | Incandescent |  | Non Federally-Regulated | 10/19/2007 |  | 10/23/2019
Hunter Fan Company | Hunter Fan Co. | 28466 |  |  |  |  | 1677 | 178 | 9 | 3519 | 114 | 31 | 6499 | 78 | 83 | [5 empty] | None |  | Non Federally-Regulated | 10/19/2007 |  | 10/23/2019
Hunter Fan Company | Hunter Fan Co. | 28418 |  |  |  |  | 1626 | 9 | 181 | 3053 | 27 | 113 | 5251 | 66 | 80 | [5 empty] | None |  | Non Federally-Regulated | 02/03/2006 |  | 10/23/2019
Hunter Fan Company | Hunter Fan Co. | 25903 |  |  |  |  | 1249 | 156 | 8 | 3142 | 105 | 30 | 6088 | 67 | 91 | [5 empty] | Incandescent |  | Non Federally-Regulated | 10/19/2007 |  | 10/23/2019
Hunter Fan Company | Hunter Fan Co. | 24926 |  |  |  |  | 1731 | 9 | 192 | 3556 | 29 | 123 | 5256 | 63 | 83 | [5 empty] | None |  | Non Federally-Regulated | 02/03/2006 |  | 10/23/2019
Hunter Fan Company | Hunter Fan Co. | 28020 |  |  |  |  | 1498 | 9 | 166 | 2865 | 26 | 110 | 5082 | 66 | 77 | [5 empty] | Incandescent |  | Non Federally-Regulated | 02/03/2006 |  | 10/23/2019
Hunter Fan Company | Hunter Fan Co. | 21399 |  |  |  |  | 1407 | 9 | 156 | 3980 | 33 | 121 | 6558 | 82 | 80 | [5 empty] | None |  | Non Federally-Regulated | 02/03/2006 |  | 10/23/2019
Hunter Fan Company | Hunter Fan Co. | 25866 |  |  |  |  | 1954 | 10 | 195 | 3945 | 31 | 127 | 6210 | 73 | 85 | [5 empty] | None |  | Non Federally-Regulated | 02/03/2006 |  | 10/23/2019
Hunter Fan Company | Hunter Fan Co. | 28452 |  |  |  |  | 1543 | 9 | 171 | 3361 | 30 | 112 | 6003 | 80 | 75 | [5 empty] | None |  | Non Federally-Regulated | 02/03/2006 |  | 10/23/2019
Hunter Fan Company | Hunter Fan Co. | 21226 |  |  |  |  | 1566 | 9 | 174 | 2989 | 26 | 115 | 5203 | 69 | 75 | [5 empty] | Incandescent |  | Non Federally-Regulated | 02/03/2006 |  | 10/23/2019
Hunter Fan Company | Hunter Fan Co. | 28410 |  |  |  |  | 1626 | 9 | 181 | 3053 | 27 | 113 | 5251 | 66 | 80 | [5 empty] | None |  | Non Federally-Regulated | 02/03/2006 |  | 10/23/2019
Hunter Fan Company | Hunter Fan Co. | 23248 |  |  |  |  | 1620 | 8 | 203 | 3701 | 31 | 119 | 6963 | 91 | 77 | [5 empty] | None |  | Non Federally-Regulated | 02/03/2006 |  | 10/23/2019
Hunter Fan Company | Hunter Fan Co. | 21185 |  |  |  |  | 1482 | 11 | 135 | 3126 | 28 | 112 | 5494 | 68 | 81 | [5 empty] | Incandescent |  | Non Federally-Regulated | 02/03/2006 |  | 10/23/2019
Hunter Fan Company | Hunter Fan Co. | 20766 |  |  |  |  | 1591 | 8 | 199 | 2846 | 27 | 105 | 5148 | 66 | 78 | [5 empty] | Incandescent |  | Non Federally-Regulated | 02/03/2006 |  | 10/23/2019
Hunter Fan Company | Hunter Fan Co. | 21409 |  |  |  |  | 1606 | 10 | 161 | 3567 | 30 | 119 | 7030 | 92 | 76 | [5 empty] | Incandescent |  | Non Federally-Regulated | 02/03/2006 |  | 10/23/2019
Hunter Fan Company | Hunter Fan Co. | 28174 |  |  |  |  | 1109 | 7 | 158 | 2933 | 27 | 109 | 6466 | 110 | 59 | [5 empty] | None |  | Non Federally-Regulated | 02/03/2006 |  | 10/23/2019
Hunter Fan Company | Hunter Fan Co. | 22554 |  |  |  |  | 1577 | 158 | 10 | 3014 | 109 | 28 | 4783 | 72 | 66 | [5 empty] | Incandescent |  | Non Federally-Regulated | 10/19/2007 |  | 10/23/2019
Hunter Fan Company | Hunter Fan Co. | 28413 |  |  |  |  | 1626 | 9 | 181 | 3053 | 27 | 113 | 5251 | 66 | 80 | [5 empty] | None |  | Non Federally-Regulated | 02/03/2006 |  | 10/23/2019
Hunter Fan Company | Hunter Fan Co. | 28608 |  |  |  |  | 1288 | 161 | 8 | 3198 | 106 | 30 | 6179 | 65 | 95 | [5 empty] | Incandescent |  | Non Federally-Regulated | 10/19/2007 |  | 10/23/2019
Hunter Fan Company | Hunter Fan Co. | 21720 |  |  |  |  | 1377 | 9 | 153 | 3345 | 29 | 115 | 5415 | 70 | 77 | [5 empty] | Incandescent |  | Non Federally-Regulated | 02/03/2006 |  | 10/23/2019
Hunter Fan Company | Hunter Fan Co. | 28170 |  |  |  |  | 1109 | 7 | 158 | 2933 | 27 | 109 | 6466 | 110 | 59 | [5 empty] | None |  | Non Federally-Regulated | 02/03/2006 |  | 10/23/2019
Hunter Fan Company | Hunter Fan Co. | 28487 |  |  |  |  | 1583 | 176 | 9 | 4510 | 141 | 32 | 9204 | 90 | 102 | [5 empty] | None |  | Non Federally-Regulated | 10/19/2007 |  | 10/23/2019
Hunter Fan Company | Hunter Fan Co. | 28111 |  |  |  |  | 2040 | 13 | 157 | 4025 | 34 | 118 | 6538 | 75 | 87 | [5 empty] | Other |  | Non Federally-Regulated | 02/03/2006 |  | 10/23/2019
Hunter Fan Company | Hunter Fan Co. | 21980 |  |  |  |  | 1543 | 9 | 171 | 3361 | 30 | 112 | 6003 | 80 | 75 | [5 empty] | None |  | Non Federally-Regulated | 02/03/2006 |  | 10/23/2019
Hunter Fan Company | Hunter Fan Co. | 23247 |  |  |  |  | 1620 | 8 | 203 | 3701 | 31 | 119 | 6963 | 91 | 77 | [5 empty] | None |  | Non Federally-Regulated | 02/03/2006 |  | 10/23/2019
Hunter Fan Company | Hunter Fan Co. | 21300 |  |  |  |  | 1431 | 147 | 10 | 2947 | 108 | 27 | 5331 | 78 | 68 | [5 empty] | None |  | Non Federally-Regulated | 10/19/2007 |  | 10/23/2019
Hunter Fan Company | Hunter Fan Co. | 21872 |  |  |  |  | 1441 | 157 | 9 | 3469 | 114 | 30 | 6615 | 84 | 79 | [5 empty] | Incandescent |  | Non Federally-Regulated | 10/19/2007 |  | 10/23/2019
Hunter Fan Company | Hunter Fan Co. | 23785 |  |  |  |  | 1793 | 191 | 9 | 3706 | 124 | 30 | 6565 | 83 | 79 | [5 empty] | Incandescent |  | Non Federally-Regulated | 10/19/2007 |  | 10/23/2019
Hunter Fan Company | Hunter Fan Co. | 20540 |  |  |  |  | 1523 | 10 | 152 | 2906 | 25 | 116 | 5186 | 65 | 80 | [5 empty] | Incandescent |  | Non Federally-Regulated | 02/03/2006 |  | 10/23/2019
Hunter Fan Company | Hunter Fan Co. | 25579 |  |  |  |  | 1403 | 9 | 156 | 2817 | 26 | 108 | 4696 | 62 | 76 | [5 empty] | Incandescent |  | Non Federally-Regulated | 02/03/2006 |  | 10/23/2019
Hunter Fan Company | Hunter Fan Co. | 28077 |  |  |  |  | 1332 | 139 | 10 | 2692 | 102 | 26 | 4253 | 62 | 69 | [5 empty] | Incandescent |  | Non Federally-Regulated | 10/19/2007 |  | 10/23/2019
Hunter Fan Company | Hunter Fan Co. | 28490 |  |  |  |  | 1765 | 11 | 160 | 3156 | 29 | 109 | 4799 | 65 | 74 | [5 empty] | None |  | Non Federally-Regulated | 02/03/2006 |  | 10/23/2019
Hunter Fan Company | Hunter Fan Co. | 20765 |  |  |  |  | 1591 | 8 | 199 | 2846 | 27 | 105 | 5148 | 66 | 78 | [5 empty] | Incandescent |  | Non Federally-Regulated | 02/03/2006 |  | 10/23/2019
Hunter Fan Company | Hunter Fan Co. | 24685 |  |  |  |  | 2673 | 20 | 134 | 4286 | 36 | 119 | 7037 | 70 | 101 | [5 empty] | None |  | Non Federally-Regulated | 02/03/2006 |  | 10/23/2019
Hunter Fan Company | Hunter Fan Co. | 23530 |  |  |  |  | 1369 | 9 | 152 | 3568 | 30 | 119 | 6722 | 85 | 79 | [5 empty] | Incandescent |  | Non Federally-Regulated | 02/03/2006 |  | 10/23/2019
Hunter Fan Company | Hunter Fan Co. | 23803 |  |  |  |  | 1512 | 184 | 8 | 3763 | 144 | 26 | 8663 | 91 | 95 | [5 empty] | Incandescent |  | Non Federally-Regulated | 10/19/2007 |  | 10/23/2019
Hunter Fan Company | Hunter Fan Co. | 25511 |  |  |  |  | 1489 | 9 | 165 | 3458 | 30 | 115 | 6159 | 79 | 78 | [5 empty] | None |  | Non Federally-Regulated | 02/03/2006 |  | 10/23/2019
Hunter Fan Company | Hunter Fan Co. | 20536 |  |  |  |  | 1439 | 9 | 160 | 2757 | 25 | 110 | 4861 | 64 | 76 | [5 empty] | Incandescent |  | Non Federally-Regulated | 02/03/2006 |  | 10/23/2019
Hunter Fan Company | Hunter Fan Co. | 28523 |  |  |  |  | 1793 | 191 | 9 | 3706 | 124 | 30 | 6565 | 83 | 79 | [5 empty] | Incandescent |  | Non Federally-Regulated | 10/19/2007 |  | 10/23/2019
Hunter Fan Company | Hunter Fan Co. | 28169 |  |  |  |  | 1127 | 9 | 125 | 3395 | 34 | 100 | 5635 | 81 | 70 | [5 empty] | None |  | Non Federally-Regulated | 02/03/2006 |  | 10/23/2019
Hunter Fan Company | Hunter Fan Co. | 21726 |  |  |  |  | 1377 | 9 | 153 | 3345 | 29 | 115 | 5415 | 70 | 77 | [5 empty] | Incandescent |  | Non Federally-Regulated | 02/03/2006 |  | 10/23/2019
Hunter Fan Company | Hunter Fan Co. | 28870 |  |  |  |  | 1658 | 9 | 184 | 3702 | 30 | 123 | 6936 | 88 | 79 | [5 empty] | Other |  | Non Federally-Regulated | 02/03/2006 |  | 10/23/2019
Hunter Fan Company | Hunter Fan Co. | 20241 |  |  |  |  | 2673 | 20 | 134 | 4286 | 36 | 119 | 7037 | 70 | 101 | [5 empty] | None |  | Non Federally-Regulated | 02/03/2006 |  | 10/23/2019
Hunter Fan Company | Hunter Fan Co. | 21160 |  |  |  |  | 1543 | 9 | 171 | 3361 | 30 | 112 | 6003 | 80 | 75 | [5 empty] | None |  | Non Federally-Regulated | 02/03/2006 |  | 10/23/2019
Hunter Fan Company | Hunter Fan Co. | 22414 |  |  |  |  | 1403 | 154 | 9 | 2817 | 109 | 26 | 4696 | 75 | 63 | [5 empty] | Incandescent |  | Non Federally-Regulated | 10/19/2007 |  | 10/23/2019
Hunter Fan Company | Hunter Fan Co. | 23250 |  |  |  |  | 1620 | 8 | 203 | 3701 | 31 | 119 | 6963 | 91 | 77 | [5 empty] | None |  | Non Federally-Regulated | 02/03/2006 |  | 10/23/2019
Hunter Fan Company | Hunter Fan Co. | 28484 |  |  |  |  | 1527 | 140 | 11 | 3349 | 114 | 29 | 6940 | 68 | 102 | [5 empty] | None |  | Non Federally-Regulated | 10/19/2007 |  | 10/23/2019
Hunter Fan Company | Hunter Fan Co. | 21434 |  |  |  |  | 1356 | 142 | 10 | 3351 | 116 | 29 | 5680 | 74 | 77 | [5 empty] | Compact Flourescent |  | Non Federally-Regulated | 10/19/2007 |  | 10/23/2019
Hunter Fan Company | Hunter Fan Co. | 21770 |  |  |  |  | 1517 | 9 | 169 | 3085 | 27 | 114 | 5422 | 70 | 77 | [5 empty] | None |  | Non Federally-Regulated | 02/03/2006 |  | 10/23/2019
Hunter Fan Company | Hunter Fan Co. | 28160 |  |  |  |  | 1127 | 9 | 125 | 3395 | 34 | 100 | 5635 | 81 | 70 | [5 empty] | None |  | Non Federally-Regulated | 02/03/2006 |  | 10/23/2019
Hunter Fan Company | Hunter Fan Co. | 24871 |  |  |  |  | 1683 | 11 | 153 | 3143 | 31 | 101 | 6274 | 88 | 71 | [5 empty] | None |  | Non Federally-Regulated | 02/03/2006 |  | 10/23/2019
Hunter Fan Company | Hunter Fan Co. | 25480 |  |  |  |  | 1309 | 10 | 131 | 2796 | 29 | 96 | 4800 | 71 | 68 | [5 empty] | Incandescent |  | Non Federally-Regulated | 02/03/2006 |  | 10/23/2019
Hunter Fan Company | Hunter Fan Co. | 23865 |  |  |  |  | 1683 | 11 | 153 | 3143 | 31 | 101 | 6274 | 88 | 71 | [5 empty] | None |  | Non Federally-Regulated | 02/03/2006 |  | 10/23/2019
Hunter Fan Company | Hunter Fan Co. | 25588 |  |  |  |  | 1403 | 154 | 9 | 2817 | 109 | 26 | 4696 | 75 | 63 | [5 empty] | Incandescent |  | Non Federally-Regulated | 10/19/2007 |  | 10/23/2019
Hunter Fan Company | Hunter Fan Co. | 20484 |  |  |  |  | 1403 | 9 | 156 | 2817 | 26 | 108 | 4696 | 62 | 76 | [5 empty] | Incandescent |  | Non Federally-Regulated | 02/03/2006 |  | 10/23/2019
Hunter Fan Company | Hunter Fan Co. | 23696 |  |  |  |  | 1652 | 10 | 165 | 3648 | 29 | 126 | 5682 | 66 | 86 | [5 empty] | Incandescent |  | Non Federally-Regulated | 02/03/2006 |  | 10/23/2019
Hunter Fan Company | Hunter Fan Co. | 21968 |  |  |  |  | 1520 | 9 | 169 | 3461 | 35 | 99 | 5597 | 82 | 68 | [5 empty] | Incandescent |  | Non Federally-Regulated | 02/03/2006 |  | 10/23/2019
Hunter Fan Company | Hunter Fan Co. | 28471 |  |  |  |  | 1677 | 178 | 9 | 3519 | 114 | 31 | 6499 | 78 | 83 | [5 empty] | None |  | Non Federally-Regulated | 10/19/2007 |  | 10/23/2019
Hunter Fan Company | Hunter Fan Co. | 21591 |  |  |  |  | 1871 | 161 | 12 | 3823 | 117 | 33 | 5687 | 82 | 69 | [5 empty] | Compact Flourescent |  | Non Federally-Regulated | 10/19/2007 |  | 10/23/2019
Hunter Fan Company | Hunter Fan Co. | 20527 |  |  |  |  | 1438 | 152 | 9 | 2981 | 112 | 27 | 5765 | 78 | 74 | [5 empty] | Incandescent |  | Non Federally-Regulated | 10/19/2007 |  | 10/23/2019
Hunter Fan Company | Hunter Fan Co. | 28162 |  |  |  |  | 1127 | 9 | 125 | 3395 | 34 | 100 | 5635 | 81 | 70 | [5 empty] | None |  | Non Federally-Regulated | 02/03/2006 |  | 10/23/2019
Hunter Fan Company | Hunter Fan Co. | 26417 |  |  |  |  | 1497 | 150 | 10 | 2835 | 134 | 21 | 5012 | 84 | 60 | [5 empty] | Incandescent |  | Non Federally-Regulated | 10/19/2007 |  | 10/23/2019
Hunter Fan Company | Hunter Fan Co. | 23813 |  |  |  |  | 1778 | 202 | 9 | 3958 | 131 | 30 | 7248 | 85 | 85 | [5 empty] | Incandescent |  | Non Federally-Regulated | 10/19/2007 |  | 10/23/2019
Hunter Fan Company | Hunter Fan Co. | 21864 |  |  |  |  | 1531 | 10 | 153 | 2968 | 26 | 114 | 4927 | 68 | 72 | [5 empty] | None |  | Non Federally-Regulated | 02/03/2006 |  | 10/23/2019
Hunter Fan Company | Hunter Fan Co. | 28469 |  |  |  |  | 1677 | 178 | 9 | 3519 | 114 | 31 | 6499 | 78 | 83 | [5 empty] | None |  | Non Federally-Regulated | 10/19/2007 |  | 10/23/2019
Hunter Fan Company | Hunter Fan Co. | 27294 |  |  |  |  | 1887 | 10 | 189 | 3828 | 29 | 132 | 6163 | 74 | 83 | [5 empty] | Incandescent |  | Non Federally-Regulated | 02/03/2006 |  | 10/23/2019
Hunter Fan Company | Hunter Fan Co. | 22467 |  |  |  |  | 1566 | 186 | 8 | 3401 | 119 | 29 | 6045 | 76 | 80 | [5 empty] | Incandescent |  | Non Federally-Regulated | 10/19/2007 |  | 10/23/2019
Hunter Fan Company | Hunter Fan Co. | 28403 |  |  |  |  | 1262 | 10 | 126 | 3374 | 36 | 94 | 5704 | 85 | 67 | [5 empty] | None |  | Non Federally-Regulated | 02/03/2006 |  | 10/23/2019
Hunter Fan Company | Hunter Fan Co. | 21179 |  |  |  |  | 1543 | 9 | 171 | 3361 | 30 | 112 | 6003 | 80 | 75 | [5 empty] | None |  | Non Federally-Regulated | 02/03/2006 |  | 10/23/2019
Hunter Fan Company | Hunter Fan Co. | 21222 |  |  |  |  | 1566 | 9 | 174 | 2989 | 26 | 115 | 5203 | 69 | 75 | [5 empty] | Incandescent |  | Non Federally-Regulated | 02/03/2006 |  | 10/23/2019
Hunter Fan Company | Hunter Fan Co. | 23721 |  |  |  |  | 1323 | 147 | 9 | 3579 | 105 | 34 | 5795 | 72 | 80 | [5 empty] | None |  | Non Federally-Regulated | 10/19/2007 |  | 10/23/2019
Hunter Fan Company | Hunter Fan Co. | 23577 |  |  |  |  | 1658 | 12 | 138 | 3987 | 35 | 114 | 6046 | 72 | 84 | [5 empty] | Incandescent |  | Non Federally-Regulated | 02/03/2006 |  | 10/23/2019
Hunter Fan Company | Hunter Fan Co. | 21542 |  |  |  |  | 1309 | 10 | 131 | 2796 | 29 | 96 | 4800 | 71 | 68 | [5 empty] | Incandescent |  | Non Federally-Regulated | 02/03/2006 |  | 10/23/2019
Hunter Fan Company | Hunter Fan Co. | 25479 |  |  |  |  | 1309 | 10 | 131 | 2796 | 29 | 96 | 4800 | 71 | 68 | [5 empty] | Incandescent |  | Non Federally-Regulated | 02/03/2006 |  | 10/23/2019
Hunter Fan Company | Hunter Fan Co. | 23760 |  |  |  |  | 1403 | 9 | 156 | 2817 | 26 | 108 | 4696 | 62 | 76 | [5 empty] | Incandescent |  | Non Federally-Regulated | 02/03/2006 |  | 10/23/2019
Hunter Fan Company | Hunter Fan Co. | 24948 |  |  |  |  | 1602 | 10 | 160 | 3195 | 30 | 107 | 5559 | 76 | 73 | [5 empty] | Incandescent |  | Non Federally-Regulated | 02/03/2006 |  | 10/23/2019
Hunter Fan Company | Hunter Fan Co. | 28157 |  |  |  |  | 1374 | 7 | 191 | 3563 | 33 | 109 | 7464 | 108 | 69 | [5 empty] | None |  | Non Federally-Regulated | 02/03/2006 |  | 10/23/2019
Hunter Fan Company | Hunter Fan Co. | 23688 |  |  |  |  | 1493 | 8 | 187 | 4136 | 34 | 122 | 6940 | 83 | 84 | [5 empty] | None |  | Non Federally-Regulated | 02/03/2006 |  | 10/23/2019
Hunter Fan Company | Hunter Fan Co. | 23854 |  |  |  |  | 1683 | 11 | 153 | 3143 | 31 | 101 | 6274 | 88 | 71 | [5 empty] | None |  | Non Federally-Regulated | 02/03/2006 |  | 10/23/2019
Hunter Fan Company | Hunter Fan Co. | 21580 |  |  |  |  | 1452 | 150 | 10 | 2821 | 104 | 27 | 5008 | 74 | 68 | [5 empty] | Incandescent |  | Non Federally-Regulated | 10/19/2007 |  | 10/23/2019
Hunter Fan Company | Hunter Fan Co. | 24692 |  |  |  |  | 2673 | 20 | 134 | 4286 | 36 | 119 | 7037 | 70 | 101 | [5 empty] | None |  | Non Federally-Regulated | 02/03/2006 |  | 10/23/2019
Hunter Fan Company | Hunter Fan Co. | 21866 |  |  |  |  | 1531 | 10 | 153 | 2968 | 26 | 114 | 4927 | 68 | 72 | [5 empty] | None |  | Non Federally-Regulated | 02/03/2006 |  | 10/23/2019
Hunter Fan Company | Hunter Fan Co. | 21547 |  |  |  |  | 1332 | 139 | 10 | 2853 | 105 | 27 | 4984 | 69 | 72 | [5 empty] | Incandescent |  | Non Federally-Regulated | 10/19/2007 |  | 10/23/2019
Hunter Fan Company | Hunter Fan Co. | 24927 |  |  |  |  | 1731 | 9 | 192 | 3556 | 29 | 123 | 5256 | 63 | 83 | [5 empty] | None |  | Non Federally-Regulated | 02/03/2006 |  | 10/23/2019
Hunter Fan Company | Hunter Fan Co. | 21522 |  |  |  |  | 1735 | 9 | 193 | 3627 | 30 | 121 | 6144 | 79 | 78 | [5 empty] | Incandescent |  | Non Federally-Regulated | 02/03/2006 |  | 10/23/2019
Hunter Fan Company | Hunter Fan Co. | 20486 |  |  |  |  | 1403 | 9 | 156 | 2817 | 26 | 108 | 4696 | 62 | 76 | [5 empty] | Incandescent |  | Non Federally-Regulated | 02/03/2006 |  | 10/23/2019
Hunter Fan Company | Hunter Fan Co. | 24266 |  |  |  |  | 2040 | 13 | 157 | 4025 | 34 | 118 | 6538 | 75 | 87 | [5 empty] | Other |  | Non Federally-Regulated | 02/03/2006 |  | 10/23/2019
Hunter Fan Company | Hunter Fan Co. | 24840 |  |  |  |  | 1883 | 10 | 188 | 3898 | 31 | 126 | 6270 | 76 | 83 | [5 empty] | None |  | Non Federally-Regulated | 02/03/2006 |  | 10/23/2019
Hunter Fan Company | Hunter Fan Co. | 25578 |  |  |  |  | 1403 | 9 | 156 | 2817 | 26 | 108 | 4696 | 62 | 76 | [5 empty] | Incandescent |  | Non Federally-Regulated | 02/03/2006 |  | 10/23/2019
Hunter Fan Company | Hunter Fan Co. | 28072 |  |  |  |  | 1548 | 10 | 155 | 2932 | 27 | 109 | 5032 | 65 | 77 | [5 empty] | Incandescent |  | Non Federally-Regulated | 02/03/2006 |  | 10/23/2019
Hunter Fan Company | Hunter Fan Co. | 21411 |  |  |  |  | 1403 | 9 | 156 | 2817 | 26 | 108 | 4696 | 62 | 76 | [5 empty] | Incandescent |  | Non Federally-Regulated | 02/03/2006 |  | 10/23/2019
Hunter Fan Company | Hunter Fan Co. | 20764 |  |  |  |  | 1591 | 8 | 199 | 2846 | 27 | 105 | 5148 | 66 | 78 | [5 empty] | Incandescent |  | Non Federally-Regulated | 02/03/2006 |  | 10/23/2019
Hunter Fan Company | Hunter Fan Co. | 20661 |  |  |  |  | 2215 | 12 | 185 | 4576 | 36 | 127 | 6433 | 61 | 105 | [5 empty] | Incandescent |  | Non Federally-Regulated | 02/03/2006 |  | 10/23/2019
Hunter Fan Company | Hunter Fan Co. | 21897 |  |  |  |  | 1908 | 10 | 191 | 3792 | 30 | 126 | 6494 | 77 | 84 | [5 empty] | Incandescent |  | Non Federally-Regulated | 02/03/2006 |  | 10/23/2019
Hunter Fan Company | Hunter Fan Co. | 26488 |  |  |  |  | 1504 | 165 | 9 | 3521 | 111 | 32 | 5974 | 79 | 76 | [5 empty] | None |  | Non Federally-Regulated | 10/19/2007 |  | 10/23/2019
Hunter Fan Company | Hunter Fan Co. | 23970 |  |  |  |  | 1415 | 9 | 157 | 3461 | 30 | 115 | 6419 | 83 | 77 | [5 empty] | Incandescent |  | Non Federally-Regulated | 02/03/2006 |  | 10/23/2019
Hunter Fan Company | Hunter Fan Co. | 28441 |  |  |  |  | 1525 | 9 | 169 | 3578 | 31 | 115 | 6171 | 77 | 80 | [5 empty] | None |  | Non Federally-Regulated | 02/03/2006 |  | 10/23/2019
Hunter Fan Company | Hunter Fan Co. | 22434 |  |  |  |  | 1499 | 10 | 150 | 2941 | 27 | 109 | 5091 | 66 | 77 | [5 empty] | Incandescent |  | Non Federally-Regulated | 02/03/2006 |  | 10/23/2019
Hunter Fan Company | Hunter Fan Co. | 27523 |  |  |  |  | 1544 | 9 | 172 | 3399 | 31 | 110 | 5519 | 79 | 70 | [5 empty] | Incandescent |  | Non Federally-Regulated | 02/03/2006 |  | 10/23/2019
Hunter Fan Company | Hunter Fan Co. | 23907 |  |  |  |  | 1389 | 8 | 174 | 3578 | 32 | 112 | 6376 | 94 | 68 | [5 empty] | Incandescent |  | Non Federally-Regulated | 02/03/2006 |  | 10/23/2019
Hunter Fan Company | Hunter Fan Co. | 28187 |  |  |  |  | 1329 | 8 | 166 | 3924 | 33 | 119 | 6126 | 80 | 77 | [5 empty] | None |  | Non Federally-Regulated | 02/03/2006 |  | 10/23/2019
Hunter Fan Company | Hunter Fan Co. | 21958 |  |  |  |  | 1848 | 11 | 168 | 3632 | 29 | 125 | 5716 | 63 | 91 | [5 empty] | None |  | Non Federally-Regulated | 02/03/2006 |  | 10/23/2019
Hunter Fan Company | Hunter Fan Co. | 28106 |  |  |  |  | 1765 | 11 | 160 | 3156 | 29 | 109 | 4799 | 65 | 74 | [5 empty] | None |  | Non Federally-Regulated | 02/03/2006 |  | 10/23/2019
Hunter Fan Company | Hunter Fan Co. | 26419 |  |  |  |  | 1497 | 150 | 10 | 2835 | 134 | 21 | 5012 | 84 | 60 | [5 empty] | Incandescent |  | Non Federally-Regulated | 10/19/2007 |  | 10/23/2019
Hunter Fan Company | Hunter Fan Co. | 22435 |  |  |  |  | 1499 | 10 | 150 | 2941 | 27 | 109 | 5091 | 66 | 77 | [5 empty] | Incandescent |  | Non Federally-Regulated | 02/03/2006 |  | 10/23/2019
Hunter Fan Company | Hunter Fan Co. | 22436 |  |  |  |  | 1499 | 10 | 150 | 2941 | 27 | 109 | 5091 | 66 | 77 | [5 empty] | Incandescent |  | Non Federally-Regulated | 02/03/2006 |  | 10/23/2019
Hunter Fan Company | Hunter Fan Co. | 28132 |  |  |  |  | 1430 | 7 | 204 | 4346 | 42 | 103 | 5836 | 70 | 83 | [5 empty] | None |  | Non Federally-Regulated | 02/03/2006 |  | 10/23/2019
Hunter Fan Company | Hunter Fan Co. | 22451 |  |  |  |  | 1393 | 9 | 155 | 2765 | 25 | 111 | 4905 | 63 | 78 | [5 empty] | Incandescent |  | Non Federally-Regulated | 02/03/2006 |  | 10/23/2019
Hunter Fan Company | Hunter Fan Co. | 28464 |  |  |  |  | 1497 | 153 | 10 | 3086 | 115 | 27 | 5372 | 81 | 66 | [5 empty] | None |  | Non Federally-Regulated | 10/19/2007 |  | 10/23/2019
Hunter Fan Company | Hunter Fan Co. | 28480 |  |  |  |  | 1180 | 134 | 9 | 2977 | 102 | 29 | 5574 | 66 | 84 | [5 empty] | Incandescent |  | Non Federally-Regulated | 10/19/2007 |  | 10/23/2019
Hunter Fan Company | Hunter Fan Co. | 26420 |  |  |  |  | 1497 | 150 | 10 | 2835 | 134 | 21 | 5012 | 84 | 60 | [5 empty] | Incandescent |  | Non Federally-Regulated | 10/19/2007 |  | 10/23/2019
Hunter Fan Company | Hunter Fan Co. | 28089 |  |  |  |  | 1455 | 9 | 162 | 3204 | 29 | 110 | 5856 | 88 | 67 | [5 empty] | Incandescent |  | Non Federally-Regulated | 02/03/2006 |  | 10/23/2019
Hunter Fan Company | Hunter Fan Co. | 21978 |  |  |  |  | 1803 | 9 | 200 | 3837 | 30 | 128 | 6379 | 75 | 85 | [5 empty] | Other |  | Non Federally-Regulated | 02/03/2006 |  | 10/23/2019
Hunter Fan Company | Hunter Fan Co. | 24947 |  |  |  |  | 1602 | 10 | 160 | 3195 | 30 | 107 | 5559 | 76 | 73 | [5 empty] | Incandescent |  | Non Federally-Regulated | 02/03/2006 |  | 10/23/2019
Hunter Fan Company | Hunter Fan Co. | 21618 |  |  |  |  | 1719 | 155 | 11 | 3690 | 112 | 33 | 6707 | 77 | 87 | [5 empty] | Compact Flourescent |  | Non Federally-Regulated | 10/19/2007 |  | 10/23/2019
Hunter Fan Company | Hunter Fan Co. | 21967 |  |  |  |  | 1520 | 9 | 169 | 3461 | 35 | 99 | 5597 | 82 | 68 | [5 empty] | Incandescent |  | Non Federally-Regulated | 02/03/2006 |  | 10/23/2019
Hunter Fan Company | Hunter Fan Co. | 28411 |  |  |  |  | 1626 | 9 | 181 | 3053 | 27 | 113 | 5251 | 66 | 80 | [5 empty] | None |  | Non Federally-Regulated | 02/03/2006 |  | 10/23/2019
Hunter Fan Company | Hunter Fan Co. | 28496 |  |  |  |  | 2673 | 20 | 134 | 4286 | 36 | 119 | 7037 | 70 | 101 | [5 empty] | None |  | Non Federally-Regulated | 02/03/2006 |  | 10/23/2019
Hunter Fan Company | Hunter Fan Co. | 28076 |  |  |  |  | 1548 | 10 | 155 | 2932 | 27 | 109 | 5032 | 65 | 77 | [5 empty] | Incandescent |  | Non Federally-Regulated | 02/03/2006 |  | 10/23/2019
Hunter Fan Company | Hunter Fan Co. | 20514 |  |  |  |  | 1731 | 9 | 192 | 3556 | 29 | 123 | 5256 | 63 | 83 | [5 empty] | None |  | Non Federally-Regulated | 02/03/2006 |  | 10/23/2019
Hunter Fan Company | Hunter Fan Co. | 22283 |  |  |  |  | 1683 | 11 | 153 | 3143 | 31 | 101 | 6274 | 88 | 71 | [5 empty] | None |  | Non Federally-Regulated | 02/03/2006 |  | 10/23/2019
Hunter Fan Company | Hunter Fan Co. | 28465 |  |  |  |  | 2098 | 12 | 175 | 4350 | 35 | 124 | 6638 | 81 | 82 | [5 empty] | None |  | Non Federally-Regulated | 02/03/2006 |  | 10/23/2019
Hunter Fan Company | Hunter Fan Co. | 23979 |  |  |  |  | 1415 | 159 | 9 | 3461 | 114 | 30 | 6419 | 77 | 83 | [5 empty] | None |  | Non Federally-Regulated | 10/19/2007 |  | 10/23/2019
Hunter Fan Company | Hunter Fan Co. | 20349 |  |  |  |  | 1530 | 142 | 11 | 3094 | 108 | 29 | 5431 | 73 | 74 | [5 empty] | Incandescent |  | Non Federally-Regulated | 10/19/2007 |  | 10/23/2019
Hunter Fan Company | Hunter Fan Co. | 24183 |  |  |  |  | 2098 | 12 | 175 | 4350 | 35 | 124 | 6638 | 81 | 82 | [5 empty] | None |  | Non Federally-Regulated | 02/03/2006 |  | 10/23/2019
Hunter Fan Company | Hunter Fan Co. | 23298 |  |  |  |  | 1671 | 11 | 152 | 3648 | 33 | 111 | 6541 | 78 | 84 | [5 empty] | Incandescent |  | Non Federally-Regulated | 02/03/2006 |  | 10/23/2019
Hunter Fan Company | Hunter Fan Co. | 27875 |  |  |  |  | 1658 | 9 | 184 | 3702 | 30 | 123 | 6936 | 88 | 79 | [5 empty] | Other |  | Non Federally-Regulated | 02/03/2006 |  | 10/23/2019
Hunter Fan Company | Hunter Fan Co. | 21648 |  |  |  |  | 1602 | 10 | 160 | 3195 | 30 | 107 | 5559 | 76 | 73 | [5 empty] | Incandescent |  | Non Federally-Regulated | 02/03/2006 |  | 10/23/2019
Hunter Fan Company | Hunter Fan Co. | 27864 |  |  |  |  | 1403 | 9 | 156 | 2817 | 26 | 108 | 4696 | 62 | 76 | [5 empty] | Incandescent |  | Non Federally-Regulated | 02/03/2006 |  | 10/23/2019
Hunter Fan Company | Hunter Fan Co. | 24841 |  |  |  |  | 1883 | 10 | 188 | 3898 | 31 | 126 | 6270 | 76 | 83 | [5 empty] | None |  | Non Federally-Regulated | 02/03/2006 |  | 10/23/2019
Hunter Fan Company | Hunter Fan Co. | 28171 |  |  |  |  | 1109 | 7 | 158 | 2933 | 27 | 109 | 6466 | 110 | 59 | [5 empty] | None |  | Non Federally-Regulated | 02/03/2006 |  | 10/23/2019
Hunter Fan Company | Hunter Fan Co. | 23856 |  |  |  |  | 1683 | 11 | 153 | 3143 | 31 | 101 | 6274 | 88 | 71 | [5 empty] | None |  | Non Federally-Regulated | 02/03/2006 |  | 10/23/2019
Hunter Fan Company | Hunter Fan Co. | 28108 |  |  |  |  | 1765 | 11 | 160 | 3156 | 29 | 109 | 4799 | 65 | 74 | [5 empty] | None |  | Non Federally-Regulated | 02/03/2006 |  | 10/23/2019
Hunter Fan Company | Hunter Fan Co. | 25746 |  |  |  |  | 1594 | 9 | 177 | 3630 | 33 | 110 | 5965 | 87 | 69 | [5 empty] | Compact Flourescent |  | Non Federally-Regulated | 02/03/2006 |  | 10/23/2019
Hunter Fan Company | Hunter Fan Co. | 28163 |  |  |  |  | 1127 | 9 | 125 | 3395 | 34 | 100 | 5635 | 81 | 70 | [5 empty] | None |  | Non Federally-Regulated | 02/03/2006 |  | 10/23/2019
Hunter Fan Company | Hunter Fan Co. | 28049 |  |  |  |  | 1547 | 172 | 9 | 3018 | 120 | 25 | 5677 | 77 | 74 | [5 empty] | Incandescent |  | Non Federally-Regulated | 10/19/2007 |  | 10/23/2019
Hunter Fan Company | Hunter Fan Co. | 28131 |  |  |  |  | 1430 | 7 | 204 | 4346 | 42 | 103 | 5836 | 70 | 83 | [5 empty] | None |  | Non Federally-Regulated | 02/03/2006 |  | 10/23/2019
Hunter Fan Company | Hunter Fan Co. | 28167 |  |  |  |  | 1127 | 9 | 125 | 3395 | 34 | 100 | 5635 | 81 | 70 | [5 empty] | None |  | Non Federally-Regulated | 02/03/2006 |  | 10/23/2019
Hunter Fan Company | Hunter Fan Co. | 23482 |  |  |  |  | 1253 | 10 | 125 | 2741 | 27 | 102 | 5046 | 67 | 75 | [5 empty] | Incandescent |  | Non Federally-Regulated | 02/03/2006 |  | 10/23/2019
Hunter Fan Company | Hunter Fan Co. | 25517 |  |  |  |  | 1489 | 9 | 165 | 3458 | 30 | 115 | 6159 | 79 | 78 | [5 empty] | None |  | Non Federally-Regulated | 02/03/2006 |  | 10/23/2019
Hunter Fan Company | Hunter Fan Co. | 21986 |  |  |  |  | 1543 | 9 | 171 | 3361 | 30 | 112 | 6003 | 80 | 75 | [5 empty] | None |  | Non Federally-Regulated | 02/03/2006 |  | 10/23/2019
Hunter Fan Company | Hunter Fan Co. | 28607 |  |  |  |  | 1463 | 157 | 9 | 3572 | 111 | 32 | 6407 | 68 | 94 | [5 empty] | Incandescent |  | Non Federally-Regulated | 10/19/2007 |  | 10/23/2019
Hunter Fan Company | Hunter Fan Co. | 21309 |  |  |  |  | 1251 | 7 | 179 | 3414 | 29 | 118 | 6534 | 100 | 65 | [5 empty] | Incandescent |  | Non Federally-Regulated | 02/03/2006 |  | 10/23/2019
Hunter Fan Company | Hunter Fan Co. | 23960 |  |  |  |  | 1731 | 9 | 192 | 3556 | 29 | 123 | 5256 | 63 | 83 | [5 empty] | Incandescent |  | Non Federally-Regulated | 02/03/2006 |  | 10/23/2019
Hunter Fan Company | Hunter Fan Co. | 28141 |  |  |  |  | 1318 | 7 | 188 | 3415 | 31 | 110 | 6751 | 111 | 61 | [5 empty] | None |  | Non Federally-Regulated | 02/03/2006 |  | 10/23/2019
Hunter Fan Company | Hunter Fan Co. | 28173 |  |  |  |  | 1109 | 7 | 158 | 2933 | 27 | 109 | 6466 | 110 | 59 | [5 empty] | None |  | Non Federally-Regulated | 02/03/2006 |  | 10/23/2019
Hunter Fan Company | Hunter Fan Co. | 28415 |  |  |  |  | 1626 | 9 | 181 | 3053 | 27 | 113 | 5251 | 66 | 80 | [5 empty] | None |  | Non Federally-Regulated | 02/03/2006 |  | 10/23/2019
Hunter Fan Company | Hunter Fan Co. | 23487 |  |  |  |  | 1212 | 7 | 173 | 3465 | 28 | 124 | 7043 | 108 | 65 | [5 empty] | Incandescent |  | Non Federally-Regulated | 02/03/2006 |  | 10/23/2019
Hunter Fan Company | Hunter Fan Co. | 28176 |  |  |  |  | 1329 | 8 | 166 | 3924 | 33 | 119 | 6126 | 80 | 77 | [5 empty] | None |  | Non Federally-Regulated | 02/03/2006 |  | 10/23/2019
Hunter Fan Company | Hunter Fan Co. | 28023 |  |  |  |  | 1498 | 9 | 166 | 2865 | 26 | 110 | 5082 | 66 | 77 | [5 empty] | Incandescent |  | Non Federally-Regulated | 02/03/2006 |  | 10/23/2019
Hunter Fan Company | Hunter Fan Co. | 21302 |  |  |  |  | 1431 | 147 | 10 | 2947 | 108 | 27 | 5331 | 78 | 68 | [5 empty] | None |  | Non Federally-Regulated | 10/19/2007 |  | 10/23/2019
Hunter Fan Company | Hunter Fan Co. | 21404 |  |  |  |  | 1407 | 9 | 156 | 3980 | 33 | 121 | 6558 | 82 | 80 | [5 empty] | None |  | Non Federally-Regulated | 02/03/2006 |  | 10/23/2019
Hunter Fan Company | Hunter Fan Co. | 21647 |  |  |  |  | 1602 | 10 | 160 | 3195 | 30 | 107 | 5559 | 76 | 73 | [5 empty] | Incandescent |  | Non Federally-Regulated | 02/03/2006 |  | 10/23/2019
Hunter Fan Company | Hunter Fan Co. | 23912 |  |  |  |  | 1683 | 11 | 153 | 3143 | 31 | 101 | 6274 | 88 | 71 | [5 empty] | None |  | Non Federally-Regulated | 02/03/2006 |  | 10/23/2019
Hunter Fan Company | Hunter Fan Co. | 21495 |  |  |  |  | 1683 | 11 | 153 | 3143 | 31 | 101 | 6274 | 88 | 71 | [5 empty] | None |  | Non Federally-Regulated | 02/03/2006 |  | 10/23/2019
Hunter Fan Company | Hunter Fan Co. | 21578 |  |  |  |  | 1566 | 8 | 196 | 3401 | 29 | 117 | 6045 | 80 | 76 | [5 empty] | Incandescent |  | Non Federally-Regulated | 02/03/2006 |  | 10/23/2019
Hunter Fan Company | Hunter Fan Co. | 27784 |  |  |  |  | 1482 | 11 | 135 | 3126 | 28 | 112 | 5494 | 68 | 81 | [5 empty] | Incandescent |  | Non Federally-Regulated | 02/03/2006 |  | 10/23/2019
Hunter Fan Company | Hunter Fan Co. | 20538 |  |  |  |  | 1439 | 9 | 160 | 2757 | 25 | 110 | 4861 | 64 | 76 | [5 empty] | Incandescent |  | Non Federally-Regulated | 02/03/2006 |  | 10/23/2019
Hunter Fan Company | Hunter Fan Co. | 28425 |  |  |  |  | 1901 | 13 | 146 | 3837 | 36 | 107 | 6589 | 84 | 78 | [5 empty] | Incandescent |  | Non Federally-Regulated | 02/03/2006 |  | 10/23/2019
Hunter Fan Company | Hunter Fan Co. | 22553 |  |  |  |  | 1577 | 158 | 10 | 3014 | 109 | 28 | 4783 | 72 | 66 | [5 empty] | Incandescent |  | Non Federally-Regulated | 10/19/2007 |  | 10/23/2019
Hunter Fan Company | Hunter Fan Co. | 28175 |  |  |  |  | 1109 | 7 | 158 | 2933 | 27 | 109 | 6466 | 110 | 59 | [5 empty] | None |  | Non Federally-Regulated | 02/03/2006 |  | 10/23/2019
Hunter Fan Company | Hunter Fan Co. | 24909 |  |  |  |  | 1925 | 10 | 193 | 3466 | 28 | 124 | 5498 | 58 | 95 | [5 empty] | None |  | Non Federally-Regulated | 02/03/2006 |  | 10/23/2019
Hunter Fan Company | Hunter Fan Co. | 23710 |  |  |  |  | 1663 | 9 | 185 | 3619 | 31 | 117 | 6486 | 86 | 75 | [5 empty] | Incandescent |  | Non Federally-Regulated | 02/03/2006 |  | 10/23/2019
Hunter Fan Company | Hunter Fan Co. | 28400 |  |  |  |  | 1262 | 10 | 126 | 3374 | 36 | 94 | 5704 | 85 | 67 | [5 empty] | None |  | Non Federally-Regulated | 02/03/2006 |  | 10/23/2019
Hunter Fan Company | Hunter Fan Co. | 18860 |  |  |  |  | 1883 | 10 | 188 | 3898 | 31 | 126 | 6270 | 76 | 83 | [5 empty] | None |  | Non Federally-Regulated | 02/03/2006 |  | 10/23/2019
Hunter Fan Company | Hunter Fan Co. | 28183 |  |  |  |  | 1329 | 8 | 166 | 3924 | 33 | 119 | 6126 | 80 | 77 | [5 empty] | None |  | Non Federally-Regulated | 02/03/2006 |  | 10/23/2019
Hunter Fan Company | Hunter Fan Co. | 28442 |  |  |  |  | 1692 | 11 | 154 | 3167 | 30 | 106 | 4683 | 66 | 71 | [5 empty] | Incandescent |  | Non Federally-Regulated | 02/03/2006 |  | 10/23/2019
Hunter Fan Company | Hunter Fan Co. | 28456 |  |  |  |  | 1543 | 9 | 171 | 3361 | 30 | 112 | 6003 | 80 | 75 | [5 empty] | None |  | Non Federally-Regulated | 02/03/2006 |  | 10/23/2019
Hunter Fan Company | Hunter Fan Co. | 18862 |  |  |  |  | 1883 | 10 | 188 | 3898 | 31 | 126 | 6270 | 76 | 83 | [5 empty] | None |  | Non Federally-Regulated | 02/03/2006 |  | 10/23/2019
Hunter Fan Company | Hunter Fan Co. | 24524 |  |  |  |  | 1731 | 9 | 192 | 3556 | 29 | 123 | 5256 | 63 | 83 | [5 empty] | None |  | Non Federally-Regulated | 02/03/2006 |  | 10/23/2019
Hunter Fan Company | Hunter Fan Co. | 22431 |  |  |  |  | 1393 | 9 | 155 | 2765 | 25 | 111 | 4905 | 63 | 78 | [5 empty] | Incandescent |  | Non Federally-Regulated | 02/03/2006 |  | 10/23/2019
Hunter Fan Company | Hunter Fan Co. | 21989 |  |  |  |  | 1543 | 9 | 171 | 3361 | 30 | 112 | 6003 | 80 | 75 | [5 empty] | None |  | Non Federally-Regulated | 02/03/2006 |  | 10/23/2019
Hunter Fan Company | Hunter Fan Co. | 28105 |  |  |  |  | 1765 | 11 | 160 | 3156 | 29 | 109 | 4799 | 65 | 74 | [5 empty] | None |  | Non Federally-Regulated | 02/03/2006 |  | 10/23/2019
Hunter Fan Company | Hunter Fan Co. | 22287 |  |  |  |  | 1683 | 11 | 153 | 3143 | 31 | 101 | 6274 | 88 | 71 | [5 empty] | None |  | Non Federally-Regulated | 02/03/2006 |  | 10/23/2019
Hunter Fan Company | Hunter Fan Co. | 24922 |  |  |  |  | 1731 | 9 | 192 | 3556 | 29 | 123 | 5256 | 63 | 83 | [5 empty] | None |  | Non Federally-Regulated | 02/03/2006 |  | 10/23/2019
Hunter Fan Company | Hunter Fan Co. | 20544 |  |  |  |  | 1523 | 10 | 152 | 2906 | 25 | 116 | 5186 | 65 | 80 | [5 empty] | Incandescent |  | Non Federally-Regulated | 02/03/2006 |  | 10/23/2019
Hunter Fan Company | Hunter Fan Co. | 26447 |  |  |  |  | 1497 | 150 | 10 | 2835 | 134 | 21 | 5012 | 84 | 60 | [5 empty] | Incandescent |  | Non Federally-Regulated | 10/19/2007 |  | 10/23/2019
Hunter Fan Company | Hunter Fan Co. | 21588 |  |  |  |  | 1293 | 172 | 8 | 3096 | 107 | 29 | 5897 | 63 | 94 | [5 empty] | Incandescent |  | Non Federally-Regulated | 10/19/2007 |  | 10/23/2019
Hunter Fan Company | Hunter Fan Co. | 23568 |  |  |  |  | 1925 | 185 | 10 | 3466 | 126 | 28 | 5498 | 95 | 58 | [5 empty] | None |  | Non Federally-Regulated | 10/19/2007 |  | 10/23/2019
Hunter Fan Company | Hunter Fan Co. | 28088 |  |  |  |  | 1455 | 9 | 162 | 3204 | 29 | 110 | 5856 | 88 | 67 | [5 empty] | Incandescent |  | Non Federally-Regulated | 02/03/2006 |  | 10/23/2019
Hunter Fan Company | Hunter Fan Co. | 23562 |  |  |  |  | 1925 | 10 | 193 | 3466 | 28 | 124 | 5498 | 58 | 95 | [5 empty] | None |  | Non Federally-Regulated | 02/03/2006 |  | 10/23/2019
Hunter Fan Company | Hunter Fan Co. | 22453 |  |  |  |  | 1393 | 9 | 155 | 2765 | 25 | 111 | 4905 | 63 | 78 | [5 empty] | Incandescent |  | Non Federally-Regulated | 02/03/2006 |  | 10/23/2019
Hunter Fan Company | Hunter Fan Co. | 21573 |  |  |  |  | 1779 | 189 | 9 | 3326 | 126 | 26 | 5369 | 83 | 65 | [5 empty] | Incandescent |  | Non Federally-Regulated | 10/19/2007 |  | 10/23/2019
Hunter Fan Company | Hunter Fan Co. | 26489 |  |  |  |  | 1504 | 165 | 9 | 3521 | 111 | 32 | 5974 | 79 | 76 | [5 empty] | None |  | Non Federally-Regulated | 10/19/2007 |  | 10/23/2019
Hunter Fan Company | Hunter Fan Co. | 23986 |  |  |  |  | 1329 | 8 | 166 | 3924 | 33 | 119 | 6126 | 80 | 77 | [5 empty] | None |  | Non Federally-Regulated | 02/03/2006 |  | 10/23/2019
Hunter Fan Company | Hunter Fan Co. | 28194 |  |  |  |  | 1665 | 131 | 13 | 3643 | 100 | 36 | 6062 | 74 | 82 | [5 empty] | Incandescent |  | Non Federally-Regulated | 10/19/2007 |  | 10/23/2019
Hunter Fan Company | Hunter Fan Co. | 21965 |  |  |  |  | 1520 | 9 | 169 | 3461 | 35 | 99 | 5597 | 82 | 68 | [5 empty] | Incandescent |  | Non Federally-Regulated | 02/03/2006 |  | 10/23/2019
Hunter Fan Company | Hunter Fan Co. | 20763 |  |  |  |  | 1591 | 8 | 199 | 2846 | 27 | 105 | 5148 | 66 | 78 | [5 empty] | Incandescent |  | Non Federally-Regulated | 02/03/2006 |  | 10/23/2019
Hunter Fan Company | Hunter Fan Co. | 23743 |  |  |  |  | 2121 | 17 | 125 | 3205 | 36 | 89 | 5920 | 90 | 66 | [5 empty] | None |  | Non Federally-Regulated | 02/03/2006 |  | 10/23/2019
Hunter Fan Company | Hunter Fan Co. | 21860 |  |  |  |  | 1531 | 10 | 153 | 2968 | 26 | 114 | 4927 | 68 | 72 | [5 empty] | None |  | Non Federally-Regulated | 02/03/2006 |  | 10/23/2019
Hunter Fan Company | Hunter Fan Co. | 21721 |  |  |  |  | 1377 | 9 | 153 | 3345 | 29 | 115 | 5415 | 70 | 77 | [5 empty] | Incandescent |  | Non Federally-Regulated | 02/03/2006 |  | 10/23/2019
Hunter Fan Company | Hunter Fan Co. | 28075 |  |  |  |  | 1765 | 186 | 9 | 3556 | 118 | 30 | 6055 | 76 | 80 | [5 empty] | Incandescent |  | Non Federally-Regulated | 10/19/2007 |  | 10/23/2019
Hunter Fan Company | Hunter Fan Co. | 20612 |  |  |  |  | 1364 | 9 | 152 | 3071 | 26 | 118 | 5465 | 73 | 75 | [5 empty] | None |  | Non Federally-Regulated | 02/03/2006 |  | 10/23/2019
Hunter Fan Company | Hunter Fan Co. | 22459 |  |  |  |  | 1403 | 9 | 156 | 2817 | 26 | 108 | 4696 | 62 | 76 | [5 empty] | Incandescent |  | Non Federally-Regulated | 02/03/2006 |  | 10/23/2019
Hunter Fan Company | Hunter Fan Co. | 21301 |  |  |  |  | 1431 | 147 | 10 | 2947 | 108 | 27 | 5331 | 78 | 68 | [5 empty] | None |  | Non Federally-Regulated | 10/19/2007 |  | 10/23/2019
Hunter Fan Company | Hunter Fan Co. | 20512 |  |  |  |  | 1731 | 158 | 11 | 3556 | 124 | 29 | 5256 | 84 | 63 | [5 empty] | None |  | Non Federally-Regulated | 10/19/2007 |  | 10/23/2019
Hunter Fan Company | Hunter Fan Co. | 28538 |  |  |  |  | 2340 | 140 | 17 | 3960 | 102 | 39 | 6361 | 74 | 86 | [5 empty] | None |  | Non Federally-Regulated | 10/19/2007 |  | 10/23/2019
Hunter Fan Company | Hunter Fan Co. | 21583 |  |  |  |  | 1720 | 181 | 10 | 3530 | 115 | 31 | 5740 | 73 | 79 | [5 empty] | None |  | Non Federally-Regulated | 10/19/2007 |  | 10/23/2019
Hunter Fan Company | Hunter Fan Co. | 28198 |  |  |  |  | 1493 | 8 | 187 | 4136 | 34 | 122 | 6940 | 83 | 84 | [5 empty] | None |  | Non Federally-Regulated | 02/03/2006 |  | 10/23/2019
Hunter Fan Company | Hunter Fan Co. | 20582 |  |  |  |  | 1591 | 8 | 199 | 2846 | 27 | 105 | 5148 | 66 | 78 | [5 empty] | Incandescent |  | Non Federally-Regulated | 02/03/2006 |  | 10/23/2019
Hunter Fan Company | Hunter Fan Co. | 28142 |  |  |  |  | 1318 | 7 | 188 | 3415 | 31 | 110 | 6751 | 111 | 61 | [5 empty] | None |  | Non Federally-Regulated | 02/03/2006 |  | 10/23/2019
Hunter Fan Company | Hunter Fan Co. | 20480 |  |  |  |  | 1403 | 9 | 156 | 2817 | 26 | 108 | 4696 | 62 | 76 | [5 empty] | Incandescent |  | Non Federally-Regulated | 02/03/2006 |  | 10/23/2019
Hunter Fan Company | Hunter Fan Co. | 28199 |  |  |  |  | 1493 | 8 | 187 | 4136 | 34 | 122 | 6940 | 83 | 84 | [5 empty] | None |  | Non Federally-Regulated | 02/03/2006 |  | 10/23/2019
Hunter Fan Company | Hunter Fan Co. | 20518 |  |  |  |  | 1731 | 158 | 11 | 3556 | 124 | 29 | 5256 | 84 | 63 | [5 empty] | None |  | Non Federally-Regulated | 10/19/2007 |  | 10/23/2019
Hunter Fan Company | Hunter Fan Co. | 28613 |  |  |  |  | 1626 | 9 | 181 | 3053 | 27 | 113 | 5251 | 66 | 80 | [5 empty] | Incandescent |  | Non Federally-Regulated | 02/03/2006 |  | 10/23/2019
Hunter Fan Company | Hunter Fan Co. | 23802 |  |  |  |  | 1430 | 147 | 10 | 2899 | 120 | 24 | 4994 | 74 | 67 | [5 empty] | Incandescent |  | Non Federally-Regulated | 10/19/2007 |  | 10/23/2019
Hunter Fan Company | Hunter Fan Co. | 28610 |  |  |  |  | 1626 | 9 | 181 | 3053 | 27 | 113 | 5251 | 66 | 80 | [5 empty] | Incandescent |  | Non Federally-Regulated | 02/03/2006 |  | 10/23/2019
Hunter Fan Company | Hunter Fan Co. | 28470 |  |  |  |  | 1677 | 178 | 9 | 3519 | 114 | 31 | 6499 | 78 | 83 | [5 empty] | None |  | Non Federally-Regulated | 10/19/2007 |  | 10/23/2019
Hunter Fan Company | Hunter Fan Co. | 20546 |  |  |  |  | 1523 | 10 | 152 | 2906 | 25 | 116 | 5186 | 65 | 80 | [5 empty] | Incandescent |  | Non Federally-Regulated | 02/03/2006 |  | 10/23/2019
Hunter Fan Company | Hunter Fan Co. | 23575 |  |  |  |  | 1658 | 12 | 138 | 3987 | 35 | 114 | 6046 | 72 | 84 | [5 empty] | Incandescent |  | Non Federally-Regulated | 02/03/2006 |  | 10/23/2019
Hunter Fan Company | Hunter Fan Co. | 23798 |  |  |  |  | 1273 | 138 | 9 | 2645 | 103 | 26 | 5093 | 67 | 76 | [5 empty] | Incandescent |  | Non Federally-Regulated | 10/19/2007 |  | 10/23/2019
Hunter Fan Company | Hunter Fan Co. | 21871 |  |  |  |  | 1664 | 11 | 151 | 2785 | 30 | 93 | 6236 | 84 | 74 | [5 empty] | Incandescent |  | Non Federally-Regulated | 02/03/2006 |  | 10/23/2019
Hunter Fan Company | Hunter Fan Co. | 24186 |  |  |  |  | 2098 | 12 | 175 | 4350 | 35 | 124 | 6638 | 81 | 82 | [5 empty] | None |  | Non Federally-Regulated | 02/03/2006 |  | 10/23/2019
Hunter Fan Company | Hunter Fan Co. | 21587 |  |  |  |  | 1403 | 142 | 10 | 2709 | 100 | 27 | 4821 | 67 | 72 | [5 empty] | Incandescent |  | Non Federally-Regulated | 10/19/2007 |  | 10/23/2019
Hunter Fan Company | Hunter Fan Co. | 23791 |  |  |  |  | 1438 | 150 | 10 | 2930 | 112 | 26 | 5293 | 76 | 70 | [5 empty] | Incandescent |  | Non Federally-Regulated | 10/19/2007 |  | 10/23/2019
Hunter Fan Company | Hunter Fan Co. | 21416 |  |  |  |  | 1471 | 170 | 9 | 2935 | 115 | 26 | 5663 | 81 | 70 | [5 empty] | None |  | Non Federally-Regulated | 10/19/2007 |  | 10/23/2019
Hunter Fan Company | Hunter Fan Co. | 25601 |  |  |  |  | 2706 | 17 | 159 | 4545 | 35 | 130 | 7501 | 82 | 91 | [5 empty] | None |  | Non Federally-Regulated | 02/03/2006 |  | 10/23/2019
Hunter Fan Company | Hunter Fan Co. | 28444 |  |  |  |  | 1692 | 11 | 154 | 3167 | 30 | 106 | 4683 | 66 | 71 | [5 empty] | Incandescent |  | Non Federally-Regulated | 02/03/2006 |  | 10/23/2019
Hunter Fan Company | Hunter Fan Co. | 23259 |  |  |  |  | 1620 | 8 | 203 | 3701 | 31 | 119 | 6963 | 91 | 77 | [5 empty] | None |  | Non Federally-Regulated | 02/03/2006 |  | 10/23/2019
Hunter Fan Company | Hunter Fan Co. | 26446 |  |  |  |  | 1497 | 150 | 10 | 2835 | 134 | 21 | 5012 | 84 | 60 | [5 empty] | Incandescent |  | Non Federally-Regulated | 10/19/2007 |  | 10/23/2019
Hunter Fan Company | Hunter Fan Co. | 27742 |  |  |  |  | 1683 | 11 | 153 | 3143 | 31 | 101 | 6274 | 88 | 71 | [5 empty] | None |  | Non Federally-Regulated | 02/03/2006 |  | 10/23/2019
Hunter Fan Company | Hunter Fan Co. | 21432 |  |  |  |  | 1356 | 8 | 170 | 3351 | 29 | 116 | 5680 | 77 | 74 | [5 empty] | Compact Flourescent |  | Non Federally-Regulated | 02/03/2006 |  | 10/23/2019
Hunter Fan Company | Hunter Fan Co. | 26421 |  |  |  |  | 1497 | 150 | 10 | 2835 | 134 | 21 | 5012 | 84 | 60 | [5 empty] | Incandescent |  | Non Federally-Regulated | 10/19/2007 |  | 10/23/2019
Hunter Fan Company | Hunter Fan Co. | 21776 |  |  |  |  | 1517 | 9 | 169 | 3085 | 27 | 114 | 5422 | 70 | 77 | [5 empty] | None |  | Non Federally-Regulated | 02/03/2006 |  | 10/23/2019
Hunter Fan Company | Hunter Fan Co. | 24261 |  |  |  |  | 2040 | 13 | 157 | 4025 | 34 | 118 | 6538 | 75 | 87 | [5 empty] | Other |  | Non Federally-Regulated | 02/03/2006 |  | 10/23/2019
Hunter Fan Company | Hunter Fan Co. | 23920 |  |  |  |  | 1443 | 149 | 10 | 2958 | 112 | 26 | 5409 | 80 | 68 | [5 empty] | Incandescent |  | Non Federally-Regulated | 10/19/2007 |  | 10/23/2019
Hunter Fan Company | Hunter Fan Co. | 25867 |  |  |  |  | 1954 | 10 | 195 | 3945 | 31 | 127 | 6210 | 73 | 85 | [5 empty] | None |  | Non Federally-Regulated | 02/03/2006 |  | 10/23/2019
Hunter Fan Company | Hunter Fan Co. | 28130 |  |  |  |  | 1430 | 7 | 204 | 4346 | 42 | 103 | 5836 | 70 | 83 | [5 empty] | None |  | Non Federally-Regulated | 02/03/2006 |  | 10/23/2019
Hunter Fan Company | Hunter Fan Co. | 24041 |  |  |  |  | 1439 | 9 | 160 | 2757 | 25 | 110 | 4861 | 64 | 76 | [5 empty] | Incandescent |  | Non Federally-Regulated | 02/03/2006 |  | 10/23/2019
Hunter Fan Company | Hunter Fan Co. | 22389 |  |  |  |  | 1566 | 186 | 8 | 3401 | 119 | 29 | 6045 | 76 | 80 | [5 empty] | Incandescent |  | Non Federally-Regulated | 10/19/2007 |  | 10/23/2019
Hunter Fan Company | Hunter Fan Co. | 23852 |  |  |  |  | 1683 | 11 | 153 | 3143 | 31 | 101 | 6274 | 88 | 71 | [5 empty] | None |  | Non Federally-Regulated | 02/03/2006 |  | 10/23/2019
Hunter Fan Company | Hunter Fan Co. | 21433 |  |  |  |  | 1356 | 142 | 10 | 3351 | 116 | 29 | 5680 | 74 | 77 | [5 empty] | Compact Flourescent |  | Non Federally-Regulated | 10/19/2007 |  | 10/23/2019
Hunter Fan Company | Hunter Fan Co. | 28455 |  |  |  |  | 1543 | 9 | 171 | 3361 | 30 | 112 | 6003 | 80 | 75 | [5 empty] | None |  | Non Federally-Regulated | 02/03/2006 |  | 10/23/2019
Hunter Fan Company | Hunter Fan Co. | 23529 |  |  |  |  | 1369 | 9 | 152 | 3568 | 30 | 119 | 6722 | 85 | 79 | [5 empty] | Incandescent |  | Non Federally-Regulated | 02/03/2006 |  | 10/23/2019
Hunter Fan Company | Hunter Fan Co. | 21604 |  |  |  |  | 1309 | 10 | 131 | 2796 | 29 | 96 | 4800 | 71 | 68 | [5 empty] | Incandescent |  | Non Federally-Regulated | 02/03/2006 |  | 10/23/2019
Hunter Fan Company | Hunter Fan Co. | 21642 |  |  |  |  | 1526 | 161 | 9 | 3088 | 114 | 27 | 5744 | 79 | 73 | [5 empty] | Incandescent |  | Non Federally-Regulated | 10/19/2007 |  | 10/23/2019
Hunter Fan Company | Hunter Fan Co. | 25582 |  |  |  |  | 1403 | 9 | 156 | 2817 | 26 | 108 | 4696 | 62 | 76 | [5 empty] | Incandescent |  | Non Federally-Regulated | 02/03/2006 |  | 10/23/2019
Hunter Fan Company | Hunter Fan Co. | 28476 |  |  |  |  | 1132 | 142 | 8 | 3057 | 105 | 29 | 6454 | 67 | 96 | [5 empty] | Incandescent |  | Non Federally-Regulated | 10/19/2007 |  | 10/23/2019
Hunter Fan Company | Hunter Fan Co. | 21184 |  |  |  |  | 1482 | 11 | 135 | 3126 | 28 | 112 | 5494 | 68 | 81 | [5 empty] | Incandescent |  | Non Federally-Regulated | 02/03/2006 |  | 10/23/2019
Hunter Fan Company | Hunter Fan Co. | 23251 |  |  |  |  | 1620 | 8 | 203 | 3701 | 31 | 119 | 6963 | 91 | 77 | [5 empty] | None |  | Non Federally-Regulated | 02/03/2006 |  | 10/23/2019
Hunter Fan Company | Hunter Fan Co. | 23292 |  |  |  |  | 1516 | 10 | 152 | 3473 | 30 | 116 | 6039 | 77 | 78 | [5 empty] | Other |  | Non Federally-Regulated | 02/03/2006 |  | 10/23/2019
Hunter Fan Company | Hunter Fan Co. | 28190 |  |  |  |  | 1901 | 13 | 146 | 3837 | 36 | 107 | 6589 | 84 | 78 | [5 empty] | Incandescent |  | Non Federally-Regulated | 02/03/2006 |  | 10/23/2019
Hunter Fan Company | Hunter Fan Co. | 21181 |  |  |  |  | 1543 | 9 | 171 | 3361 | 30 | 112 | 6003 | 80 | 75 | [5 empty] | None |  | Non Federally-Regulated | 02/03/2006 |  | 10/23/2019
Hunter Fan Company | Hunter Fan Co. | 23590 |  |  |  |  | 928 | 11 | 84 | 2852 | 38 | 75 | 4348 | 76 | 57 | [5 empty] | Incandescent |  | Non Federally-Regulated | 02/03/2006 |  | 10/23/2019
Hunter Fan Company | Hunter Fan Co. | 20534 |  |  |  |  | 1439 | 9 | 160 | 2757 | 25 | 110 | 4861 | 64 | 76 | [5 empty] | Incandescent |  | Non Federally-Regulated | 02/03/2006 |  | 10/23/2019
Hunter Fan Company | Hunter Fan Co. | 22388 |  |  |  |  | 1566 | 186 | 8 | 3401 | 119 | 29 | 6045 | 76 | 80 | [5 empty] | Incandescent |  | Non Federally-Regulated | 10/19/2007 |  | 10/23/2019
Hunter Fan Company | Hunter Fan Co. | 22390 |  |  |  |  | 1566 | 186 | 8 | 3401 | 119 | 29 | 6045 | 76 | 80 | [5 empty] | Incandescent |  | Non Federally-Regulated | 10/19/2007 |  | 10/23/2019
Hunter Fan Company | Hunter Fan Co. | 23928 |  |  |  |  | 1531 | 161 | 10 | 2624 | 96 | 27 | 5148 | 75 | 69 | [5 empty] | Incandescent |  | Non Federally-Regulated | 10/19/2007 |  | 10/23/2019
Hunter Fan Company | Hunter Fan Co. | 28460 |  |  |  |  | 1531 | 152 | 10 | 2624 | 96 | 27 | 5148 | 75 | 69 | [5 empty] | Compact Flourescent |  | Non Federally-Regulated | 10/19/2007 |  | 10/23/2019
Hunter Fan Company | Hunter Fan Co. | 21581 |  |  |  |  | 1293 | 172 | 8 | 3096 | 107 | 29 | 5897 | 63 | 94 | [5 empty] | None |  | Non Federally-Regulated | 10/19/2007 |  | 10/23/2019
Hunter Fan Company | Hunter Fan Co. | 28002 |  |  |  |  | 1498 | 9 | 166 | 2865 | 26 | 110 | 5082 | 66 | 77 | [5 empty] | Incandescent |  | Non Federally-Regulated | 02/03/2006 |  | 10/23/2019
Hunter Fan Company | Hunter Fan Co. | 23783 |  |  |  |  | 1520 | 9 | 169 | 3461 | 35 | 99 | 5597 | 82 | 68 | [5 empty] | Incandescent |  | Non Federally-Regulated | 02/03/2006 |  | 10/23/2019
Hunter Fan Company | Hunter Fan Co. | 21230 |  |  |  |  | 1566 | 9 | 174 | 2989 | 26 | 115 | 5203 | 69 | 75 | [5 empty] | Incandescent |  | Non Federally-Regulated | 02/03/2006 |  | 10/23/2019
Hunter Fan Company | Hunter Fan Co. | 28532 |  |  |  |  | 1430 | 7 | 204 | 4346 | 42 | 103 | 5836 | 70 | 83 | [5 empty] | None |  | Non Federally-Regulated | 02/03/2006 |  | 10/23/2019
Hunter Fan Company | Hunter Fan Co. | 23258 |  |  |  |  | 1620 | 8 | 203 | 3701 | 31 | 119 | 6963 | 91 | 77 | [5 empty] | None |  | Non Federally-Regulated | 02/03/2006 |  | 10/23/2019
Hunter Fan Company | Hunter Fan Co. | 28151 |  |  |  |  | 1374 | 7 | 196 | 3563 | 33 | 108 | 7464 | 108 | 69 | [5 empty] | None |  | Non Federally-Regulated | 02/03/2006 |  | 10/23/2019
Hunter Fan Company | Hunter Fan Co. | 23964 |  |  |  |  | 1482 | 10 | 148 | 2975 | 27 | 110 | 5011 | 67 | 75 | [5 empty] | Incandescent |  | Non Federally-Regulated | 02/03/2006 |  | 10/23/2019
Hunter Fan Company | Hunter Fan Co. | 25872 |  |  |  |  | 1954 | 10 | 195 | 3945 | 31 | 127 | 6210 | 73 | 85 | [5 empty] | Incandescent |  | Non Federally-Regulated | 02/03/2006 |  | 10/23/2019
Hunter Fan Company | Hunter Fan Co. | 24251 |  |  |  |  | 1364 | 9 | 152 | 3071 | 26 | 118 | 5465 | 73 | 75 | [5 empty] | None |  | Non Federally-Regulated | 02/03/2006 |  | 10/23/2019
Hunter Fan Company | Hunter | 53237 | True |  | 3 | Yes | 1930 | 10 | 193 |  |  |  | 5049 | 66 | 77 | [5 empty] | LED |  | Federally-Regulated Consumer Product | 09/11/2018 |  | 11/11/2019
Hunter Fan Company | Hunter | 52105 | True |  | 3 | Yes | 1213 | 7 | 173 |  |  |  | 3659 | 63 | 58 | [5 empty] | LED |  | Federally-Regulated Consumer Product | 09/11/2018 |  | 11/11/2019
Hunter Fan Company | Hunter | 52106 | True |  | 3 | Yes | 1213 | 7 | 173 |  |  |  | 3659 | 63 | 58 | [5 empty] | LED |  | Federally-Regulated Consumer Product | 09/11/2018 |  | 11/11/2019
Hunter Fan Company | Hunter | 52107 | True |  | 3 | Yes | 1213 | 7 | 173 |  |  |  | 3659 | 63 | 58 | [5 empty] | LED |  | Federally-Regulated Consumer Product | 09/11/2018 |  | 11/11/2019
Hunter Fan Company | Hunter | 53236 | True |  | 3 | Yes | 1930 | 10 | 193 |  |  |  | 5049 | 66 | 77 | [5 empty] | LED |  | Federally-Regulated Consumer Product | 09/11/2018 |  | 11/11/2019
Air Cool Industrial Co., Ltd. | Home Decorators Collection | AC-552(AK18B-BN) | True |  | 3 | Yes | 1973 | 14 | 141 |  |  |  | 4778 | 63 | 76 | [5 empty] | LED |  | Federally-Regulated Consumer Product | 11/19/2019 |  | 11/21/2019
Air Cool Industrial Co., Ltd. | Home Decorators Collection | AC-552(AK18B-MBK) | True |  | 3 | Yes | 1973 | 14 | 141 |  |  |  | 4778 | 63 | 76 | [5 empty] | LED |  | Federally-Regulated Consumer Product | 11/19/2019 |  | 11/21/2019
Hunter Fan Company | Hunter | 59322 | True |  | 3 | Yes | 1934 | 11 | 176 |  |  |  | 6161 | 84 | 73 | [5 empty] | LED |  | Federally-Regulated Consumer Product | 02/20/2018 |  | 11/22/2019
Casablanca Fan Co. | Casablanca Fan Co. | 17U86M |  |  |  |  | 1773 | 11 | 161 | 3558 | 32 | 111 | 5929 | 70 | 85 | [5 empty] | None |  | Non Federally-Regulated | 02/03/2006 |  | 11/22/2019
Casablanca Fan Co. | Casablanca Fan Co. | 93068M |  |  |  |  | 1786 | 10 | 173 | 3763 | 30 | 127 | 7440 | 83 | 90 | [5 empty] | Other |  | Non Federally-Regulated | 02/01/2006 |  | 11/22/2019
Casablanca Fan Co. | Casablanca Fan Co. | 65068D |  |  |  |  | 428 | 8 | 56 | 1380 | 22 | 64 | 4809 | 95 | 51 | [5 empty] | Other |  | Non Federally-Regulated | 02/01/2006 |  | 11/22/2019
Casablanca Fan Co. | Casablanca Fan Co. | 89U97M |  |  |  |  | 1799 | 10 | 180 | 4066 | 30 | 134 | 7852 | 92 | 85 | [5 empty] | Other |  | Non Federally-Regulated | 02/01/2006 |  | 11/22/2019
Casablanca Fan Co. | Casablanca Fan Co. | 85U45M |  |  |  |  | 1614 | 10 | 161 | 3621 | 32 | 113 | 6674 | 86 | 78 | [5 empty] | Other |  | Non Federally-Regulated | 02/03/2006 |  | 11/22/2019
Casablanca Fan Co. | Casablanca Fan Co. | 42U11LV |  |  |  |  | 1703 | 10 | 170 | 3599 | 30 | 120 | 6936 | 92 | 75 | [5 empty] | None |  | Non Federally-Regulated | 02/03/2006 |  | 11/22/2019
Casablanca Fan Co. | Casablanca Fan Co. | 42U45LV |  |  |  |  | 1703 | 10 | 170 | 3599 | 30 | 120 | 6936 | 92 | 75 | [5 empty] | None |  | Non Federally-Regulated | 02/03/2006 |  | 11/22/2019
Casablanca Fan Co. | Casablanca Fan Co. | 97032T |  |  |  |  | 1310 | 10 | 132 | 3896 | 44 | 89 | 6162 | 102 | 60 | [5 empty] | Incandescent |  | Non Federally-Regulated | 01/12/2006 |  | 11/22/2019
Casablanca Fan Co. | Casablanca Fan Co. | 89U73M |  |  |  |  | 1799 | 10 | 180 | 4066 | 30 | 134 | 7852 | 92 | 85 | [5 empty] | Other |  | Non Federally-Regulated | 02/01/2006 |  | 11/22/2019
Casablanca Fan Co. | Casablanca Fan Co. | SANM-73 |  |  |  |  | 1687 | 11 | 156 | 3714 | 34 | 111 | 6179 | 74 | 84 | [5 empty] | Other |  | Non Federally-Regulated | 02/01/2006 |  | 11/22/2019
Casablanca Fan Co. | Casablanca Fan Co. | TRIH-68 |  |  |  |  | 2054 | 12 | 170 | 4282 | 34 | 127 | 6694 | 72 | 93 | [5 empty] | Other |  | Non Federally-Regulated | 02/01/2006 |  | 11/22/2019
Casablanca Fan Co. | Casablanca Fan Co. | MONH-73 |  |  |  |  | 1784 | 11 | 162 | 3622 | 32 | 114 | 6017 | 74 | 82 | [5 empty] | Other |  | Non Federally-Regulated | 02/01/2006 |  | 11/22/2019
Casablanca Fan Co. | Casablanca Fan Co. | 93072M |  |  |  |  | 1786 | 10 | 173 | 3763 | 30 | 127 | 7440 | 83 | 90 | [5 empty] | Other |  | Non Federally-Regulated | 02/01/2006 |  | 11/22/2019
Casablanca Fan Co. | Casablanca Fan Co. | MOOH-96 |  |  |  |  | 1681 | 11 | 156 | 3718 | 32 | 115 | 6348 | 76 | 84 | [5 empty] | Incandescent |  | Non Federally-Regulated | 01/12/2006 |  | 11/22/2019
Casablanca Fan Co. | Casablanca Fan Co. | MOOH-93 |  |  |  |  | 1681 | 11 | 156 | 3718 | 32 | 115 | 6348 | 76 | 84 | [5 empty] | Incandescent |  | Non Federally-Regulated | 01/12/2006 |  | 11/22/2019
Casablanca Fan Co. | Casablanca Fan Co. | MYKM-72 |  |  |  |  | 1687 | 11 | 156 | 3714 | 34 | 111 | 6179 | 74 | 84 | [5 empty] | Other |  | Non Federally-Regulated | 02/01/2006 |  | 11/22/2019
Casablanca Fan Co. | Casablanca Fan Co. | TRIH-45 |  |  |  |  | 2054 | 12 | 170 | 4282 | 34 | 127 | 6694 | 72 | 93 | [5 empty] | Other |  | Non Federally-Regulated | 02/01/2006 |  | 11/22/2019
Casablanca Fan Co. | Casablanca Fan Co. | 3U92D |  |  |  |  | 1278 | 8 | 170 | 3386 | 33 | 104 | 6277 | 105 | 60 | [5 empty] | None |  | Non Federally-Regulated | 01/12/2006 |  | 11/22/2019
Casablanca Fan Co. | Casablanca Fan Co. | TRIH-11 |  |  |  |  | 2054 | 12 | 170 | 4282 | 34 | 127 | 6694 | 72 | 93 | [5 empty] | Other |  | Non Federally-Regulated | 02/01/2006 |  | 11/22/2019
Casablanca Fan Co. | Casablanca Fan Co. | 650545D |  |  |  |  | 428 | 8 | 56 | 1380 | 22 | 64 | 4809 | 95 | 51 | [5 empty] | Other |  | Non Federally-Regulated | 02/01/2006 |  | 11/22/2019
Casablanca Fan Co. | Casablanca Fan Co. | 3U44D |  |  |  |  | 1278 | 8 | 170 | 3386 | 33 | 104 | 6277 | 105 | 60 | [5 empty] | None |  | Non Federally-Regulated | 01/12/2006 |  | 11/22/2019
Casablanca Fan Co. | Casablanca Fan Co. | POLH-94 |  |  |  |  | 1915 | 11 | 174 | 4124 | 32 | 128 | 7163 | 74 | 96 | [5 empty] | Incandescent |  | Non Federally-Regulated | 01/12/2006 |  | 11/22/2019
Casablanca Fan Co. | Casablanca Fan Co. | 97052T |  |  |  |  | 1310 | 10 | 132 | 3896 | 44 | 89 | 6162 | 102 | 60 | [5 empty] | Incandescent |  | Non Federally-Regulated | 01/12/2006 |  | 11/22/2019
Casablanca Fan Co. | Casablanca Fan Co. | 95032T |  |  |  |  | 747 | 41 | 18 | 3361 | 76 | 44 | 6591 | 116 | 57 | [5 empty] | Incandescent |  | Non Federally-Regulated | 01/12/2006 |  | 11/22/2019
Casablanca Fan Co. | Casablanca Fan Co. | 96U52T |  |  |  |  | 1056 | 41 | 25 | 3513 | 77 | 46 | 6177 | 121 | 51 | [5 empty] | Incandescent |  | Non Federally-Regulated | 01/12/2006 |  | 11/22/2019
Casablanca Fan Co. | Casablanca Fan Co. | 93045M |  |  |  |  | 1786 | 10 | 173 | 3763 | 30 | 127 | 7440 | 83 | 90 | [5 empty] | Other |  | Non Federally-Regulated | 02/01/2006 |  | 11/22/2019
Casablanca Fan Co. | Casablanca Fan Co. | 86U89M |  |  |  |  | 1679 | 11 | 159 | 3712 | 32 | 115 | 6772 | 90 | 75 | [5 empty] | Other |  | Non Federally-Regulated | 01/12/2006 |  | 11/22/2019
Casablanca Fan Co. | Casablanca Fan Co. | MYKM-45 |  |  |  |  | 1687 | 11 | 156 | 3714 | 34 | 111 | 6179 | 74 | 84 | [5 empty] | Other |  | Non Federally-Regulated | 02/01/2006 |  | 11/22/2019
Casablanca Fan Co. | Casablanca Fan Co. | P2G61H |  |  |  |  | 1687 | 10 | 162 | 3838 | 31 | 123 | 5909 | 69 | 86 | [5 empty] | Incandescent |  | Non Federally-Regulated | 01/12/2006 |  | 11/22/2019
Casablanca Fan Co. | Casablanca Fan Co. | MONH-45 |  |  |  |  | 1784 | 11 | 162 | 3622 | 32 | 114 | 6017 | 74 | 82 | [5 empty] | Other |  | Non Federally-Regulated | 02/01/2006 |  | 11/22/2019
Casablanca Fan Co. | Casablanca Fan Co. | SANM-45 |  |  |  |  | 1687 | 11 | 156 | 3714 | 34 | 111 | 6179 | 74 | 84 | [5 empty] | Other |  | Non Federally-Regulated | 02/01/2006 |  | 11/22/2019
Casablanca Fan Co. | Casablanca Fan Co. | P1G67H |  |  |  |  | 1828 | 9 | 203 | 3847 | 31 | 124 | 6212 | 70 | 89 | [5 empty] | Incandescent |  | Non Federally-Regulated | 02/03/2006 |  | 11/22/2019
Casablanca Fan Co. | Casablanca Fan Co. | MYKM-73 |  |  |  |  | 1687 | 11 | 156 | 3714 | 34 | 111 | 6179 | 74 | 84 | [5 empty] | Other |  | Non Federally-Regulated | 02/01/2006 |  | 11/22/2019
Casablanca Fan Co. | Casablanca Fan Co. | SANM-85 |  |  |  |  | 1687 | 11 | 156 | 3714 | 34 | 111 | 6179 | 74 | 84 | [5 empty] | Other |  | Non Federally-Regulated | 02/01/2006 |  | 11/22/2019
Casablanca Fan Co. | Casablanca Fan Co. | 96U76T |  |  |  |  | 1056 | 41 | 25 | 3513 | 77 | 46 | 6177 | 121 | 51 | [5 empty] | Incandescent |  | Non Federally-Regulated | 01/12/2006 |  | 11/22/2019
Casablanca Fan Co. | Casablanca Fan Co. | 85U32M |  |  |  |  | 1614 | 10 | 161 | 3621 | 32 | 113 | 6674 | 86 | 78 | [5 empty] | Other |  | Non Federally-Regulated | 02/03/2006 |  | 11/22/2019
Casablanca Fan Co. | Casablanca Fan Co. | 97045T |  |  |  |  | 1310 | 10 | 132 | 3896 | 44 | 89 | 6162 | 102 | 60 | [5 empty] | Incandescent |  | Non Federally-Regulated | 01/12/2006 |  | 11/22/2019
Casablanca Fan Co. | Casablanca Fan Co. | 88U33M |  |  |  |  | 1579 | 13 | 126 | 3422 | 33 | 105 | 5661 | 67 | 84 | [5 empty] | Other |  | Non Federally-Regulated | 01/12/2006 |  | 11/22/2019
Casablanca Fan Co. | Casablanca Fan Co. | 42U88LV |  |  |  |  | 1703 | 10 | 170 | 3599 | 30 | 120 | 6936 | 92 | 75 | [5 empty] | None |  | Non Federally-Regulated | 02/03/2006 |  | 11/22/2019
Casablanca Fan Co. | Casablanca Fan Co. | 98081T |  |  |  |  | 933 | 41 | 23 | 3417 | 77 | 44 | 6374 | 124 | 51 | [5 empty] | Incandescent |  | Non Federally-Regulated | 01/12/2006 |  | 11/22/2019
Casablanca Fan Co. | Casablanca Fan Co. | SANM-74 |  |  |  |  | 1687 | 11 | 156 | 3714 | 34 | 111 | 6179 | 74 | 84 | [5 empty] | Other |  | Non Federally-Regulated | 02/01/2006 |  | 11/22/2019
Casablanca Fan Co. | Casablanca Fan Co. | 88U95M |  |  |  |  | 1579 | 13 | 126 | 3422 | 33 | 105 | 5661 | 67 | 84 | [5 empty] | Other |  | Non Federally-Regulated | 01/12/2006 |  | 11/22/2019
Casablanca Fan Co. | Casablanca Fan Co. | 95032A |  |  |  |  | 747 | 41 | 18 | 3361 | 76 | 44 | 6591 | 116 | 57 | [5 empty] | Incandescent |  | Non Federally-Regulated | 01/12/2006 |  | 11/22/2019
Casablanca Fan Co. | Casablanca Fan Co. | 93011M |  |  |  |  | 1786 | 10 | 173 | 3763 | 30 | 127 | 7440 | 83 | 90 | [5 empty] | Other |  | Non Federally-Regulated | 02/01/2006 |  | 11/22/2019
Hunter Fan Company | Hunter Fan Co. | 28536 |  |  |  |  | 1430 | 7 | 204 | 4346 | 42 | 103 | 5836 | 70 | 83 | [5 empty] | None |  | Non Federally-Regulated | 02/03/2006 |  | 11/22/2019
Hunter Fan Company | Hunter Fan Co. | 21180 |  |  |  |  | 1543 | 9 | 171 | 3361 | 30 | 112 | 6003 | 80 | 75 | [5 empty] | None |  | Non Federally-Regulated | 02/03/2006 |  | 11/22/2019
Hunter Fan Company | Hunter Fan Co. | 20517 |  |  |  |  | 1731 | 158 | 11 | 3556 | 124 | 29 | 5256 | 84 | 63 | [5 empty] | None |  | Non Federally-Regulated | 10/19/2007 |  | 11/22/2019
Hunter Fan Company | Hunter Fan Co. | 28453 |  |  |  |  | 1543 | 9 | 171 | 3361 | 30 | 112 | 6003 | 80 | 75 | [5 empty] | None |  | Non Federally-Regulated | 02/03/2006 |  | 11/22/2019
Hunter Fan Company | Hunter Fan Co. | 23837 |  |  |  |  | 1662 | 11 | 151 | 3140 | 29 | 108 | 4987 | 69 | 72 | [5 empty] | Other |  | Non Federally-Regulated | 02/03/2006 |  | 11/22/2019
Hunter Fan Company | Hunter Fan Co. | 28112 |  |  |  |  | 2040 | 13 | 157 | 4025 | 34 | 118 | 6538 | 75 | 87 | [5 empty] | Other |  | Non Federally-Regulated | 02/03/2006 |  | 11/22/2019
Hunter Fan Company | Hunter Fan Co. | 23775 |  |  |  |  | 1641 | 11 | 149 | 3233 | 28 | 115 | 5042 | 60 | 84 | [5 empty] | Incandescent |  | Non Federally-Regulated | 02/03/2006 |  | 11/22/2019
Hunter Fan Company | Hunter Fan Co. | 23489 |  |  |  |  | 1326 | 140 | 9 | 2736 | 104 | 26 | 5411 | 83 | 65 | [5 empty] | Incandescent |  | Non Federally-Regulated | 10/19/2007 |  | 11/22/2019
Hunter Fan Company | Hunter Fan Co. | 23768 |  |  |  |  | 1658 | 178 | 9 | 3702 | 124 | 30 | 6936 | 79 | 88 | [5 empty] | Incandescent |  | Non Federally-Regulated | 10/19/2007 |  | 11/22/2019
Hunter Fan Company | Hunter Fan Co. | 20613 |  |  |  |  | 1364 | 9 | 152 | 3071 | 26 | 118 | 5465 | 73 | 75 | [5 empty] | None |  | Non Federally-Regulated | 02/03/2006 |  | 11/22/2019
Hunter Fan Company | Hunter Fan Co. | 24873 |  |  |  |  | 1683 | 11 | 153 | 3143 | 31 | 101 | 6274 | 88 | 71 | [5 empty] | None |  | Non Federally-Regulated | 02/03/2006 |  | 11/22/2019
Hunter Fan Company | Hunter Fan Co. | 28440 |  |  |  |  | 1525 | 9 | 169 | 3578 | 31 | 115 | 6171 | 77 | 80 | [5 empty] | None |  | Non Federally-Regulated | 02/03/2006 |  | 11/22/2019
Hunter Fan Company | Hunter Fan Co. | 21988 |  |  |  |  | 1543 | 9 | 171 | 3361 | 30 | 112 | 6003 | 80 | 75 | [5 empty] | None |  | Non Federally-Regulated | 02/03/2006 |  | 11/22/2019
Hunter Fan Company | Hunter Fan Co. | 22465 |  |  |  |  | 1566 | 186 | 8 | 3401 | 119 | 29 | 6045 | 76 | 80 | [5 empty] | Incandescent |  | Non Federally-Regulated | 10/19/2007 |  | 11/22/2019
Hunter Fan Company | Hunter Fan Co. | 23983 |  |  |  |  | 1329 | 8 | 166 | 3924 | 33 | 119 | 6126 | 80 | 77 | [5 empty] | None |  | Non Federally-Regulated | 02/03/2006 |  | 11/22/2019
Hunter Fan Company | Hunter Fan Co. | 28191 |  |  |  |  | 1901 | 13 | 146 | 3837 | 36 | 107 | 6589 | 84 | 78 | [5 empty] | Incandescent |  | Non Federally-Regulated | 02/03/2006 |  | 11/22/2019
Hunter Fan Company | Hunter Fan Co. | 28182 |  |  |  |  | 1329 | 8 | 166 | 3924 | 33 | 119 | 6126 | 80 | 77 | [5 empty] | None |  | Non Federally-Regulated | 02/03/2006 |  | 11/22/2019
Hunter Fan Company | Hunter Fan Co. | 20740 |  |  |  |  | 1591 | 8 | 199 | 3168 | 29 | 109 | 5934 | 80 | 74 | [5 empty] | None |  | Non Federally-Regulated | 02/03/2006 |  | 11/22/2019
Hunter Fan Company | Hunter Fan Co. | 23782 |  |  |  |  | 1520 | 9 | 169 | 3461 | 35 | 99 | 5597 | 82 | 68 | [5 empty] | Incandescent |  | Non Federally-Regulated | 02/03/2006 |  | 11/22/2019
Hunter Fan Company | Hunter Fan Co. | 21227 |  |  |  |  | 1566 | 9 | 174 | 2989 | 26 | 115 | 5203 | 69 | 75 | [5 empty] | Incandescent |  | Non Federally-Regulated | 02/03/2006 |  | 11/22/2019
Hunter Fan Company | Hunter Fan Co. | 25519 |  |  |  |  | 1548 | 10 | 155 | 3629 | 34 | 107 | 5944 | 74 | 80 | [5 empty] | Incandescent |  | Non Federally-Regulated | 02/03/2006 |  | 11/22/2019
Hunter Fan Company | Hunter Fan Co. | 23254 |  |  |  |  | 1620 | 8 | 203 | 3701 | 31 | 119 | 6963 | 91 | 77 | [5 empty] | None |  | Non Federally-Regulated | 02/03/2006 |  | 11/22/2019
Hunter Fan Company | Hunter Fan Co. | 20243 |  |  |  |  | 2673 | 20 | 134 | 4286 | 36 | 119 | 7037 | 70 | 101 | [5 empty] | None |  | Non Federally-Regulated | 02/03/2006 |  | 11/22/2019
Hunter Fan Company | Hunter Fan Co. | 27647 |  |  |  |  | 1602 | 10 | 160 | 3195 | 30 | 107 | 5559 | 76 | 73 | [5 empty] | Incandescent |  | Non Federally-Regulated | 02/03/2006 |  | 11/22/2019
Hunter Fan Company | Hunter Fan Co. | 23981 |  |  |  |  | 1329 | 8 | 166 | 3924 | 33 | 119 | 6126 | 80 | 77 | [5 empty] | None |  | Non Federally-Regulated | 02/03/2006 |  | 11/22/2019
Hunter Fan Company | Hunter Fan Co. | 28021 |  |  |  |  | 1498 | 9 | 166 | 2865 | 26 | 110 | 5082 | 66 | 77 | [5 empty] | Incandescent |  | Non Federally-Regulated | 02/03/2006 |  | 11/22/2019
Hunter Fan Company | Hunter Fan Co. | 22455 |  |  |  |  | 1393 | 9 | 155 | 2765 | 25 | 111 | 4905 | 63 | 78 | [5 empty] | Incandescent |  | Non Federally-Regulated | 02/03/2006 |  | 11/22/2019
Hunter Fan Company | Hunter Fan Co. | 28120 |  |  |  |  | 2234 | 17 | 131 | 3704 | 36 | 103 | 5942 | 73 | 81 | [5 empty] | None |  | Non Federally-Regulated | 02/03/2006 |  | 11/22/2019
Hunter Fan Company | Hunter Fan Co. | 21575 |  |  |  |  | 1779 | 9 | 198 | 3326 | 26 | 128 | 5369 | 65 | 83 | [5 empty] | Incandescent |  | Non Federally-Regulated | 02/03/2006 |  | 11/22/2019
Hunter Fan Company | Hunter Fan Co. | 21224 |  |  |  |  | 1566 | 9 | 174 | 2989 | 26 | 115 | 5203 | 69 | 75 | [5 empty] | Incandescent |  | Non Federally-Regulated | 02/03/2006 |  | 11/22/2019
Hunter Fan Company | Hunter Fan Co. | 23488 |  |  |  |  | 1326 | 140 | 9 | 2736 | 104 | 26 | 5411 | 83 | 65 | [5 empty] | Incandescent |  | Non Federally-Regulated | 10/19/2007 |  | 11/22/2019
Hunter Fan Company | Hunter Fan Co. | 28079 |  |  |  |  | 1309 | 131 | 10 | 2796 | 96 | 29 | 4800 | 68 | 71 | [5 empty] | Incandescent |  | Non Federally-Regulated | 10/19/2007 |  | 11/22/2019
Hunter Fan Company | Hunter Fan Co. | 21521 |  |  |  |  | 1735 | 9 | 193 | 3627 | 30 | 121 | 6144 | 79 | 78 | [5 empty] | Incandescent |  | Non Federally-Regulated | 02/03/2006 |  | 11/22/2019
Hunter Fan Company | Hunter Fan Co. | 23521 |  |  |  |  | 1544 | 9 | 172 | 3399 | 31 | 110 | 5519 | 79 | 70 | [5 empty] | Incandescent |  | Non Federally-Regulated | 02/03/2006 |  | 11/22/2019
Hunter Fan Company | Hunter Fan Co. | 28107 |  |  |  |  | 1765 | 11 | 160 | 3156 | 29 | 109 | 4799 | 65 | 74 | [5 empty] | None |  | Non Federally-Regulated | 02/03/2006 |  | 11/22/2019
Hunter Fan Company | Hunter Fan Co. | 27540 |  |  |  |  | 1309 | 10 | 131 | 2796 | 29 | 96 | 4800 | 71 | 68 | [5 empty] | Incandescent |  | Non Federally-Regulated | 02/03/2006 |  | 11/22/2019
Hunter Fan Company | Hunter Fan Co. | 23881 |  |  |  |  | 1407 | 156 | 9 | 3880 | 121 | 32 | 6454 | 78 | 83 | [5 empty] | Incandescent |  | Non Federally-Regulated | 10/19/2007 |  | 11/22/2019
Hunter Fan Company | Hunter Fan Co. | 23256 |  |  |  |  | 1620 | 8 | 203 | 3701 | 31 | 119 | 6963 | 91 | 77 | [5 empty] | None |  | Non Federally-Regulated | 02/03/2006 |  | 11/22/2019
Hunter Fan Company | Hunter Fan Co. | 28184 |  |  |  |  | 1329 | 8 | 166 | 3924 | 33 | 119 | 6126 | 80 | 77 | [5 empty] | None |  | Non Federally-Regulated | 02/03/2006 |  | 11/22/2019
Hunter Fan Company | Hunter Fan Co. | 28871 |  |  |  |  | 1431 | 7 | 204 | 3327 | 29 | 115 | 6374 | 92 | 69 | [5 empty] | Incandescent |  | Non Federally-Regulated | 02/03/2006 |  | 11/22/2019
Hunter Fan Company | Hunter Fan Co. | 22470 |  |  |  |  | 1403 | 154 | 9 | 2817 | 109 | 26 | 4696 | 75 | 63 | [5 empty] | Incandescent |  | Non Federally-Regulated | 10/19/2007 |  | 11/22/2019
Hunter Fan Company | Hunter Fan Co. | 21894 |  |  |  |  | 1440 | 120 | 12 | 3030 | 101 | 30 | 5005 | 76 | 66 | [5 empty] | Incandescent |  | Non Federally-Regulated | 10/19/2007 |  | 11/22/2019
Hunter Fan Company | Hunter Fan Co. | 28609 |  |  |  |  | 1626 | 9 | 181 | 3053 | 27 | 113 | 5251 | 66 | 80 | [5 empty] | Incandescent |  | Non Federally-Regulated | 02/03/2006 |  | 11/22/2019
Hunter Fan Company | Hunter Fan Co. | 23848 |  |  |  |  | 1720 | 10 | 172 | 3967 | 32 | 124 | 6184 | 76 | 81 | [5 empty] | Incandescent |  | Non Federally-Regulated | 02/03/2006 |  | 11/22/2019
Hunter Fan Company | Hunter Fan Co. | 21397 |  |  |  |  | 1407 | 9 | 156 | 3980 | 33 | 121 | 6558 | 82 | 80 | [5 empty] | None |  | Non Federally-Regulated | 02/03/2006 |  | 11/22/2019
Hunter Fan Company | Hunter Fan Co. | 21166 |  |  |  |  | 1543 | 9 | 171 | 3361 | 30 | 112 | 6003 | 80 | 75 | [5 empty] | None |  | Non Federally-Regulated | 02/03/2006 |  | 11/22/2019
Hunter Fan Company | Hunter Fan Co. | 23480 |  |  |  |  | 1253 | 10 | 125 | 2741 | 27 | 102 | 5046 | 67 | 75 | [5 empty] | Incandescent |  | Non Federally-Regulated | 02/03/2006 |  | 11/22/2019
Hunter Fan Company | Hunter Fan Co. | 28024 |  |  |  |  | 1498 | 9 | 166 | 2865 | 26 | 110 | 5082 | 66 | 77 | [5 empty] | Incandescent |  | Non Federally-Regulated | 02/03/2006 |  | 11/22/2019
Hunter Fan Company | Hunter Fan Co. | 28401 |  |  |  |  | 1262 | 10 | 126 | 3374 | 36 | 94 | 5704 | 85 | 67 | [5 empty] | None |  | Non Federally-Regulated | 02/03/2006 |  | 11/22/2019
Hunter Fan Company | Hunter Fan Co. | 28522 |  |  |  |  | 2698 | 22 | 123 | 3964 | 40 | 99 | 5904 | 83 | 71 | [5 empty] | None |  | Non Federally-Regulated | 02/03/2006 |  | 11/22/2019
Hunter Fan Company | Hunter Fan Co. | 23707 |  |  |  |  | 1403 | 9 | 156 | 2817 | 26 | 108 | 4696 | 62 | 76 | [5 empty] | Incandescent |  | Non Federally-Regulated | 02/03/2006 |  | 11/22/2019
Hunter Fan Company | Hunter Fan Co. | 25657 |  |  |  |  | 1531 | 10 | 153 | 3367 | 34 | 99 | 5309 | 76 | 70 | [5 empty] | Incandescent |  | Non Federally-Regulated | 02/03/2006 |  | 11/22/2019
Hunter Fan Company | Hunter Fan Co. | 28876 |  |  |  |  | 1658 | 9 | 184 | 3702 | 30 | 123 | 6936 | 88 | 79 | [5 empty] | Other |  | Non Federally-Regulated | 02/03/2006 |  | 11/22/2019
Hunter Fan Company | Hunter Fan Co. | 28488 |  |  |  |  | 2117 | 200 | 11 | 4202 | 145 | 29 | 8775 | 87 | 101 | [5 empty] | None |  | Non Federally-Regulated | 10/19/2007 |  | 11/22/2019
Hunter Fan Company | Hunter Fan Co. | 28185 |  |  |  |  | 1329 | 8 | 166 | 3924 | 33 | 119 | 6126 | 80 | 77 | [5 empty] | None |  | Non Federally-Regulated | 02/03/2006 |  | 11/22/2019
Hunter Fan Company | Hunter Fan Co. | 23413 |  |  |  |  | 1186 | 9 | 132 | 2677 | 28 | 96 | 5325 | 89 | 60 | [5 empty] | Incandescent |  | Non Federally-Regulated | 02/03/2006 |  | 11/22/2019
Hunter Fan Company | Hunter Fan Co. | 22710 |  |  |  |  | 1591 | 8 | 199 | 3168 | 29 | 109 | 5934 | 80 | 74 | [5 empty] | Other |  | Non Federally-Regulated | 02/03/2006 |  | 11/22/2019
Hunter Fan Company | Hunter Fan Co. | 28533 |  |  |  |  | 1430 | 7 | 204 | 4346 | 42 | 103 | 5836 | 70 | 83 | [5 empty] | None |  | Non Federally-Regulated | 02/03/2006 |  | 11/22/2019
Hunter Fan Company | Hunter Fan Co. | 21228 |  |  |  |  | 1765 | 11 | 160 | 3156 | 29 | 109 | 4799 | 65 | 74 | [5 empty] | None |  | Non Federally-Regulated | 02/03/2006 |  | 11/22/2019
Hunter Fan Company | Hunter Fan Co. | 28463 |  |  |  |  | 1497 | 153 | 10 | 3086 | 115 | 27 | 5372 | 81 | 66 | [5 empty] | None |  | Non Federally-Regulated | 10/19/2007 |  | 11/22/2019
Hunter Fan Company | Hunter Fan Co. | 28086 |  |  |  |  | 1455 | 9 | 162 | 3204 | 29 | 110 | 5856 | 88 | 67 | [5 empty] | Incandescent |  | Non Federally-Regulated | 02/03/2006 |  | 11/22/2019
Hunter Fan Company | Hunter Fan Co. | 27551 |  |  |  |  | 1309 | 10 | 131 | 2796 | 29 | 96 | 4800 | 71 | 68 | [5 empty] | Incandescent |  | Non Federally-Regulated | 02/03/2006 |  | 11/22/2019
Hunter Fan Company | Hunter Fan Co. | 21987 |  |  |  |  | 1543 | 9 | 171 | 3361 | 30 | 112 | 6003 | 80 | 75 | [5 empty] | None |  | Non Federally-Regulated | 02/03/2006 |  | 11/22/2019
Hunter Fan Company | Hunter Fan Co. | 23984 |  |  |  |  | 1329 | 8 | 166 | 3924 | 33 | 119 | 6126 | 80 | 77 | [5 empty] | None |  | Non Federally-Regulated | 02/03/2006 |  | 11/22/2019
Hunter Fan Company | Hunter Fan Co. | 24522 |  |  |  |  | 1731 | 9 | 192 | 3556 | 29 | 123 | 5256 | 63 | 83 | [5 empty] | None |  | Non Federally-Regulated | 02/03/2006 |  | 11/22/2019
Hunter Fan Company | Hunter Fan Co. | 23985 |  |  |  |  | 1329 | 8 | 166 | 3924 | 33 | 119 | 6126 | 80 | 77 | [5 empty] | None |  | Non Federally-Regulated | 02/03/2006 |  | 11/22/2019
Hunter Fan Company | Hunter Fan Co. | 23918 |  |  |  |  | 1683 | 11 | 153 | 3143 | 31 | 101 | 6274 | 88 | 71 | [5 empty] | None |  | Non Federally-Regulated | 02/03/2006 |  | 11/22/2019
Hunter Fan Company | Hunter Fan Co. | 23827 |  |  |  |  | 1683 | 11 | 153 | 3143 | 31 | 101 | 6274 | 88 | 71 | [5 empty] | None |  | Non Federally-Regulated | 02/03/2006 |  | 11/22/2019
Hunter Fan Company | Hunter Fan Co. | 23520, 23521, 27523 |  |  |  |  | 1544 | 9 | 172 | 3399 | 31 | 110 | 5519 | 79 | 70 | [5 empty] | Incandescent |  | Non Federally-Regulated | 02/03/2006 |  | 11/22/2019
Hunter Fan Company | Hunter Fan Co. | 21898 |  |  |  |  | 1908 | 10 | 191 | 3792 | 30 | 126 | 6494 | 77 | 84 | [5 empty] | Incandescent |  | Non Federally-Regulated | 02/03/2006 |  | 11/22/2019
Hunter Fan Company | Hunter Fan Co. | 28445 |  |  |  |  | 2098 | 12 | 175 | 4350 | 35 | 124 | 6638 | 81 | 82 | [5 empty] | None |  | Non Federally-Regulated | 02/03/2006 |  | 11/22/2019
Hunter Fan Company | Hunter Fan Co. | 28457 |  |  |  |  | 1543 | 9 | 171 | 3361 | 30 | 112 | 6003 | 80 | 75 | [5 empty] | None |  | Non Federally-Regulated | 02/03/2006 |  | 11/22/2019
Hunter Fan Company | Hunter Fan Co. | 20776 |  |  |  |  | 1403 | 139 | 10 | 2817 | 109 | 26 | 4696 | 75 | 63 | [5 empty] | Incandescent |  | Non Federally-Regulated | 10/19/2007 |  | 11/22/2019
Hunter Fan Company | Hunter Fan Co. | 20552 |  |  |  |  | 1457 | 162 | 9 | 2739 | 107 | 26 | 5386 | 75 | 72 | [5 empty] | Incandescent |  | Non Federally-Regulated | 10/19/2007 |  | 11/22/2019
Hunter Fan Company | Hunter Fan Co. | 20581 |  |  |  |  | 1591 | 8 | 199 | 2846 | 27 | 105 | 5148 | 66 | 78 | [5 empty] | Incandescent |  | Non Federally-Regulated | 02/03/2006 |  | 11/22/2019
Hunter Fan Company | Hunter Fan Co. | 23261 |  |  |  |  | 1620 | 8 | 203 | 3701 | 31 | 119 | 6963 | 91 | 77 | [5 empty] | None |  | Non Federally-Regulated | 02/03/2006 |  | 11/22/2019
Hunter Fan Company | Hunter Fan Co. | 28178 |  |  |  |  | 1329 | 8 | 166 | 3924 | 33 | 119 | 6126 | 80 | 77 | [5 empty] | None |  | Non Federally-Regulated | 02/03/2006 |  | 11/22/2019
Hunter Fan Company | Hunter Fan Co. | 25662 |  |  |  |  | 1431 | 7 | 204 | 3327 | 29 | 115 | 6374 | 92 | 69 | [5 empty] | Incandescent |  | Non Federally-Regulated | 02/03/2006 |  | 11/22/2019
Hunter Fan Company | Hunter Fan Co. | 28193 |  |  |  |  | 1329 | 8 | 166 | 3924 | 33 | 119 | 6126 | 80 | 77 | [5 empty] | None |  | Non Federally-Regulated | 02/03/2006 |  | 11/22/2019
Hunter Fan Company | Hunter Fan Co. | 25417 |  |  |  |  | 1718 | 10 | 172 | 3771 | 29 | 130 | 6786 | 79 | 86 | [5 empty] | Incandescent |  | Non Federally-Regulated | 02/03/2006 |  | 11/22/2019
Hunter Fan Company | Hunter Fan Co. | 21307 |  |  |  |  | 1251 | 7 | 179 | 3414 | 29 | 118 | 6534 | 100 | 65 | [5 empty] | Incandescent |  | Non Federally-Regulated | 02/03/2006 |  | 11/22/2019
Hunter Fan Company | Hunter Fan Co. | 24523 |  |  |  |  | 1731 | 9 | 192 | 3556 | 29 | 123 | 5256 | 63 | 83 | [5 empty] | None |  | Non Federally-Regulated | 02/03/2006 |  | 11/22/2019
Hunter Fan Company | Hunter Fan Co. | 28143 |  |  |  |  | 1318 | 7 | 188 | 3415 | 31 | 110 | 6751 | 111 | 61 | [5 empty] | None |  | Non Federally-Regulated | 02/03/2006 |  | 11/22/2019
Hunter Fan Company | Hunter Fan Co. | 28491 |  |  |  |  | 1765 | 11 | 160 | 3156 | 29 | 109 | 4799 | 65 | 74 | [5 empty] | None |  | Non Federally-Regulated | 02/03/2006 |  | 11/22/2019
Hunter Fan Company | Hunter Fan Co. | 23875 |  |  |  |  | 1407 | 156 | 9 | 3880 | 121 | 32 | 6454 | 78 | 83 | [5 empty] | Incandescent |  | Non Federally-Regulated | 10/19/2007 |  | 11/22/2019
Hunter Fan Company | Hunter Fan Co. | 25413 |  |  |  |  | 1602 | 10 | 160 | 3195 | 30 | 107 | 5559 | 76 | 73 | [5 empty] | Incandescent |  | Non Federally-Regulated | 02/03/2006 |  | 11/22/2019
Hunter Fan Company | Hunter Fan Co. | 21955 |  |  |  |  | 1848 | 11 | 168 | 3632 | 29 | 125 | 5716 | 63 | 91 | [5 empty] | None |  | Non Federally-Regulated | 02/03/2006 |  | 11/22/2019
Hunter Fan Company | Hunter Fan Co. | 24696 |  |  |  |  | 2673 | 20 | 134 | 4286 | 36 | 119 | 7037 | 70 | 101 | [5 empty] | None |  | Non Federally-Regulated | 02/03/2006 |  | 11/22/2019
Hunter Fan Company | Hunter Fan Co. | 22540 |  |  |  |  | 1688 | 203 | 8 | 3630 | 130 | 28 | 6773 | 80 | 85 | [5 empty] | Incandescent |  | Non Federally-Regulated | 10/19/2007 |  | 11/22/2019
Hunter Fan Company | Hunter Fan Co. | 23741 |  |  |  |  | 2121 | 17 | 125 | 3205 | 36 | 89 | 5920 | 90 | 66 | [5 empty] | None |  | Non Federally-Regulated | 02/03/2006 |  | 11/22/2019
Hunter Fan Company | Hunter Fan Co. | 21899 |  |  |  |  | 1908 | 10 | 191 | 3792 | 30 | 126 | 6494 | 77 | 84 | [5 empty] | Incandescent |  | Non Federally-Regulated | 02/03/2006 |  | 11/22/2019
Hunter Fan Company | Hunter Fan Co. | 21303 |  |  |  |  | 1431 | 147 | 10 | 2947 | 108 | 27 | 5331 | 78 | 68 | [5 empty] | None |  | Non Federally-Regulated | 10/19/2007 |  | 11/22/2019
Hunter Fan Company | Hunter Fan Co. | 23417 |  |  |  |  | 1186 | 9 | 132 | 2677 | 28 | 96 | 5325 | 89 | 60 | [5 empty] | Incandescent |  | Non Federally-Regulated | 02/03/2006 |  | 11/22/2019
Hunter Fan Company | Hunter Fan Co. | 28416 |  |  |  |  | 1626 | 9 | 181 | 3053 | 27 | 113 | 5251 | 66 | 80 | [5 empty] | None |  | Non Federally-Regulated | 02/03/2006 |  | 11/22/2019
Hunter Fan Company | Hunter Fan Co. | 23537 |  |  |  |  | 1337 | 9 | 149 | 3663 | 33 | 111 | 6165 | 79 | 78 | [5 empty] | Incandescent |  | Non Federally-Regulated | 02/03/2006 |  | 11/22/2019
Hunter Fan Company | Hunter Fan Co. | 28448 |  |  |  |  | 2098 | 12 | 175 | 4350 | 35 | 124 | 6638 | 81 | 82 | [5 empty] | None |  | Non Federally-Regulated | 02/03/2006 |  | 11/22/2019
Hunter Fan Company | Hunter Fan Co. | 28537 |  |  |  |  | 2508 | 155 | 16 | 4120 | 106 | 39 | 6607 | 79 | 84 | [5 empty] | None |  | Non Federally-Regulated | 10/19/2007 |  | 11/22/2019
Hunter Fan Company | Hunter Fan Co. | 27296 |  |  |  |  | 1544 | 9 | 172 | 3491 | 30 | 116 | 6624 | 88 | 75 | [5 empty] | Other |  | Non Federally-Regulated | 02/03/2006 |  | 11/22/2019
Hunter Fan Company | Hunter Fan Co. | 21579 |  |  |  |  | 1780 | 189 | 9 | 3326 | 126 | 26 | 5369 | 84 | 64 | [5 empty] | Incandescent |  | Non Federally-Regulated | 10/19/2007 |  | 11/22/2019
Hunter Fan Company | Hunter Fan Co. | 25611 |  |  |  |  | 1403 | 9 | 156 | 2817 | 26 | 108 | 4696 | 62 | 76 | [5 empty] | Incandescent |  | Non Federally-Regulated | 02/03/2006 |  | 11/22/2019
Hunter Fan Company | Hunter Fan Co. | 21403 |  |  |  |  | 1407 | 9 | 156 | 3980 | 33 | 121 | 6558 | 82 | 80 | [5 empty] | None |  | Non Federally-Regulated | 02/03/2006 |  | 11/22/2019
Hunter Fan Company | Hunter Fan Co. | 23971 |  |  |  |  | 1415 | 9 | 157 | 3461 | 30 | 115 | 6419 | 83 | 77 | [5 empty] | Incandescent |  | Non Federally-Regulated | 02/03/2006 |  | 11/22/2019
Hunter Fan Company | Hunter Fan Co. | 25482 |  |  |  |  | 1309 | 10 | 131 | 2796 | 29 | 96 | 4800 | 71 | 68 | [5 empty] | Incandescent |  | Non Federally-Regulated | 02/03/2006 |  | 11/22/2019
Hunter Fan Company | Hunter Fan Co. | 23253 |  |  |  |  | 1620 | 8 | 203 | 3701 | 31 | 119 | 6963 | 91 | 77 | [5 empty] | None |  | Non Federally-Regulated | 02/03/2006 |  | 11/22/2019
Hunter Fan Company | Hunter Fan Co. | 28027 |  |  |  |  | 1526 | 8 | 191 | 3300 | 28 | 118 | 5732 | 81 | 71 | [5 empty] | Incandescent |  | Non Federally-Regulated | 02/03/2006 |  | 11/22/2019
Hunter Fan Company | Hunter Fan Co. | 21607 |  |  |  |  | 1309 | 131 | 10 | 2796 | 96 | 29 | 4800 | 68 | 71 | [5 empty] | Incandescent |  | Non Federally-Regulated | 10/19/2007 |  | 11/22/2019
Hunter Fan Company | Hunter Fan Co. | 28007 |  |  |  |  | 1369 | 9 | 152 | 3568 | 30 | 119 | 6722 | 85 | 79 | [5 empty] | Incandescent |  | Non Federally-Regulated | 02/03/2006 |  | 11/22/2019
Hunter Fan Company | Hunter Fan Co. | 20779 |  |  |  |  | 1464 | 157 | 9 | 3011 | 113 | 27 | 5609 | 75 | 75 | [5 empty] | Compact Flourescent |  | Non Federally-Regulated | 10/19/2007 |  | 11/22/2019
Hunter Fan Company | Hunter Fan Co. | 25587 |  |  |  |  | 1403 | 154 | 9 | 2817 | 109 | 26 | 4696 | 75 | 63 | [5 empty] | Incandescent |  | Non Federally-Regulated | 10/19/2007 |  | 11/22/2019
Hunter Fan Company | Hunter Fan Co. | 28414 |  |  |  |  | 1626 | 9 | 181 | 3053 | 27 | 113 | 5251 | 66 | 80 | [5 empty] | None |  | Non Federally-Regulated | 02/03/2006 |  | 11/22/2019
Hunter Fan Company | Hunter Fan Co. | 23967 |  |  |  |  | 1954 | 10 | 195 | 3945 | 31 | 127 | 6210 | 73 | 85 | [5 empty] | Incandescent |  | Non Federally-Regulated | 02/03/2006 |  | 11/22/2019
Hunter Fan Company | Hunter Fan Co. | 28473 |  |  |  |  | 1497 | 153 | 10 | 3086 | 115 | 27 | 5372 | 81 | 66 | [5 empty] | None |  | Non Federally-Regulated | 10/19/2007 |  | 11/22/2019
Hunter Fan Company | Hunter Fan Co. | 23566 |  |  |  |  | 1925 | 10 | 193 | 3466 | 28 | 124 | 5498 | 58 | 95 | [5 empty] | None |  | Non Federally-Regulated | 02/03/2006 |  | 11/22/2019
Hunter Fan Company | Hunter Fan Co. | 23982 |  |  |  |  | 1329 | 8 | 166 | 3924 | 33 | 119 | 6126 | 80 | 77 | [5 empty] | None |  | Non Federally-Regulated | 02/03/2006 |  | 11/22/2019
Hunter Fan Company | Hunter Fan Co. | 20345 |  |  |  |  | 1530 | 142 | 11 | 3094 | 108 | 29 | 5431 | 73 | 74 | [5 empty] | Incandescent |  | Non Federally-Regulated | 10/19/2007 |  | 11/22/2019
Hunter Fan Company | Hunter Fan Co. | 22413 |  |  |  |  | 1403 | 154 | 9 | 2817 | 109 | 26 | 4696 | 75 | 63 | [5 empty] | Incandescent |  | Non Federally-Regulated | 10/19/2007 |  | 11/22/2019
Hunter Fan Company | Hunter Fan Co. | 27970 |  |  |  |  | 1415 | 9 | 157 | 3461 | 30 | 115 | 6419 | 83 | 77 | [5 empty] | Incandescent |  | Non Federally-Regulated | 02/03/2006 |  | 11/22/2019
Hunter Fan Company | Hunter Fan Co. | 20510 |  |  |  |  | 1731 | 9 | 192 | 3556 | 29 | 123 | 5256 | 63 | 83 | [5 empty] | None |  | Non Federally-Regulated | 02/03/2006 |  | 11/22/2019
Hunter Fan Company | Hunter Fan Co. | 22461 |  |  |  |  | 1403 | 154 | 9 | 2817 | 109 | 26 | 4696 | 75 | 63 | [5 empty] | Incandescent |  | Non Federally-Regulated | 10/19/2007 |  | 11/22/2019
Hunter Fan Company | Hunter Fan Co. | 27413 |  |  |  |  | 1186 | 9 | 132 | 2677 | 28 | 96 | 5325 | 89 | 60 | [5 empty] | Incandescent |  | Non Federally-Regulated | 02/03/2006 |  | 11/22/2019
Hunter Fan Company | Hunter Fan Co. | 23255 |  |  |  |  | 1620 | 8 | 203 | 3701 | 31 | 119 | 6963 | 91 | 77 | [5 empty] | None |  | Non Federally-Regulated | 02/03/2006 |  | 11/22/2019
Hunter Fan Company | Hunter Fan Co. | 27487 |  |  |  |  | 1403 | 9 | 156 | 2817 | 26 | 108 | 4696 | 62 | 76 | [5 empty] | Incandescent |  | Non Federally-Regulated | 02/03/2006 |  | 11/22/2019
Hunter Fan Company | Hunter Fan Co. | 27740 |  |  |  |  | 1683 | 11 | 153 | 3143 | 31 | 101 | 6274 | 88 | 71 | [5 empty] | None |  | Non Federally-Regulated | 02/03/2006 |  | 11/22/2019
Hunter Fan Company | Hunter Fan Co. | 21188 |  |  |  |  | 1697 | 154 | 11 | 3497 | 125 | 28 | 5937 | 83 | 72 | [5 empty] | Compact Flourescent |  | Non Federally-Regulated | 10/19/2007 |  | 11/22/2019
Hunter Fan Company | Hunter Fan Co. | 25481 |  |  |  |  | 1309 | 10 | 131 | 2796 | 29 | 96 | 4800 | 71 | 68 | [5 empty] | Incandescent |  | Non Federally-Regulated | 02/03/2006 |  | 11/22/2019
Hunter Fan Company | Hunter Fan Co. | 21543 |  |  |  |  | 1333 | 8 | 167 | 2853 | 25 | 114 | 4984 | 72 | 69 | [5 empty] | Incandescent |  | Non Federally-Regulated | 02/03/2006 |  | 11/22/2019
Hunter Fan Company | Hunter Fan Co. | 23965 |  |  |  |  | 1482 | 10 | 148 | 2975 | 27 | 110 | 5011 | 67 | 75 | [5 empty] | Incandescent |  | Non Federally-Regulated | 02/03/2006 |  | 11/22/2019
Hunter Fan Company | Hunter Fan Co. | 23699 |  |  |  |  | 1318 | 9 | 146 | 3350 | 31 | 108 | 6169 | 77 | 80 | [5 empty] | None |  | Non Federally-Regulated | 02/03/2006 |  | 11/22/2019
Hunter Fan Company | Hunter Fan Co. | 23895 |  |  |  |  | 1720 | 10 | 172 | 3967 | 32 | 124 | 6184 | 76 | 81 | [5 empty] | Incandescent |  | Non Federally-Regulated | 02/03/2006 |  | 11/22/2019
Hunter Fan Company | Hunter Fan Co. | 28534 |  |  |  |  | 1430 | 7 | 204 | 4346 | 42 | 103 | 5836 | 70 | 83 | [5 empty] | None |  | Non Federally-Regulated | 02/03/2006 |  | 11/22/2019
Hunter Fan Company | Hunter Fan Co. | 21617 |  |  |  |  | 1719 | 11 | 156 | 3690 | 33 | 112 | 6707 | 87 | 77 | [5 empty] | Compact Flourescent |  | Non Federally-Regulated | 02/03/2006 |  | 11/22/2019
Hunter Fan Company | Hunter Fan Co. | 28110 |  |  |  |  | 2040 | 13 | 157 | 4025 | 34 | 118 | 6538 | 75 | 87 | [5 empty] | Other |  | Non Federally-Regulated | 02/03/2006 |  | 11/22/2019
Hunter Fan Company | Hunter Fan Co. | 22460 |  |  |  |  | 1403 | 9 | 156 | 2817 | 26 | 108 | 4696 | 62 | 76 | [5 empty] | Incandescent |  | Non Federally-Regulated | 02/03/2006 |  | 11/22/2019
Hunter Fan Company | Hunter Fan Co. | 26416 |  |  |  |  | 1497 | 150 | 10 | 2835 | 134 | 21 | 5012 | 84 | 60 | [5 empty] | Incandescent |  | Non Federally-Regulated | 10/19/2007 |  | 11/22/2019
Hunter Fan Company | Hunter Fan Co. | 25612 |  |  |  |  | 1403 | 9 | 156 | 2817 | 26 | 108 | 4696 | 62 | 76 | [5 empty] | Incandescent |  | Non Federally-Regulated | 02/03/2006 |  | 11/22/2019
Hunter Fan Company | Hunter Fan Co. | 27578 |  |  |  |  | 1566 | 8 | 196 | 3401 | 29 | 117 | 6045 | 80 | 76 | [5 empty] | Incandescent |  | Non Federally-Regulated | 02/03/2006 |  | 11/22/2019
Hunter Fan Company | Hunter Fan Co. | 28161 |  |  |  |  | 1127 | 9 | 125 | 3395 | 34 | 100 | 5635 | 81 | 70 | [5 empty] | None |  | Non Federally-Regulated | 02/03/2006 |  | 11/22/2019
Hunter Fan Company | Hunter Fan Co. | 28181 |  |  |  |  | 1329 | 8 | 166 | 3924 | 33 | 119 | 6126 | 80 | 77 | [5 empty] | None |  | Non Federally-Regulated | 02/03/2006 |  | 11/22/2019
Hunter Fan Company | Hunter Fan Co. | 23300 |  |  |  |  | 1804 | 11 | 164 | 3556 | 32 | 111 | 6133 | 76 | 81 | [5 empty] | Incandescent |  | Non Federally-Regulated | 02/03/2006 |  | 11/22/2019
Hunter Fan Company | Hunter Fan Co. | 28612 |  |  |  |  | 1626 | 9 | 181 | 3053 | 27 | 113 | 5251 | 66 | 80 | [5 empty] | Incandescent |  | Non Federally-Regulated | 02/03/2006 |  | 11/22/2019
Hunter Fan Company | Hunter Fan Co. | 24526 |  |  |  |  | 1731 | 9 | 192 | 3556 | 29 | 123 | 5256 | 63 | 83 | [5 empty] | None |  | Non Federally-Regulated | 02/03/2006 |  | 11/22/2019
Hunter Fan Company | Hunter Fan Co. | 28121 |  |  |  |  | 2234 | 17 | 131 | 3704 | 36 | 103 | 5942 | 73 | 81 | [5 empty] | None |  | Non Federally-Regulated | 02/03/2006 |  | 11/22/2019
Hunter Fan Company | Hunter Fan Co. | 24932 |  |  |  |  | 1720 | 10 | 172 | 3967 | 32 | 124 | 6184 | 76 | 81 | [5 empty] | Incandescent |  | Non Federally-Regulated | 02/03/2006 |  | 11/22/2019
Hunter Fan Company | Hunter Fan Co. | 23689 |  |  |  |  | 1453 | 10 | 145 | 2800 | 26 | 108 | 4953 | 69 | 72 | [5 empty] | Incandescent |  | Non Federally-Regulated | 02/03/2006 |  | 11/22/2019
Hunter Fan Company | Hunter Fan Co. | 21410 |  |  |  |  | 1606 | 10 | 161 | 3567 | 30 | 119 | 7030 | 92 | 76 | [5 empty] | Incandescent |  | Non Federally-Regulated | 02/03/2006 |  | 11/22/2019
Hunter Fan Company | Hunter Fan Co. | 28472 |  |  |  |  | 1677 | 178 | 9 | 3519 | 114 | 31 | 6499 | 78 | 83 | [5 empty] | None |  | Non Federally-Regulated | 10/19/2007 |  | 11/22/2019
Hunter Fan Company | Hunter Fan Co. | 28172 |  |  |  |  | 1109 | 7 | 158 | 2933 | 27 | 109 | 6466 | 110 | 59 | [5 empty] | None |  | Non Federally-Regulated | 02/03/2006 |  | 11/22/2019
Hunter Fan Company | Hunter Fan Co. | 26487 |  |  |  |  | 1408 | 156 | 9 | 3451 | 110 | 31 | 6156 | 81 | 76 | [5 empty] | None |  | Non Federally-Regulated | 10/19/2007 |  | 11/22/2019
Hunter Fan Company | Hunter Fan Co. | 28146 |  |  |  |  | 1318 | 188 | 7 | 3415 | 111 | 31 | 6751 | 61 | 111 | [5 empty] | None |  | Non Federally-Regulated | 10/19/2007 |  | 11/22/2019
Hunter Fan Company | Hunter Fan Co. | 22720 |  |  |  |  | 1630 | 194 | 8 | 3353 | 123 | 27 | 6228 | 77 | 81 | [5 empty] | Incandescent |  | Non Federally-Regulated | 10/19/2007 |  | 11/22/2019
Hunter Fan Company | Hunter Fan Co. | 25602 |  |  |  |  | 2706 | 17 | 159 | 4545 | 35 | 130 | 7501 | 82 | 91 | [5 empty] | None |  | Non Federally-Regulated | 02/03/2006 |  | 11/22/2019
Hunter Fan Company | Hunter Fan Co. | 28449 |  |  |  |  | 2098 | 12 | 175 | 4350 | 35 | 124 | 6638 | 81 | 82 | [5 empty] | None |  | Non Federally-Regulated | 02/03/2006 |  | 11/22/2019
Hunter Fan Company | Hunter Fan Co. | 28611 |  |  |  |  | 1626 | 9 | 181 | 3053 | 27 | 113 | 5251 | 66 | 80 | [5 empty] | Incandescent |  | Non Federally-Regulated | 02/03/2006 |  | 11/22/2019
Hunter Fan Company | Hunter Fan Co. | 23685 |  |  |  |  | 1493 | 8 | 187 | 4136 | 34 | 122 | 6940 | 83 | 84 | [5 empty] | None |  | Non Federally-Regulated | 02/03/2006 |  | 11/22/2019
Hunter Fan Company | Hunter Fan Co. | 28459 |  |  |  |  | 1531 | 152 | 10 | 2624 | 96 | 27 | 5148 | 75 | 69 | [5 empty] | Compact Flourescent |  | Non Federally-Regulated | 10/19/2007 |  | 11/22/2019
Hunter Fan Company | Hunter Fan Co. | 23294 |  |  |  |  | 1887 | 10 | 189 | 3828 | 29 | 132 | 6163 | 74 | 83 | [5 empty] | Incandescent |  | Non Federally-Regulated | 02/03/2006 |  | 11/22/2019
Hunter Fan Company | Hunter Fan Co. | 28482 |  |  |  |  | 1718 | 168 | 10 | 3771 | 130 | 29 | 6786 | 85 | 80 | [5 empty] | Incandescent |  | Non Federally-Regulated | 10/19/2007 |  | 11/22/2019
Hunter Fan Company | Hunter Fan Co. | 21608 |  |  |  |  | 1309 | 131 | 10 | 2796 | 96 | 29 | 4800 | 68 | 71 | [5 empty] | Incandescent |  | Non Federally-Regulated | 10/19/2007 |  | 11/22/2019
Hunter Fan Company | Hunter Fan Co. | 28074 |  |  |  |  | 1548 | 10 | 155 | 2932 | 27 | 109 | 5032 | 65 | 77 | [5 empty] | Incandescent |  | Non Federally-Regulated | 02/03/2006 |  | 11/22/2019
Hunter Fan Company | Hunter Fan Co. | 23296 |  |  |  |  | 1544 | 9 | 172 | 3491 | 30 | 116 | 6624 | 88 | 75 | [5 empty] | Other |  | Non Federally-Regulated | 02/03/2006 |  | 11/22/2019
Hunter Fan Company | Hunter Fan Co. | 21603 |  |  |  |  | 1309 | 10 | 131 | 2796 | 29 | 96 | 4800 | 71 | 68 | [5 empty] | Incandescent |  | Non Federally-Regulated | 02/03/2006 |  | 11/22/2019
Hunter Fan Company | Hunter Fan Co. | 28155 |  |  |  |  | 1374 | 191 | 7 | 3563 | 109 | 33 | 7464 | 69 | 108 | [5 empty] | None |  | Non Federally-Regulated | 10/19/2007 |  | 11/22/2019
Hunter Fan Company | Hunter Fan Co. | 28443 |  |  |  |  | 1692 | 11 | 154 | 3167 | 30 | 106 | 4683 | 66 | 71 | [5 empty] | Incandescent |  | Non Federally-Regulated | 02/03/2006 |  | 11/22/2019
Hunter Fan Company | Hunter Fan Co. | 23260 |  |  |  |  | 1620 | 8 | 203 | 3701 | 31 | 119 | 6963 | 91 | 77 | [5 empty] | None |  | Non Federally-Regulated | 02/03/2006 |  | 11/22/2019
Hunter Fan Company | Hunter Fan Co. | 21541 |  |  |  |  | 1309 | 10 | 131 | 2796 | 29 | 96 | 4800 | 71 | 68 | [5 empty] | Incandescent |  | Non Federally-Regulated | 02/03/2006 |  | 11/22/2019
Hunter Fan Company | Hunter Fan Co. | 21620 |  |  |  |  | 1719 | 155 | 11 | 3690 | 112 | 33 | 6707 | 77 | 87 | [5 empty] | Compact Flourescent |  | Non Federally-Regulated | 10/19/2007 |  | 11/22/2019
Hunter Fan Company | Hunter Fan Co. | 23855 |  |  |  |  | 1683 | 11 | 153 | 3143 | 31 | 101 | 6274 | 88 | 71 | [5 empty] | None |  | Non Federally-Regulated | 02/03/2006 |  | 11/22/2019
Hunter Fan Company | Hunter Fan Co. | 24930 |  |  |  |  | 1720 | 10 | 172 | 3967 | 32 | 124 | 6184 | 76 | 81 | [5 empty] | Incandescent |  | Non Federally-Regulated | 02/03/2006 |  | 11/22/2019
Hunter Fan Company | Hunter Fan Co. | 27575 |  |  |  |  | 1658 | 9 | 184 | 3702 | 30 | 123 | 6936 | 88 | 79 | [5 empty] | Other |  | Non Federally-Regulated | 02/03/2006 |  | 11/22/2019
Hunter Fan Company | Hunter Fan Co. | 24877 |  |  |  |  | 1683 | 11 | 153 | 3143 | 31 | 101 | 6274 | 88 | 71 | [5 empty] | None |  | Non Federally-Regulated | 02/03/2006 |  | 11/22/2019
Hunter Fan Company | Hunter Fan Co. | 28867 |  |  |  |  | 1431 | 7 | 204 | 3327 | 29 | 115 | 6374 | 92 | 69 | [5 empty] | Incandescent |  | Non Federally-Regulated | 02/03/2006 |  | 11/22/2019
Hunter Fan Company | Hunter Fan Co. | 23929 |  |  |  |  | 1531 | 161 | 10 | 2624 | 96 | 27 | 5148 | 75 | 69 | [5 empty] | Incandescent |  | Non Federally-Regulated | 10/19/2007 |  | 11/22/2019
Hunter Fan Company | Hunter Fan Co. | 20611 |  |  |  |  | 1364 | 9 | 152 | 3071 | 26 | 118 | 5465 | 73 | 75 | [5 empty] | Incandescent |  | Non Federally-Regulated | 02/03/2006 |  | 11/22/2019
Hunter Fan Company | Hunter Fan Co. | 24842 |  |  |  |  | 1883 | 10 | 188 | 3898 | 31 | 126 | 6270 | 76 | 83 | [5 empty] | None |  | Non Federally-Regulated | 02/03/2006 |  | 11/22/2019
Hunter Fan Company | Hunter Fan Co. | 25518 |  |  |  |  | 1489 | 9 | 165 | 3458 | 30 | 115 | 6159 | 79 | 78 | [5 empty] | None |  | Non Federally-Regulated | 02/03/2006 |  | 11/22/2019
Hunter Fan Company | Hunter Fan Co. | 28082 |  |  |  |  | 1545 | 9 | 172 | 3425 | 29 | 118 | 6329 | 83 | 76 | [5 empty] | Other |  | Non Federally-Regulated | 02/03/2006 |  | 11/22/2019
Hunter Fan Company | Hunter Fan Co. | 24933 |  |  |  |  | 1720 | 10 | 172 | 3967 | 32 | 124 | 6184 | 76 | 81 | [5 empty] | Incandescent |  | Non Federally-Regulated | 02/03/2006 |  | 11/22/2019
Hunter Fan Company | Hunter Fan Co. | 25521 |  |  |  |  | 1548 | 158 | 10 | 3629 | 107 | 34 | 5944 | 80 | 74 | [5 empty] | Incandescent |  | Non Federally-Regulated | 10/19/2007 |  | 11/22/2019
Hunter Fan Company | Hunter Fan Co. | 20511 |  |  |  |  | 1731 | 158 | 11 | 3556 | 124 | 29 | 5256 | 84 | 63 | [5 empty] | None |  | Non Federally-Regulated | 10/19/2007 |  | 11/22/2019
Hunter Fan Company | Hunter Fan Co. | 24252 |  |  |  |  | 1364 | 9 | 152 | 3071 | 26 | 118 | 5465 | 73 | 75 | [5 empty] | None |  | Non Federally-Regulated | 02/03/2006 |  | 11/22/2019
Hunter Fan Company | Hunter Fan Co. | 20551 |  |  |  |  | 1294 | 150 | 9 | 2625 | 106 | 25 | 4820 | 67 | 72 | [5 empty] | Incandescent |  | Non Federally-Regulated | 10/19/2007 |  | 11/22/2019
Hunter Fan Company | Hunter Fan Co. | 28412 |  |  |  |  | 1626 | 9 | 181 | 3053 | 27 | 113 | 5251 | 66 | 80 | [5 empty] | None |  | Non Federally-Regulated | 02/03/2006 |  | 11/22/2019
Hunter Fan Company | Hunter Fan Co. | 25583 |  |  |  |  | 1403 | 9 | 156 | 2817 | 26 | 108 | 4696 | 62 | 76 | [5 empty] | Incandescent |  | Non Federally-Regulated | 02/03/2006 |  | 11/22/2019
Hunter Fan Company | Hunter Fan Co. | 24920 |  |  |  |  | 1731 | 9 | 192 | 3556 | 29 | 123 | 5256 | 63 | 83 | [5 empty] | None |  | Non Federally-Regulated | 02/03/2006 |  | 11/22/2019
Hunter Fan Company | Hunter Fan Co. | 23720 |  |  |  |  | 1323 | 147 | 9 | 3579 | 105 | 34 | 5795 | 72 | 80 | [5 empty] | None |  | Non Federally-Regulated | 10/19/2007 |  | 11/22/2019
Hunter Fan Company | Hunter Fan Co. | 21571 |  |  |  |  | 1638 | 171 | 10 | 3445 | 111 | 31 | 5913 | 76 | 78 | [5 empty] | None |  | Non Federally-Regulated | 10/19/2007 |  | 11/22/2019
Hunter Fan Company | Hunter Fan Co. | 28868 |  |  |  |  | 2302 | 17 | 135 | 3783 | 36 | 105 | 6840 | 88 | 78 | [5 empty] | None |  | Non Federally-Regulated | 02/03/2006 |  | 11/22/2019
Hunter Fan Company | Hunter Fan Co. | 22462 |  |  |  |  | 1433 | 151 | 9 | 3101 | 117 | 27 | 5214 | 78 | 67 | [5 empty] | Incandescent |  | Non Federally-Regulated | 10/19/2007 |  | 11/22/2019
Hunter Fan Company | Hunter Fan Co. | 28096 |  |  |  |  | 1548 | 10 | 155 | 2932 | 27 | 109 | 5032 | 65 | 77 | [5 empty] | Incandescent |  | Non Federally-Regulated | 02/03/2006 |  | 11/22/2019
Hunter Fan Company | Hunter Fan Co. | 20508 |  |  |  |  | 1735 | 9 | 193 | 3627 | 30 | 121 | 6144 | 79 | 78 | [5 empty] | Incandescent |  | Non Federally-Regulated | 02/03/2006 |  | 11/22/2019
Hunter Fan Company | Hunter Fan Co. | 24182 |  |  |  |  | 2098 | 12 | 175 | 4350 | 35 | 124 | 6638 | 81 | 82 | [5 empty] | None |  | Non Federally-Regulated | 02/03/2006 |  | 11/22/2019
Hunter Fan Company | Hunter Fan Co. | 28156 |  |  |  |  | 1374 | 191 | 7 | 3563 | 109 | 33 | 7464 | 69 | 108 | [5 empty] | None |  | Non Federally-Regulated | 10/19/2007 |  | 11/22/2019
Hunter Fan Company | Hunter Fan Co. | 24262 |  |  |  |  | 2040 | 13 | 157 | 4025 | 34 | 118 | 6538 | 75 | 87 | [5 empty] | Other |  | Non Federally-Regulated | 02/03/2006 |  | 11/22/2019
Hunter Fan Company | Hunter Fan Co. | 28165 |  |  |  |  | 1127 | 9 | 125 | 3395 | 34 | 100 | 5635 | 81 | 70 | [5 empty] | None |  | Non Federally-Regulated | 02/03/2006 |  | 11/22/2019
Hunter Fan Company | Hunter Fan Co. | 28450 |  |  |  |  | 1543 | 9 | 171 | 3361 | 30 | 112 | 6003 | 80 | 75 | [5 empty] | None |  | Non Federally-Regulated | 02/03/2006 |  | 11/22/2019
Hunter Fan Company | Hunter Fan Co. | 20347 |  |  |  |  | 1530 | 142 | 11 | 3094 | 108 | 29 | 5431 | 73 | 74 | [5 empty] | Incandescent |  | Non Federally-Regulated | 10/19/2007 |  | 11/22/2019
Hunter Fan Company | Hunter Fan Co. | 18872 |  |  |  |  | 1883 | 10 | 188 | 3898 | 31 | 126 | 6270 | 76 | 83 | [5 empty] | None |  | Non Federally-Regulated | 02/03/2006 |  | 11/22/2019
Hunter Fan Company | Hunter Fan Co. | 25515 |  |  |  |  | 1489 | 9 | 165 | 3458 | 30 | 115 | 6159 | 79 | 78 | [5 empty] | None |  | Non Federally-Regulated | 02/03/2006 |  | 11/22/2019
Hunter Fan Company | Hunter Fan Co. | 21182 |  |  |  |  | 1441 | 157 | 9 | 3469 | 114 | 30 | 6615 | 84 | 79 | [5 empty] | Incandescent |  | Non Federally-Regulated | 10/19/2007 |  | 11/22/2019
Hunter Fan Company | Hunter Fan Co. | 28150 |  |  |  |  | 1374 | 7 | 196 | 3563 | 33 | 108 | 7464 | 108 | 69 | [5 empty] | None |  | Non Federally-Regulated | 02/03/2006 |  | 11/22/2019
Hunter Fan Company | Hunter Fan Co. | 25658 |  |  |  |  | 1389 | 8 | 174 | 3578 | 32 | 112 | 6376 | 94 | 68 | [5 empty] | Other |  | Non Federally-Regulated | 02/03/2006 |  | 11/22/2019
Hunter Fan Company | Hunter Fan Co. | 23687 |  |  |  |  | 1453 | 10 | 145 | 2800 | 26 | 108 | 4953 | 69 | 72 | [5 empty] | Incandescent |  | Non Federally-Regulated | 02/03/2006 |  | 11/22/2019
Hunter Fan Company | Hunter Fan Co. | 23966 |  |  |  |  | 1731 | 9 | 192 | 3556 | 29 | 123 | 5256 | 63 | 83 | [5 empty] | Incandescent |  | Non Federally-Regulated | 02/03/2006 |  | 11/22/2019
Hunter Fan Company | Hunter Fan Co. | 28462 |  |  |  |  | 1531 | 152 | 10 | 2624 | 96 | 27 | 5148 | 75 | 69 | [5 empty] | Incandescent |  | Non Federally-Regulated | 10/19/2007 |  | 11/22/2019
Hunter Fan Company | Hunter Fan Co. | 27300 |  |  |  |  | 1804 | 11 | 164 | 3556 | 32 | 111 | 6133 | 76 | 81 | [5 empty] | Incandescent |  | Non Federally-Regulated | 02/03/2006 |  | 11/22/2019
Hunter Fan Company | Hunter Fan Co. | 28166 |  |  |  |  | 1127 | 9 | 125 | 3395 | 34 | 100 | 5635 | 81 | 70 | [5 empty] | None |  | Non Federally-Regulated | 02/03/2006 |  | 11/22/2019
Hunter Fan Company | Hunter Fan Co. | 23714 |  |  |  |  | 1663 | 9 | 185 | 3619 | 31 | 117 | 6486 | 86 | 75 | [5 empty] | Incandescent |  | Non Federally-Regulated | 02/03/2006 |  | 11/22/2019
Hunter Fan Company | Hunter Fan Co. | 23591 |  |  |  |  | 928 | 11 | 84 | 2852 | 38 | 75 | 4348 | 76 | 57 | [5 empty] | Incandescent |  | Non Federally-Regulated | 02/03/2006 |  | 11/22/2019
Hunter Fan Company | Hunter Fan Co. | 27865 |  |  |  |  | 1403 | 9 | 156 | 2817 | 26 | 108 | 4696 | 62 | 76 | [5 empty] | Incandescent |  | Non Federally-Regulated | 02/03/2006 |  | 11/22/2019
Hunter Fan Company | Hunter Fan Co. | 27290 |  |  |  |  | 1512 | 9 | 168 | 3362 | 28 | 120 | 6552 | 85 | 77 | [5 empty] | Incandescent |  | Non Federally-Regulated | 02/03/2006 |  | 11/22/2019
Hunter Fan Company | Hunter Fan Co. | 20479 |  |  |  |  | 1591 | 8 | 199 | 2846 | 27 | 105 | 5148 | 66 | 78 | [5 empty] | Incandescent |  | Non Federally-Regulated | 02/03/2006 |  | 11/22/2019
Hunter Fan Company | Hunter Fan Co. | 21545 |  |  |  |  | 1333 | 8 | 167 | 2853 | 25 | 114 | 4984 | 72 | 69 | [5 empty] | Incandescent |  | Non Federally-Regulated | 02/03/2006 |  | 11/22/2019
Hunter Fan Company | Hunter Fan Co. | 23974 |  |  |  |  | 1415 | 9 | 157 | 3461 | 30 | 115 | 6419 | 83 | 77 | [5 empty] | Incandescent |  | Non Federally-Regulated | 02/03/2006 |  | 11/22/2019
Hunter Fan Company | Hunter Fan Co. | 28535 |  |  |  |  | 1925 | 185 | 10 | 3466 | 126 | 28 | 5498 | 95 | 58 | [5 empty] | None |  | Non Federally-Regulated | 10/19/2007 |  | 11/22/2019
Hunter Fan Company | Hunter Fan Co. | 23972 |  |  |  |  | 1415 | 9 | 157 | 3461 | 30 | 115 | 6419 | 83 | 77 | [5 empty] | Incandescent |  | Non Federally-Regulated | 02/03/2006 |  | 11/22/2019
Hunter Fan Company | Hunter Fan Co. | 20774 |  |  |  |  | 1403 | 139 | 10 | 2817 | 109 | 26 | 4696 | 75 | 63 | [5 empty] | Incandescent |  | Non Federally-Regulated | 10/19/2007 |  | 11/22/2019
Hunter Fan Company | Hunter Fan Co. | 22430 |  |  |  |  | 1393 | 9 | 155 | 2765 | 25 | 111 | 4905 | 63 | 78 | [5 empty] | Incandescent |  | Non Federally-Regulated | 02/03/2006 |  | 11/22/2019
Hunter Fan Company | Hunter Fan Co. | 23534 |  |  |  |  | 2714 | 12 | 226 | 5227 | 33 | 158 | 8183 | 77 | 106 | [5 empty] | Compact Flourescent |  | Non Federally-Regulated | 02/03/2006 |  | 11/22/2019
Hunter Fan Company | Hunter Fan Co. | 28140 |  |  |  |  | 1318 | 7 | 188 | 3415 | 31 | 110 | 6751 | 111 | 61 | [5 empty] | None |  | Non Federally-Regulated | 02/03/2006 |  | 11/22/2019
Hunter Fan Company | Hunter Fan Co. | 20778 |  |  |  |  | 1464 | 157 | 9 | 3011 | 113 | 27 | 5609 | 75 | 75 | [5 empty] | Compact Flourescent |  | Non Federally-Regulated | 10/19/2007 |  | 11/22/2019
Hunter Fan Company | Hunter Fan Co. | 23249 |  |  |  |  | 1620 | 8 | 203 | 3701 | 31 | 119 | 6963 | 91 | 77 | [5 empty] | None |  | Non Federally-Regulated | 02/03/2006 |  | 11/22/2019
Hunter Fan Company | Hunter Fan Co. | 21982 |  |  |  |  | 1543 | 9 | 171 | 3361 | 30 | 112 | 6003 | 80 | 75 | [5 empty] | None |  | Non Federally-Regulated | 02/03/2006 |  | 11/22/2019
Hunter Fan Company | Hunter Fan Co. | 23257 |  |  |  |  | 1620 | 8 | 203 | 3701 | 31 | 119 | 6963 | 91 | 77 | [5 empty] | None |  | Non Federally-Regulated | 02/03/2006 |  | 11/22/2019
Hunter Fan Company | Hunter Fan Co. | 22563 |  |  |  |  | 1622 | 162 | 10 | 3123 | 111 | 28 | 5565 | 78 | 71 | [5 empty] | Incandescent |  | Non Federally-Regulated | 10/19/2007 |  | 11/22/2019
Hunter Fan Company | Hunter Fan Co. | 20481 |  |  |  |  | 1403 | 9 | 156 | 2817 | 26 | 108 | 4696 | 62 | 76 | [5 empty] | Incandescent |  | Non Federally-Regulated | 02/03/2006 |  | 11/22/2019
Hunter Fan Company | Hunter Fan Co. | 23792 |  |  |  |  | 2347 | 15 | 156 | 4267 | 35 | 122 | 7239 | 86 | 84 | [5 empty] | None |  | Non Federally-Regulated | 02/03/2006 |  | 11/22/2019
Hunter Fan Company | Hunter Fan Co. | 21161 |  |  |  |  | 1543 | 9 | 171 | 3361 | 30 | 112 | 6003 | 80 | 75 | [5 empty] | None |  | Non Federally-Regulated | 02/03/2006 |  | 11/22/2019
Hunter Fan Company | Hunter Fan Co. | 23483 |  |  |  |  | 1326 | 10 | 133 | 2736 | 26 | 105 | 5411 | 66 | 82 | [5 empty] | Incandescent |  | Non Federally-Regulated | 02/03/2006 |  | 11/22/2019
Hunter Fan Company | Hunter Fan Co. | 21966 |  |  |  |  | 1520 | 9 | 169 | 3461 | 35 | 99 | 5597 | 82 | 68 | [5 empty] | Incandescent |  | Non Federally-Regulated | 02/03/2006 |  | 11/22/2019
Hunter Fan Company | Hunter Fan Co. | 28083 |  |  |  |  | 1309 | 131 | 10 | 2796 | 96 | 29 | 4800 | 68 | 71 | [5 empty] | Incandescent |  | Non Federally-Regulated | 10/19/2007 |  | 11/22/2019
Hunter Fan Company | Hunter Fan Co. | 28424 |  |  |  |  | 1901 | 13 | 146 | 3837 | 36 | 107 | 6589 | 84 | 78 | [5 empty] | Incandescent |  | Non Federally-Regulated | 02/03/2006 |  | 11/22/2019
Hunter Fan Company | Hunter Fan Co. | 21996 |  |  |  |  | 1664 | 11 | 151 | 2785 | 30 | 93 | 6236 | 84 | 74 | [5 empty] | Incandescent |  | Non Federally-Regulated | 02/03/2006 |  | 11/22/2019
Hunter Fan Company | Hunter Fan Co. | 20543 |  |  |  |  | 1489 | 192 | 8 | 3458 | 116 | 30 | 6159 | 78 | 79 | [5 empty] | Incandescent |  | Non Federally-Regulated | 10/19/2007 |  | 11/22/2019
J & P Manufacturing | Avion | S20215R-OI |  |  |  |  | 1310 | 11 | 119 | 2800 | 30 | 93 | 5100 | 75 | 68 | [5 empty] | Incandescent |  | Federally-Regulated Consumer Product | 02/14/2008 |  | 11/22/2019
HKC - Hong Kong China Electric Appliance | Honeywell | 10263 | True |  | 3 | Yes | 416 | 10 | 41 | 723 | 38 | 19 | 984 | 64 | 15 | [5 empty] | LED |  | Federally-Regulated Consumer Product | 02/27/2017 |  | 11/26/2019
HKC - Hong Kong China Electric Appliance | Honeywell | 10261 | True |  | 3 | Yes | 477 | 11 | 43 | 1210 | 39 | 31 | 1988 | 50 | 39 | [5 empty] | LED |  | Federally-Regulated Consumer Product | 02/27/2017 |  | 11/26/2019
HKC - Hong Kong China Electric Appliance | Honeywell | 10262 | True |  | 3 | Yes | 477 | 11 | 43 | 1210 | 39 | 31 | 1988 | 50 | 39 | [5 empty] | LED |  | Federally-Regulated Consumer Product | 02/27/2017 |  | 11/26/2019
HKC - Hong Kong China Electric Appliance | Honeywell | 10214 | True |  | 3 | Yes | 186 | 6 | 31 | 1225 | 40 | 31 | 1651 | 55 | 30 | [5 empty] | LED |  | Federally-Regulated Consumer Product | 02/27/2017 |  | 11/26/2019
HKC - Hong Kong China Electric Appliance | Chapter | 10219 | True |  | 3 | Yes | 235 | 10 | 23 | 1450 | 69 | 21 | 2153 | 63 | 34 | [5 empty] | LED |  | Federally-Regulated Consumer Product | 03/09/2017 |  | 11/26/2019
HKC - Hong Kong China Electric Appliance | Chapter | 10220 | True |  | 3 | Yes | 235 | 10 | 23 | 1450 | 69 | 21 | 2153 | 63 | 34 | [5 empty] | LED |  | Federally-Regulated Consumer Product | 03/09/2017 |  | 11/26/2019
HKC - Hong Kong China Electric Appliance | Chapter | 10222 | True |  | 3 | Yes | 367 | 10 | 36 | 1422 | 71 | 20 | 1988 | 38 | 52 | [5 empty] | LED |  | Federally-Regulated Consumer Product | 03/09/2017 |  | 11/26/2019
HKC - Hong Kong China Electric Appliance | Chapter | 10223 | True |  | 3 | Yes | 367 | 10 | 36 | 1422 | 71 | 20 | 1988 | 38 | 52 | [5 empty] | LED |  | Federally-Regulated Consumer Product | 03/09/2017 |  | 11/26/2019
HKC - Hong Kong China Electric Appliance | Chapter | 10236 | True |  | 3 | Yes | 235 | 10 | 23 | 1450 | 69 | 21 | 2153 | 63 | 34 | [5 empty] | LED |  | Federally-Regulated Consumer Product | 03/09/2017 |  | 11/26/2019
HKC - Hong Kong China Electric Appliance | Honeywell | 10237 | True |  | 3 | Yes | 1036 | 10 | 103 | 1230 | 40 | 31 | 2990 | 56 | 53 | [5 empty] | LED |  | Federally-Regulated Consumer Product | 02/27/2017 |  | 11/26/2019
HKC - Hong Kong China Electric Appliance | Honeywell | 10259 | True |  | 3 | Yes | 801 | 34 | 23 | 1202 | 39 | 30 | 1988 | 50 | 39 | [5 empty] | LED |  | Federally-Regulated Consumer Product | 02/27/2017 |  | 11/26/2019
HKC - Hong Kong China Electric Appliance | Honeywell | 10260 | True |  | 3 | Yes | 1466 | 10 | 146 | 1836 | 42 | 43 | 3602 | 61 | 59 | [5 empty] | LED |  | Federally-Regulated Consumer Product | 02/27/2017 |  | 11/26/2019
HKC - Hong Kong China Electric Appliance | Chapter | 10292 | True |  | 3 | Yes | 1242 | 11 | 112 | 1542 | 70 | 22 | 2870 | 56 | 51 | [5 empty] | LED |  | Federally-Regulated Consumer Product | 03/09/2017 |  | 11/26/2019
HKC - Hong Kong China Electric Appliance | Chapter | 10295 | True |  | 3 | Yes | 367 | 10 | 36 | 1422 | 71 | 20 | 1988 | 38 | 52 | [5 empty] | LED |  | Federally-Regulated Consumer Product | 03/09/2017 |  | 11/26/2019
HKC - Hong Kong China Electric Appliance | Chapter | 10296 | True |  | 3 | Yes | 367 | 10 | 36 | 1422 | 71 | 20 | 1988 | 38 | 52 | [5 empty] | LED |  | Federally-Regulated Consumer Product | 03/09/2017 |  | 11/26/2019
HKC - Hong Kong China Electric Appliance | Honeywell | 10301 | True |  | 3 | Yes | 1305 | 10 | 130 | 1886 | 44 | 42 | 3724 | 61 | 61 | [5 empty] | LED |  | Federally-Regulated Consumer Product | 02/27/2017 |  | 11/26/2019
Air Cool Industrial Co., Ltd. | Hampton Bay | AC-421(AC324LED-WH) | True |  | 3 | Yes | 1142 | 8 | 143 |  |  |  | 3447 | 46 | 75 | [5 empty] | LED |  | Federally-Regulated Consumer Product | 11/10/2019 |  | 11/27/2019
Air Cool Industrial Co., Ltd. | Hampton Bay | AC-421(AM214LED-WH) | True |  | 3 | Yes | 1286 | 8 | 161 |  |  |  | 3656 | 52 | 70 | [5 empty] | LED |  | Federally-Regulated Consumer Product | 11/10/2019 |  | 11/27/2019
Air Cool Industrial Co., Ltd. | Hampton Bay | AC-527(AC386LED-WB) | True |  | 3 | Yes | 1992 | 12 | 166 |  |  |  | 5111 | 68 | 75 | [5 empty] | LED |  | Federally-Regulated Consumer Product | 11/10/2019 |  | 11/27/2019
HKC - Hong Kong China Electric Appliance | Harbor Breeze | 577413 | True |  | 3 | Yes | 1400 | 11 | 127 |  |  |  | 3712 | 57 | 65 | [5 empty] | LED |  | Federally-Regulated Consumer Product | 05/06/2019 |  | 11/27/2019
HKC - Hong Kong China Electric Appliance | Harbor Breeze | 803776 | True |  | 3 | Yes | 1878 | 12 | 156 |  |  |  | 4706 | 57 | 82 | [5 empty] | LED |  | Federally-Regulated Consumer Product | 05/06/2019 |  | 11/27/2019
Air Cool Industrial Co., Ltd. | Home Decorators Collection | YG491A(YG491A-NI ) | True |  | V | Yes | 2645 | 2 | 1323 |  |  |  | 8900 | 29 | 307 | [5 empty] | None |  | Federally-Regulated Consumer Product | 09/18/2019 |  | 11/27/2019
Air Cool Industrial Co., Ltd. | Home Decorators Collection | FPD8148(FN731)YG491-BN | True |  | V | Yes | 2861 | 4 | 715 |  |  |  | 9151 | 33 | 277 | [5 empty] | None |  | Federally-Regulated Consumer Product | 09/18/2019 |  | 11/27/2019
Air Cool Industrial Co., Ltd. | Home Decorators Collection | AC-552(YG419-WH) | True |  | 3 | Yes | 2262 | 12 | 189 |  |  |  | 6158 | 60 | 103 | [5 empty] | LED |  | Federally-Regulated Consumer Product | 09/18/2019 |  | 12/06/2019
Air Cool Industrial Co., Ltd. | Home Decorators Collection | AC-552(YG419-BN) | True |  | 3 | Yes | 2262 | 12 | 189 |  |  |  | 6158 | 60 | 103 | [5 empty] | LED |  | Federally-Regulated Consumer Product | 09/18/2019 |  | 12/06/2019
Air Cool Industrial Co., Ltd. | Home Decorators Collection | AC-552(YG419-NI) | True |  | 3 | Yes | 2262 | 12 | 189 |  |  |  | 6158 | 60 | 103 | [5 empty] | LED |  | Federally-Regulated Consumer Product | 09/18/2019 |  | 12/06/2019
Air Cool Industrial Co., Ltd. | No Brand Home Depot | AC-552(YG268-BN) | True |  | 3 | Yes | 2057 | 14 | 147 | 3044 | 29 | 105 | 4656 | 60 | 78 | [5 empty] | LED |  | Federally-Regulated Consumer Product | 12/23/2016 |  | 12/10/2019
Air Cool Industrial Co., Ltd. | No Brand Home Depot | AC-552(YG268-ORB) | True |  | 3 | Yes | 2057 | 14 | 147 | 3044 | 29 | 105 | 4656 | 60 | 78 | [5 empty] | LED |  | Federally-Regulated Consumer Product | 12/23/2016 |  | 12/10/2019
Air Cool Industrial Co., Ltd. | No Brand Home Depot | AC-552(YG268-WH) | True |  | 3 | Yes | 2057 | 14 | 147 | 3044 | 29 | 105 | 4656 | 60 | 78 | [5 empty] | LED |  | Federally-Regulated Consumer Product | 12/23/2016 |  | 12/10/2019
Air Cool Industrial Co., Ltd. | Hampton Bay | YG188OD(YG188M-NI) | True |  | 3 | Yes | 1646 | 10 | 165 |  |  |  | 5145 | 63 | 82 | [5 empty] | None |  | Federally-Regulated Consumer Product | 11/21/2019 |  | 12/12/2019
Madison Avenue Lighting & Fan Co. | Home Decorators Collection | 14012 | True |  | 3 | Yes | 1723 | 13 | 133 | 3795 | 38 | 100 | 5823 | 81 | 72 | [5 empty] | LED |  | Federally-Regulated Consumer Product | 02/16/2016 |  | 12/16/2019
Fanim Industries | Fanimation Studio Collection | LP8359LAZ | True |  | 3 | Yes | 2225 | 3 | 741 |  |  |  | 8853 | 33 | 268 | [5 empty] | LED |  | Federally-Regulated Consumer Product | 11/08/2017 |  | 12/16/2019
Fanim Industries | Fanimation Studio Collection | LP8359LBN | True |  | 3 | Yes | 2225 | 3 | 741 |  |  |  | 8853 | 33 | 268 | [5 empty] | LED |  | Federally-Regulated Consumer Product | 11/08/2017 |  | 12/16/2019
Fanim Industries | Fanimation Studio Collection | LP8377LBL | True |  | 3 | Yes | 1765 | 2 | 882 |  |  |  | 6407 | 31 | 206 | [5 empty] | LED |  | Federally-Regulated Consumer Product | 11/09/2017 |  | 12/16/2019
Fanim Industries | Fanimation Studio Collection | LP8377LBN | True |  | 3 | Yes | 1765 | 2 | 882 |  |  |  | 6407 | 31 | 206 | [5 empty] | LED |  | Federally-Regulated Consumer Product | 11/09/2017 |  | 12/16/2019
Fanim Industries | Fanimation Studio Collection | LP8377LGR | True |  | 3 | Yes | 1765 | 2 | 882 |  |  |  | 6407 | 31 | 206 | [5 empty] | LED |  | Federally-Regulated Consumer Product | 11/09/2017 |  | 12/16/2019
Fanim Industries | Fanimation Studio Collection | LP8377LMW | True |  | 3 | Yes | 1765 | 2 | 882 |  |  |  | 6407 | 31 | 206 | [5 empty] | LED |  | Federally-Regulated Consumer Product | 11/09/2017 |  | 12/16/2019
Air Cool Industrial Co., Ltd. | Home Decorators Collection | YG493OD(YG493OD-N) | True |  | V | Yes | 2663 | 2 | 1332 | 5983 | 9 | 665 | 9330 | 33 | 283 | [5 empty] | LED |  | Federally-Regulated Consumer Product | 12/23/2016 |  | 12/17/2019
Air Cool Industrial Co., Ltd. | Home Decorators Collection | YG618OD(YG618-NI) | True |  | 3 | Yes | 1965 | 13 | 151 | 3277 | 37 | 88 | 4847 | 74 | 65 | [5 empty] | LED |  | Federally-Regulated Consumer Product | 01/25/2017 |  | 12/26/2019
Air Cool Industrial Co., Ltd. | Home Decorators Collection | YG618OD(YG618-WH) | True |  | 3 | Yes | 1965 | 13 | 151 |  |  |  | 4847 | 74 | 65 | [5 empty] | LED |  | Federally-Regulated Consumer Product | 08/09/2018 |  | 12/26/2019
King of Fans | Home Decorators Collection | 52-EWD | True |  | 4 | Yes | 2088 | 10 | 209 | 3891 | 30 | 130 | 5558 | 58 | 96 | [5 empty] | LED |  | Federally-Regulated Consumer Product | 10/13/2015 |  | 12/30/2019
King of Fans | Hampton Bay | 52-MLN | True |  | 3 | Yes | 1718 | 10 | 172 | 3024 | 26 | 116 | 4509 | 60 | 75 | [5 empty] | LED |  | Federally-Regulated Consumer Product | 12/05/2016 |  | 12/30/2019
Hunter Fan Company | Hunter | 55035 | True |  | 4 | Yes | 2527 | 12 | 211 | 5148 | 55 | 94 | 6351 | 87 | 73 | [5 empty] | None |  | Federally-Regulated Consumer Product | 05/21/2013 |  | 01/03/2020
Fanim Industries | Fanimation Studio Collection | LP8323LGR | True |  | V | Yes | 2378 | 2 | 1189 |  |  |  | 6580 | 20 | 329 | [5 empty] | LED |  | Federally-Regulated Consumer Product | 11/09/2017 |  | 01/05/2020
Fanimation | Rejuvenation Hardware | MAD7602RMW | True | Hugger | V | Yes | 1873 | 2 | 937 |  |  |  | 8249 | 48 | 172 | 64 | 221 | 53 |  |  | LED |  | Federally-Regulated Consumer Product | 02/12/2020 |  | 02/12/2020
Fanimation | Rejuvenation | MAD7602BL | True |  | V | Yes | 1873 | 2 | 937 |  |  |  | 8249 | 48 | 172 | [5 empty] | LED |  | Federally-Regulated Consumer Product | 02/27/2019 |  | 02/12/2020
Fanimation | Rejuvenation | MAD7602BN | True |  | V | Yes | 1873 | 2 | 937 |  |  |  | 8249 | 48 | 172 | [5 empty] | LED |  | Federally-Regulated Consumer Product | 02/27/2019 |  | 02/12/2020
Hunter Fan Company | Hunter | 51075 | True |  | 3 | Yes | 1296 | 7 | 185 |  |  |  | 2883 | 49 | 59 | [5 empty] | LED |  | Federally-Regulated Consumer Product | 06/14/2017 |  | 02/27/2020
King of Fans | Hampton Bay | 51315 | True |  | 3 | Yes | 2472 | 14 | 177 | 3704 | 27 | 137 | 5312 | 57 | 93 | [5 empty] | Incandescent |  | Federally-Regulated Consumer Product | 11/16/2012 |  | 03/04/2020
Hunter Fan Company | Hunter | 53181 | True |  | 3 | Yes | 2039 | 10 | 204 | 3254 | 25 | 130 | 5049 | 64 | 79 | [5 empty] | Compact Flourescent |  | Federally-Regulated Consumer Product | 05/21/2013 |  | 03/04/2020
Hunter Fan Company | Casablanca | 54006 | True |  | 4 | Yes | 1105 | 5 | 221 | 4123 | 39 | 106 | 6095 | 80 | 76 | [5 empty] | Compact Flourescent |  | Federally-Regulated Consumer Product | 07/29/2013 |  | 03/04/2020
Artisan Industrial Co., Ltd. China | Harbor Breeze | LAKE CYPRESS-CPW1413 | True |  | 3 | Yes | 1945 | 12 | 162 | 3412 | 33 | 103 | 5338 | 69 | 77 | [5 empty] | Incandescent |  | Federally-Regulated Consumer Product | 10/09/2015 |  | 03/04/2020
Summer Wind International, Ltd. | Minka Aire | F745-***** | True |  | 6 | Yes | 1635 | 3 | 545 | 3396 | 8 | 424 | 5779 | 33 | 175 | [5 empty] | LED |  | Federally-Regulated Consumer Product | 10/15/2015 |  | 03/04/2020
Maxim Lighting International, Inc. | Maxim | 89905####XXXX | True |  | 3 | Yes | 1296 | 19 | 68 | 2532 | 32 | 79 | 4240 | 52 | 82 | [5 empty] | None |  | Federally-Regulated Consumer Product | 10/28/2015 |  | 03/04/2020
Maxim Lighting International, Inc. | Maxim | 44966049 | True |  | 3 | Yes | 1296 | 19 | 68 | 2532 | 32 | 79 | 4240 | 52 | 82 | [5 empty] | None |  | Federally-Regulated Consumer Product | 10/28/2015 |  | 03/04/2020
Maxim Lighting International, Inc. | Maxim | 45028654 | True |  | 3 | Yes | 1296 | 19 | 68 | 2532 | 32 | 79 | 4240 | 52 | 82 | [5 empty] | None |  | Federally-Regulated Consumer Product | 10/28/2015 |  | 03/04/2020
Maxim Lighting International, Inc. | Maxim | 46703984 | True |  | 3 | Yes | 1296 | 19 | 68 | 2532 | 32 | 79 | 4240 | 52 | 82 | [5 empty] | None |  | Federally-Regulated Consumer Product | 10/28/2015 |  | 03/04/2020
Maxim Lighting International, Inc. | Maxim | 46704985 | True |  | 3 | Yes | 1296 | 19 | 68 | 2532 | 32 | 79 | 4240 | 52 | 82 | [5 empty] | None |  | Federally-Regulated Consumer Product | 10/28/2015 |  | 03/04/2020
Maxim Lighting International, Inc. | Maxim | 41021260 | True |  | 3 | Yes | 1296 | 19 | 68 | 2532 | 32 | 79 | 4240 | 52 | 82 | [5 empty] | None |  | Federally-Regulated Consumer Product | 10/28/2015 |  | 03/04/2020
Maxim Lighting International, Inc. | Maxim | 89915####XXXX | True |  | 3 | Yes | 1485 | 21 | 71 | 2866 | 38 | 75 | 3990 | 56 | 71 | [5 empty] | None |  | Federally-Regulated Consumer Product | 10/28/2015 |  | 03/04/2020
Maxim Lighting International, Inc. | Maxim | 40657260 | True |  | 3 | Yes | 1485 | 21 | 71 | 2866 | 38 | 75 | 3990 | 56 | 71 | [5 empty] | None |  | Federally-Regulated Consumer Product | 10/28/2015 |  | 03/04/2020
King of Fans | Home Decorators Collection | 60-BDT | True |  | 9 | Yes | 1138 | 1 | 1138 | 4034 | 5 | 807 | 6973 | 26 | 268 | [5 empty] | Compact Flourescent |  | Federally-Regulated Consumer Product | 11/03/2015 |  | 03/04/2020
King of Fans | Harbor Breeze | 877 | True |  | 3 | Yes | 2440 | 13 | 187 | 3762 | 28 | 134 | 5537 | 58 | 95 | [5 empty] | None |  | Federally-Regulated Consumer Product | 11/06/2015 |  | 03/04/2020
King of Fans | Harbor Breeze | 857 | True |  | 3 | Yes | 2131 | 14 | 152 | 3369 | 32 | 105 | 4545 | 58 | 78 | [5 empty] | Incandescent |  | Federally-Regulated Consumer Product | 11/06/2015 |  | 03/04/2020
King of Fans | Harbor Breeze | 876 | True |  | 3 | Yes | 2440 | 13 | 187 | 3762 | 28 | 134 | 5537 | 58 | 95 | [5 empty] | Incandescent |  | Federally-Regulated Consumer Product | 11/06/2015 |  | 03/04/2020
King of Fans | Harbor Breeze | 856 | True |  | 3 | Yes | 2131 | 14 | 152 | 3369 | 32 | 105 | 4545 | 58 | 78 | [5 empty] | Incandescent |  | Federally-Regulated Consumer Product | 11/06/2015 |  | 03/04/2020
King of Fans | Harbor Breeze | 878 | True |  | 3 | Yes | 2262 | 14 | 162 | 3599 | 30 | 120 | 5540 | 65 | 85 | [5 empty] | Incandescent |  | Federally-Regulated Consumer Product | 11/06/2015 |  | 03/04/2020
King of Fans | Harbor Breeze | 747603 | True |  | 3 | Yes | 2440 | 13 | 187 | 3762 | 28 | 134 | 5537 | 58 | 95 | [5 empty] | Incandescent |  | Federally-Regulated Consumer Product | 11/09/2015 |  | 03/04/2020
King of Fans | Harbor Breeze | 683726 | True |  | 3 | Yes | 2131 | 14 | 152 | 3369 | 32 | 105 | 4545 | 58 | 78 | [5 empty] | Incandescent |  | Federally-Regulated Consumer Product | 11/09/2015 |  | 03/04/2020
King of Fans | Harbor Breeze | 747605 | True |  | 3 | Yes | 2262 | 14 | 162 | 3599 | 30 | 120 | 5540 | 65 | 85 | [5 empty] | Incandescent |  | Federally-Regulated Consumer Product | 11/09/2015 |  | 03/04/2020
King of Fans | Harbor Breeze | 747604 | True |  | 3 | Yes | 2440 | 13 | 187 | 3762 | 28 | 134 | 5537 | 58 | 95 | [5 empty] | Incandescent |  | Federally-Regulated Consumer Product | 11/09/2015 |  | 03/04/2020
King of Fans | Harbor Breeze | 683727 | True |  | 3 | Yes | 2131 | 14 | 152 | 3369 | 32 | 105 | 4545 | 58 | 78 | [5 empty] | Incandescent |  | Federally-Regulated Consumer Product | 11/09/2015 |  | 03/04/2020
King of Fans | Harbor Breeze | 693726 | True |  | 3 | Yes | 2131 | 14 | 152 | 3369 | 32 | 105 | 4545 | 58 | 78 | [5 empty] | None |  | Federally-Regulated Consumer Product | 11/10/2015 |  | 03/04/2020
King of Fans | Harbor Breeze | 693727 | True |  | 3 | Yes | 2131 | 14 | 152 | 3369 | 32 | 105 | 4545 | 58 | 78 | [5 empty] | None |  | Federally-Regulated Consumer Product | 11/10/2015 |  | 03/04/2020
HKC - Hong Kong China Electric Appliance | HBR | 747606 | True |  | 3 | Yes | 1261 | 10 | 122 | 2738 | 27 | 101 | 3877 | 54 | 71 | [5 empty] | Incandescent |  | Federally-Regulated Consumer Product | 11/12/2015 |  | 03/04/2020
HKC - Hong Kong China Electric Appliance | HBR | 747607 | True |  | 3 | Yes | 1447 | 11 | 131 | 3072 | 27 | 113 | 3931 | 52 | 75 | [5 empty] | Incandescent |  | Federally-Regulated Consumer Product | 11/12/2015 |  | 03/04/2020
HKC - Hong Kong China Electric Appliance | HBR | 747608 | True |  | 3 | Yes | 1447 | 11 | 131 | 3072 | 27 | 113 | 3931 | 52 | 75 | [5 empty] | Incandescent |  | Federally-Regulated Consumer Product | 11/12/2015 |  | 03/04/2020
HKC - Hong Kong China Electric Appliance | HBR | 747610 | True |  | 3 | Yes | 1332 | 10 | 133 | 3616 | 28 | 129 | 6230 | 66 | 94 | [5 empty] | Incandescent |  | Federally-Regulated Consumer Product | 11/12/2015 |  | 03/04/2020
Summer Wind International, Ltd. | AIRE | 4651 | True |  | 3 | Yes | 2138 | 14 | 152 | 3935 | 35 | 112 | 6086 | 77 | 79 | [5 empty] | LED |  | Federally-Regulated Consumer Product | 11/12/2015 |  | 03/04/2020
Summer Wind International, Ltd. | AIRE | 4653 | True |  | 3 | Yes | 2138 | 14 | 152 | 3935 | 35 | 112 | 6086 | 77 | 79 | [5 empty] | LED |  | Federally-Regulated Consumer Product | 11/12/2015 |  | 03/04/2020
Summer Wind International, Ltd. | AIRE | 4661 | True |  | 3 | Yes | 3283 | 15 | 218 | 5519 | 35 | 157 | 6986 | 64 | 109 | [5 empty] | LED |  | Federally-Regulated Consumer Product | 11/12/2015 |  | 03/04/2020
Summer Wind International, Ltd. | AIRE | 4662 | True |  | 3 | Yes | 3283 | 15 | 218 | 5519 | 35 | 157 | 6986 | 64 | 109 | [5 empty] | LED |  | Federally-Regulated Consumer Product | 11/12/2015 |  | 03/04/2020
Air Cool Industrial Co., Ltd. | Home Decorators Collection | YG493OD-*** | True |  | V | Yes | 2607 | 2 | 1303 | 6675 | 8 | 834 | 10484 | 33 | 318 | [5 empty] | LED |  | Federally-Regulated Consumer Product | 11/13/2015 |  | 03/04/2020
Fanimation | Fanimation | FP6244*** | True |  | 3 | Yes | 1779 | 11 | 161 | 2948 | 29 | 101 | 3905 | 53 | 73 | [5 empty] | None |  | Federally-Regulated Consumer Product | 11/13/2015 |  | 03/04/2020
Fanimation | Fanimation | A1MW | True |  | 3 | Yes | 1489 | 9 | 165 | 3590 | 34 | 105 | 5766 | 73 | 78 | [5 empty] | None |  | Federally-Regulated Consumer Product | 11/13/2015 |  | 03/04/2020
Fanimation | Fanimation | A1BN | True |  | 3 | Yes | 1489 | 9 | 165 | 3590 | 34 | 105 | 5766 | 73 | 78 | [5 empty] | None |  | Federally-Regulated Consumer Product | 11/13/2015 |  | 03/04/2020
Fanimation | Fanimation | A1DZ | True |  | 3 | Yes | 1489 | 9 | 165 | 3590 | 34 | 105 | 5766 | 73 | 78 | [5 empty] | None |  | Federally-Regulated Consumer Product | 11/13/2015 |  | 03/04/2020
HKC - Hong Kong China Electric Appliance | HBR | 699462 | True |  | 3 | Yes | 2374 | 11 | 215 | 3574 | 26 | 137 | 4924 | 55 | 89 | [5 empty] | Incandescent |  | Federally-Regulated Consumer Product | 11/16/2015 |  | 03/04/2020
HKC - Hong Kong China Electric Appliance | HBR | 593749 | True |  | 3 | Yes | 2374 | 11 | 215 | 3574 | 26 | 137 | 4924 | 55 | 89 | [5 empty] | Incandescent |  | Federally-Regulated Consumer Product | 11/16/2015 |  | 03/04/2020
HKC - Hong Kong China Electric Appliance | HBR | 699461 | True |  | 3 | Yes | 2374 | 11 | 215 | 3574 | 26 | 137 | 4924 | 55 | 89 | [5 empty] | Incandescent |  | Federally-Regulated Consumer Product | 11/16/2015 |  | 03/04/2020
Hunter Fan Company | Hunter Fan Co. | 53310 | True |  | 3 | Yes | 2110 | 9 | 234 | 3354 | 25 | 134 | 5077 | 62 | 82 | [5 empty] | Compact Flourescent |  | Federally-Regulated Consumer Product | 11/23/2015 |  | 03/04/2020
Hunter Fan Company | Hunter Fan Co. | 53311 | True |  | 3 | Yes | 2110 | 9 | 234 | 3354 | 25 | 134 | 5077 | 62 | 82 | [5 empty] | Compact Flourescent |  | Federally-Regulated Consumer Product | 11/23/2015 |  | 03/04/2020
Hunter Fan Company | Hunter Fan Co. | 53312 | True |  | 3 | Yes | 2110 | 9 | 234 | 3354 | 25 | 134 | 5077 | 62 | 82 | [5 empty] | Compact Flourescent |  | Federally-Regulated Consumer Product | 11/23/2015 |  | 03/04/2020
Hunter Fan Company | Hunter Fan Co. | 53316 | True |  | 3 | Yes | 2110 | 9 | 234 | 3354 | 25 | 134 | 5077 | 62 | 82 | [5 empty] | Compact Flourescent |  | Federally-Regulated Consumer Product | 11/23/2015 |  | 03/04/2020
Hunter Fan Company | Hunter Fan Co. | 53317 | True |  | 3 | Yes | 2110 | 9 | 234 | 3354 | 25 | 134 | 5077 | 62 | 82 | [5 empty] | Compact Flourescent |  | Federally-Regulated Consumer Product | 11/23/2015 |  | 03/04/2020
Hunter Fan Company | Hunter Fan Co. | 53318 | True |  | 3 | Yes | 2110 | 9 | 234 | 3354 | 25 | 134 | 5077 | 62 | 82 | [5 empty] | Compact Flourescent |  | Federally-Regulated Consumer Product | 11/23/2015 |  | 03/04/2020
Hunter Fan Company | Hunter Fan Co. | 53319 | True |  | 3 | Yes | 2110 | 9 | 234 | 3354 | 25 | 134 | 5077 | 62 | 82 | [5 empty] | None |  | Federally-Regulated Consumer Product | 11/23/2015 |  | 03/04/2020
Hunter Fan Company | Hunter Fan Co. | 53320 | True |  | 3 | Yes | 2110 | 9 | 234 | 3354 | 25 | 134 | 5077 | 62 | 82 | [5 empty] | None |  | Federally-Regulated Consumer Product | 11/23/2015 |  | 03/04/2020
Hunter Fan Company | Hunter Fan Co. | 53321 | True |  | 3 | Yes | 2110 | 9 | 234 | 3354 | 25 | 134 | 5077 | 62 | 82 | [5 empty] | None |  | Federally-Regulated Consumer Product | 11/23/2015 |  | 03/04/2020
Hunter Fan Company | Hunter Fan Co. | 53322 | True |  | 3 | Yes | 2253 | 10 | 225 | 3475 | 25 | 139 | 5226 | 62 | 84 | [5 empty] | None |  | Federally-Regulated Consumer Product | 11/23/2015 |  | 03/04/2020
Hunter Fan Company | Hunter Fan Co. | 53323 | True |  | 3 | Yes | 2253 | 10 | 225 | 3475 | 25 | 139 | 5226 | 62 | 84 | [5 empty] | None |  | Federally-Regulated Consumer Product | 11/23/2015 |  | 03/04/2020
Hunter Fan Company | Hunter Fan Co. | 53324 | True |  | 3 | Yes | 2253 | 10 | 225 | 3475 | 25 | 139 | 5226 | 62 | 84 | [5 empty] | None |  | Federally-Regulated Consumer Product | 11/23/2015 |  | 03/04/2020
Hunter Fan Company | Hunter Fan Co. | 54160 | True |  | 3 | Yes | 2301 | 9 | 256 | 3572 | 26 | 137 | 6361 | 85 | 75 | [5 empty] | Compact Flourescent |  | Federally-Regulated Consumer Product | 11/23/2015 |  | 03/04/2020
Hunter Fan Company | Hunter Fan Co. | 54161 | True |  | 3 | Yes | 2301 | 9 | 256 | 3572 | 26 | 137 | 6361 | 85 | 75 | [5 empty] | Compact Flourescent |  | Federally-Regulated Consumer Product | 11/23/2015 |  | 03/04/2020
Hunter Fan Company | Hunter Fan Co. | 54162 | True |  | 3 | Yes | 2301 | 9 | 256 | 3572 | 26 | 137 | 6361 | 85 | 75 | [5 empty] | Compact Flourescent |  | Federally-Regulated Consumer Product | 11/23/2015 |  | 03/04/2020
Hunter Fan Company | Hunter Fan Co. | 53313 | True |  | 3 | Yes | 1341 | 9 | 149 | 1973 | 24 | 82 | 3222 | 62 | 52 | [5 empty] | Compact Flourescent |  | Federally-Regulated Consumer Product | 11/23/2015 |  | 03/04/2020
Hunter Fan Company | Hunter Fan Co. | 53314 | True |  | 3 | Yes | 1341 | 9 | 149 | 1973 | 24 | 82 | 3222 | 62 | 52 | [5 empty] | Compact Flourescent |  | Federally-Regulated Consumer Product | 11/23/2015 |  | 03/04/2020
Hunter Fan Company | Hunter Fan Co. | 53315 | True |  | 3 | Yes | 1341 | 9 | 149 | 1973 | 24 | 82 | 3222 | 62 | 52 | [5 empty] | Compact Flourescent |  | Federally-Regulated Consumer Product | 11/23/2015 |  | 03/04/2020
Hunter Fan Company | Hunter Fan Co. | 51080 | True |  | 3 | Yes | 1146 | 7 | 164 | 1531 | 14 | 109 | 2646 | 49 | 54 | [5 empty] | Compact Flourescent |  | Federally-Regulated Consumer Product | 11/23/2015 |  | 03/04/2020
Hunter Fan Company | Hunter Fan Co. | 51081 | True |  | 3 | Yes | 1146 | 7 | 164 | 1531 | 14 | 109 | 2646 | 49 | 54 | [5 empty] | Compact Flourescent |  | Federally-Regulated Consumer Product | 11/23/2015 |  | 03/04/2020
Hunter Fan Company | Hunter Fan Co. | 51082 | True |  | 3 | Yes | 1146 | 7 | 164 | 1531 | 14 | 109 | 2646 | 49 | 54 | [5 empty] | Compact Flourescent |  | Federally-Regulated Consumer Product | 11/23/2015 |  | 03/04/2020
Hunter Fan Company | Hunter Fan Co. | 51083 | True |  | 3 | Yes | 1454 | 7 | 208 | 2066 | 15 | 138 | 3399 | 48 | 71 | [5 empty] | Compact Flourescent |  | Federally-Regulated Consumer Product | 11/23/2015 |  | 03/04/2020
Hunter Fan Company | Hunter Fan Co. | 51084 | True |  | 3 | Yes | 1454 | 7 | 208 | 2066 | 15 | 138 | 3399 | 48 | 71 | [5 empty] | Compact Flourescent |  | Federally-Regulated Consumer Product | 11/23/2015 |  | 03/04/2020
Hunter Fan Company | Hunter Fan Co. | 51085 | True |  | 3 | Yes | 1454 | 7 | 208 | 2066 | 15 | 138 | 3399 | 48 | 71 | [5 empty] | Compact Flourescent |  | Federally-Regulated Consumer Product | 11/23/2015 |  | 03/04/2020
Hunter Fan Company | Hunter Fan Co. | 51086 | True |  | 3 | Yes | 1454 | 7 | 208 | 2066 | 15 | 138 | 3399 | 48 | 71 | [5 empty] | Compact Flourescent |  | Federally-Regulated Consumer Product | 11/23/2015 |  | 03/04/2020
Hunter Fan Company | Hunter Fan Co. | 51087 | True |  | 3 | Yes | 1454 | 7 | 208 | 2066 | 15 | 138 | 3399 | 48 | 71 | [5 empty] | Compact Flourescent |  | Federally-Regulated Consumer Product | 11/23/2015 |  | 03/04/2020
Hunter Fan Company | Hunter Fan Co. | 51088 | True |  | 3 | Yes | 1454 | 7 | 208 | 2066 | 15 | 138 | 3399 | 48 | 71 | [5 empty] | Compact Flourescent |  | Federally-Regulated Consumer Product | 11/23/2015 |  | 03/04/2020
Hunter Fan Company | Hunter Fan Co. | 52224 | True |  | 3 | Yes | 1714 | 7 | 245 | 2606 | 16 | 163 | 4754 | 59 | 81 | [5 empty] | Incandescent |  | Federally-Regulated Consumer Product | 11/23/2015 |  | 03/04/2020
Hunter Fan Company | Casablanca Fan Co. | 59191 | True |  | 3 | Yes | 4543 | 28 | 162 | 6132 | 51 | 120 | 8978 | 114 | 79 | [5 empty] | None |  | Federally-Regulated Consumer Product | 11/23/2015 |  | 03/04/2020
Hunter Fan Company | Casablanca Fan Co. | 59192 | True |  | 3 | Yes | 4543 | 28 | 162 | 6132 | 51 | 120 | 8978 | 114 | 79 | [5 empty] | None |  | Federally-Regulated Consumer Product | 11/23/2015 |  | 03/04/2020
Hunter Fan Company | Casablanca Fan Co. | 59193 | True |  | 3 | Yes | 5160 | 28 | 184 | 6561 | 51 | 129 | 9475 | 110 | 86 | [5 empty] | None |  | Federally-Regulated Consumer Product | 11/23/2015 |  | 03/04/2020
Hunter Fan Company | Casablanca Fan Co. | 59194 | True |  | 3 | Yes | 5160 | 28 | 184 | 6561 | 51 | 129 | 9475 | 110 | 86 | [5 empty] | None |  | Federally-Regulated Consumer Product | 11/23/2015 |  | 03/04/2020
Hunter Fan Company | Hunter Fan Co. | 54090 | True |  | 3 | Yes | 2424 | 9 | 269 | 3957 | 26 | 152 | 6489 | 79 | 82 | [5 empty] | Incandescent |  | Federally-Regulated Consumer Product | 11/23/2015 |  | 03/04/2020
Hunter Fan Company | Hunter Fan Co. | 59203 | True |  | 3 | Yes | 2134 | 9 | 237 | 3402 | 24 | 142 | 5063 | 63 | 80 | [5 empty] | Compact Flourescent |  | Federally-Regulated Consumer Product | 11/23/2015 |  | 03/04/2020
Hunter Fan Company | Hunter Fan Co. | 54134 | True |  | 3 | Yes | 2238 | 13 | 172 | 3733 | 37 | 101 | 4880 | 66 | 74 | [5 empty] | LED |  | Federally-Regulated Consumer Product | 11/23/2015 |  | 03/04/2020
Hunter Fan Company | Hunter Fan Co. | 59201 | True |  | 3 | Yes | 2353 | 9 | 261 | 3552 | 24 | 148 | 5145 | 62 | 83 | [5 empty] | None |  | Federally-Regulated Consumer Product | 11/23/2015 |  | 03/04/2020
Air Cool Industrial Co., Ltd. | Home Decorators Collection | AM175-*** | True |  | V | Yes | 2769 | 5 | 554 | 4757 | 14 | 340 | 6264 | 31 | 202 | [5 empty] | Other |  | Federally-Regulated Consumer Product | 11/24/2015 |  | 03/04/2020
Air Cool Industrial Co., Ltd. | Home Decorators Collection | YG493-*** | True |  | V | Yes | 2626 | 3 | 875 | 5029 | 7 | 718 | 8882 | 30 | 296 | [5 empty] | LED |  | Federally-Regulated Consumer Product | 11/24/2015 |  | 03/04/2020
King of Fans | Harbor Breeze | 36261 | True |  | 3 | Yes | 2680 | 13 | 206 | 4301 | 30 | 143 | 6205 | 62 | 100 | [5 empty] | None |  | Federally-Regulated Consumer Product | 11/30/2015 |  | 03/04/2020
King of Fans | Harbor Breeze Platinum | 698389 | True |  | 6 | Yes | 2026 | 2 | 1013 | 5017 | 11 | 456 | 7344 | 33 | 223 | [5 empty] | None |  | Federally-Regulated Consumer Product | 12/01/2015 |  | 03/04/2020
King of Fans | Harbor Breeze Platinum | 698388 | True |  | 6 | Yes | 2026 | 2 | 1013 | 5017 | 11 | 456 | 7344 | 33 | 223 | [5 empty] | None |  | Federally-Regulated Consumer Product | 12/01/2015 |  | 03/04/2020
Hunter Fan Company | Casablanca Fan Co. | 59137 | True |  | 4 | Yes | 1345 | 10 | 134 | 2563 | 36 | 71 | 2855 | 56 | 51 | [5 empty] | LED |  | Federally-Regulated Consumer Product | 12/04/2015 |  | 03/04/2020
Hunter Fan Company | Casablanca Fan Co. | 59138 | True |  | 4 | Yes | 1345 | 10 | 134 | 2563 | 36 | 71 | 2855 | 56 | 51 | [5 empty] | LED |  | Federally-Regulated Consumer Product | 12/04/2015 |  | 03/04/2020
Hunter Fan Company | Casablanca Fan Co. | 54129 | True |  | 3 | Yes | 2177 | 8 | 272 | 3497 | 26 | 134 | 5707 | 80 | 71 | [5 empty] | Compact Flourescent |  | Federally-Regulated Consumer Product | 12/04/2015 |  | 03/04/2020
King of Fans | Hampton Bay | 52-RMG | True |  | 3 | Yes | 1745 | 11 | 159 | 3002 | 27 | 111 | 4961 | 60 | 83 | [5 empty] | Compact Flourescent |  | Federally-Regulated Consumer Product | 12/08/2015 |  | 03/04/2020
King of Fans | Home Decorators Collection | 52-LBR | True |  | 3 | Yes | 2544 | 13 | 196 | 3565 | 27 | 132 | 5487 | 60 | 91 | [5 empty] | LED |  | Federally-Regulated Consumer Product | 12/18/2015 |  | 03/04/2020
Fanimation | Fanimation | LP8343** | True |  | 3 | Yes | 2451 | 14 | 175 | 4426 | 39 | 113 | 6603 | 71 | 93 | [5 empty] | Incandescent |  | Federally-Regulated Consumer Product | 01/06/2016 |  | 03/04/2020
Hunter Fan Company | Hunter Fan Co. | 52223 | True |  | 3 | Yes | 1688 | 6 | 281 | 2551 | 15 | 170 | 4639 | 62 | 75 | [5 empty] | Incandescent |  | Federally-Regulated Consumer Product | 01/12/2016 |  | 03/04/2020
Hunter Fan Company | Hunter Fan Co. | 51095 | True |  | 3 | Yes | 1586 | 7 | 227 | 2187 | 15 | 146 | 3527 | 49 | 72 | [5 empty] | Incandescent |  | Federally-Regulated Consumer Product | 01/12/2016 |  | 03/04/2020
Hunter Fan Company | Hunter Fan Co. | 51096 | True |  | 3 | Yes | 1586 | 7 | 227 | 2187 | 15 | 146 | 3527 | 49 | 72 | [5 empty] | Incandescent |  | Federally-Regulated Consumer Product | 01/12/2016 |  | 03/04/2020
Hunter Fan Company | Hunter Fan Co. | 54058 | True |  | 3 | Yes | 984 | 9 | 109 | 1162 | 27 | 43 | 1631 | 80 | 20 | [5 empty] | Compact Flourescent |  | Federally-Regulated Consumer Product | 01/12/2016 |  | 03/04/2020
Hunter Fan Company | Hunter Fan Co. | 53221 | True |  | 3 | Yes | 1492 | 9 | 166 | 2501 | 24 | 104 | 3542 | 64 | 55 | [5 empty] | Incandescent |  | Federally-Regulated Consumer Product | 01/12/2016 |  | 03/04/2020
Hunter Fan Company | Hunter Fan Co. | 59200 | True |  | 3 | Yes | 2157 | 9 | 240 | 3489 | 24 | 145 | 5410 | 63 | 86 | [5 empty] | Compact Flourescent |  | Federally-Regulated Consumer Product | 01/12/2016 |  | 03/04/2020
Hunter Fan Company | Hunter Fan Co. | 54055 | True |  | 3 | Yes | 2548 | 10 | 255 | 4128 | 27 | 153 | 7042 | 84 | 84 | [5 empty] | Incandescent |  | Federally-Regulated Consumer Product | 01/12/2016 |  | 03/04/2020
Hunter Fan Company | Hunter Fan Co. | 54130 | True |  | 3 | Yes | 2551 | 9 | 283 | 4183 | 26 | 161 | 6766 | 81 | 84 | [5 empty] | Incandescent |  | Federally-Regulated Consumer Product | 01/12/2016 |  | 03/04/2020
Hunter Fan Company | Hunter Fan Co. | 53290 | True |  | 3 | Yes | 2372 | 11 | 216 | 3461 | 26 | 133 | 5233 | 64 | 82 | [5 empty] | Incandescent |  | Federally-Regulated Consumer Product | 01/12/2016 |  | 03/04/2020
Hunter Fan Company | Hunter Fan Co. | 59202 | True |  | 3 | Yes | 2106 | 11 | 191 | 3428 | 26 | 132 | 5273 | 63 | 84 | [5 empty] | Compact Flourescent |  | Federally-Regulated Consumer Product | 01/12/2016 |  | 03/04/2020
Hunter Fan Company | Hunter Fan Co. | 59275 | True |  | 3 | Yes | 2419 | 11 | 220 | 3587 | 26 | 138 | 5342 | 63 | 85 | [5 empty] | Incandescent |  | Federally-Regulated Consumer Product | 01/12/2016 |  | 03/04/2020
Hunter Fan Company | Hunter Fan Co. | 59276 | True |  | 3 | Yes | 2192 | 9 | 244 | 3564 | 25 | 143 | 5302 | 62 | 86 | [5 empty] | Compact Flourescent |  | Federally-Regulated Consumer Product | 01/12/2016 |  | 03/04/2020
Hunter Fan Company | Hunter Fan Co. | 53372 | True |  | 3 | Yes | 2306 | 9 | 256 | 3493 | 25 | 140 | 5069 | 61 | 83 | [5 empty] | Incandescent |  | Federally-Regulated Consumer Product | 01/12/2016 |  | 03/04/2020
Hunter Fan Company | Hunter Fan Co. | 59026 | True |  | 3 | Yes | 2211 | 11 | 201 | 3409 | 27 | 126 | 5164 | 65 | 79 | [5 empty] | Compact Flourescent |  | Federally-Regulated Consumer Product | 01/12/2016 |  | 03/04/2020
Hunter Fan Company | Hunter Fan Co. | 59207 | True |  | 3 | Yes | 1981 | 11 | 180 | 3114 | 29 | 107 | 4573 | 66 | 69 | [5 empty] | Compact Flourescent |  | Federally-Regulated Consumer Product | 01/12/2016 |  | 03/04/2020
Hunter Fan Company | Casablanca Fan Co. | 59143 | True |  | 6 | Yes | 2726 | 4 | 682 | 4988 | 14 | 356 | 6684 | 32 | 209 | [5 empty] | LED |  | Federally-Regulated Consumer Product | 01/12/2016 |  | 03/04/2020
Hunter Fan Company | Casablanca Fan Co. | 59144 | True |  | 6 | Yes | 2726 | 4 | 682 | 4988 | 14 | 356 | 6684 | 32 | 209 | [5 empty] | LED |  | Federally-Regulated Consumer Product | 01/12/2016 |  | 03/04/2020
Hunter Fan Company | Hunter Fan Co. | 53326 | True |  | 3 | Yes | 1194 | 9 | 133 | 2072 | 25 | 83 | 3191 | 63 | 51 | [5 empty] | Incandescent |  | Federally-Regulated Consumer Product | 01/12/2016 |  | 03/04/2020
Hunter Fan Company | Hunter Fan Co. | 53327 | True |  | 3 | Yes | 1194 | 9 | 133 | 2072 | 25 | 83 | 3191 | 63 | 51 | [5 empty] | Incandescent |  | Federally-Regulated Consumer Product | 01/12/2016 |  | 03/04/2020
Hunter Fan Company | Hunter Fan Co. | 53328 | True |  | 3 | Yes | 1194 | 9 | 133 | 2072 | 25 | 83 | 3191 | 63 | 51 | [5 empty] | Incandescent |  | Federally-Regulated Consumer Product | 01/12/2016 |  | 03/04/2020
Hunter Fan Company | Hunter Fan Co. | 59040 | True |  | 3 | Yes | 2187 | 11 | 199 | 3312 | 26 | 127 | 4918 | 64 | 77 | [5 empty] | Compact Flourescent |  | Federally-Regulated Consumer Product | 01/12/2016 |  | 03/04/2020
Hunter Fan Company | Hunter Fan Co. | 53292 | True |  | 3 | Yes | 2153 | 9 | 239 | 3309 | 24 | 138 | 4999 | 63 | 79 | [5 empty] | None |  | Federally-Regulated Consumer Product | 01/12/2016 |  | 03/04/2020
Hunter Fan Company | Hunter Fan Co. | 53293 | True |  | 3 | Yes | 2153 | 9 | 239 | 3309 | 24 | 138 | 4999 | 63 | 79 | [5 empty] | None |  | Federally-Regulated Consumer Product | 01/12/2016 |  | 03/04/2020
Hunter Fan Company | Casablanca Fan Co. | 59195 | True |  | 3 | Yes | 2146 | 11 | 195 | 3452 | 29 | 119 | 5549 | 82 | 68 | [5 empty] | Compact Flourescent |  | Federally-Regulated Consumer Product | 01/12/2016 |  | 03/04/2020
Hunter Fan Company | Casablanca Fan Co. | 59196 | True |  | 3 | Yes | 2146 | 11 | 195 | 3452 | 29 | 119 | 5549 | 82 | 68 | [5 empty] | Compact Flourescent |  | Federally-Regulated Consumer Product | 01/12/2016 |  | 03/04/2020
Hunter Fan Company | Casablanca Fan Co. | 59167 | True |  | 4 | Yes | 2808 | 10 | 281 | 5717 | 49 | 117 | 7658 | 89 | 86 | [5 empty] | LED |  | Federally-Regulated Consumer Product | 01/12/2016 |  | 03/04/2020
Hunter Fan Company | Casablanca Fan Co. | 59168 | True |  | 4 | Yes | 2808 | 10 | 281 | 5717 | 49 | 117 | 7658 | 89 | 86 | [5 empty] | LED |  | Federally-Regulated Consumer Product | 01/12/2016 |  | 03/04/2020
Hunter Fan Company | Casablanca Fan Co. | 59149 | True |  | 4 | Yes | 2047 | 10 | 205 | 3936 | 40 | 98 | 4527 | 61 | 74 | [5 empty] | LED |  | Federally-Regulated Consumer Product | 01/12/2016 |  | 03/04/2020
Hunter Fan Company | Casablanca Fan Co. | 59150 | True |  | 4 | Yes | 2047 | 10 | 205 | 3936 | 40 | 98 | 4527 | 61 | 74 | [5 empty] | LED |  | Federally-Regulated Consumer Product | 01/12/2016 |  | 03/04/2020
Hunter Fan Company | Casablanca Fan Co. | 59151 | True |  | 4 | Yes | 2214 | 11 | 201 | 4235 | 41 | 103 | 5079 | 65 | 78 | [5 empty] | LED |  | Federally-Regulated Consumer Product | 01/12/2016 |  | 03/04/2020
Hunter Fan Company | Casablanca Fan Co. | 59152 | True |  | 4 | Yes | 2214 | 11 | 201 | 4235 | 41 | 103 | 5079 | 65 | 78 | [5 empty] | LED |  | Federally-Regulated Consumer Product | 01/12/2016 |  | 03/04/2020
Hunter Fan Company | Hunter Fan Co. | 53340 | True |  | 3 | Yes | 1982 | 9 | 220 | 3165 | 25 | 127 | 4701 | 65 | 72 | [5 empty] | Compact Flourescent |  | Federally-Regulated Consumer Product | 01/12/2016 |  | 03/04/2020
Hunter Fan Company | Hunter Fan Co. | 53331 | True |  | 3 | Yes | 2242 | 9 | 249 | 3357 | 25 | 134 | 4906 | 62 | 79 | [5 empty] | Incandescent |  | Federally-Regulated Consumer Product | 01/12/2016 |  | 03/04/2020
Hunter Fan Company | Casablanca Fan Co. | 59197 | True |  | 4 | Yes | 2391 | 10 | 239 | 5115 | 47 | 109 | 7152 | 86 | 83 | [5 empty] | LED |  | Federally-Regulated Consumer Product | 01/12/2016 |  | 03/04/2020
Hunter Fan Company | Casablanca Fan Co. | 59198 | True |  | 4 | Yes | 2391 | 10 | 239 | 5115 | 47 | 109 | 7152 | 86 | 83 | [5 empty] | LED |  | Federally-Regulated Consumer Product | 01/12/2016 |  | 03/04/2020
Hunter Fan Company | Hunter Fan Co. | 52248 | True |  | 3 | Yes | 1869 | 7 | 267 | 2592 | 16 | 162 | 4634 | 62 | 75 | [5 empty] | Compact Flourescent |  | Federally-Regulated Consumer Product | 01/12/2016 |  | 03/04/2020
Hunter Fan Company | Hunter Fan Co. | 52097 | True |  | 3 | Yes | 1720 | 7 | 246 | 2502 | 16 | 156 | 4583 | 64 | 72 | [5 empty] | Incandescent |  | Federally-Regulated Consumer Product | 01/12/2016 |  | 03/04/2020
Hunter Fan Company | Hunter Fan Co. | 59233 | True |  | 3 | Yes | 2265 | 9 | 252 | 3380 | 25 | 135 | 4835 | 63 | 77 | [5 empty] | Compact Flourescent |  | Federally-Regulated Consumer Product | 01/12/2016 |  | 03/04/2020
Hunter Fan Company | Hunter Fan Co. | 59187 | True |  | 3 | Yes | 2246 | 9 | 250 | 3419 | 25 | 137 | 5079 | 63 | 81 | [5 empty] | None |  | Federally-Regulated Consumer Product | 01/12/2016 |  | 03/04/2020
Hunter Fan Company | Hunter Fan Co. | 59189 | True |  | 3 | Yes | 2263 | 12 | 189 | 3347 | 30 | 112 | 4798 | 63 | 76 | [5 empty] | Compact Flourescent |  | Federally-Regulated Consumer Product | 01/12/2016 |  | 03/04/2020
Hunter Fan Company | Hunter Fan Co. | 59209 | True |  | 3 | Yes | 2206 | 9 | 245 | 3375 | 25 | 135 | 4885 | 63 | 78 | [5 empty] | Compact Flourescent |  | Federally-Regulated Consumer Product | 01/12/2016 |  | 03/04/2020
Hunter Fan Company | Hunter Fan Co. | 59222 | True |  | 4 | Yes | 2401 | 11 | 218 | 4515 | 45 | 100 | 5657 | 67 | 84 | [5 empty] | Compact Flourescent |  | Federally-Regulated Consumer Product | 01/12/2016 |  | 03/04/2020
Hunter Fan Company | Hunter Fan Co. | 59208 | True |  | 3 | Yes | 2227 | 9 | 247 | 3620 | 26 | 139 | 6135 | 80 | 77 | [5 empty] | None |  | Federally-Regulated Consumer Product | 01/12/2016 |  | 03/04/2020
Hunter Fan Company | Hunter Fan Co. | 54170 | True |  | 3 | Yes | 2388 | 9 | 265 | 3771 | 27 | 140 | 6350 | 81 | 78 | [5 empty] | Compact Flourescent |  | Federally-Regulated Consumer Product | 01/12/2016 |  | 03/04/2020
Hunter Fan Company | Hunter Fan Co. | 54171 | True |  | 3 | Yes | 2388 | 9 | 265 | 3771 | 27 | 140 | 6350 | 81 | 78 | [5 empty] | Compact Flourescent |  | Federally-Regulated Consumer Product | 01/12/2016 |  | 03/04/2020
Hunter Fan Company | Hunter Fan Co. | 54172 | True |  | 3 | Yes | 2388 | 9 | 265 | 3771 | 27 | 140 | 6350 | 81 | 78 | [5 empty] | Compact Flourescent |  | Federally-Regulated Consumer Product | 01/12/2016 |  | 03/04/2020
Hunter Fan Company | Hunter Fan Co. | 54167 | True |  | 3 | Yes | 2130 | 9 | 237 | 3475 | 26 | 134 | 5685 | 77 | 74 | [5 empty] | None |  | Federally-Regulated Consumer Product | 01/12/2016 |  | 03/04/2020
Hunter Fan Company | Hunter Fan Co. | 54168 | True |  | 3 | Yes | 2130 | 9 | 237 | 3475 | 26 | 134 | 5685 | 77 | 74 | [5 empty] | None |  | Federally-Regulated Consumer Product | 01/12/2016 |  | 03/04/2020
Hunter Fan Company | Hunter Fan Co. | 59188 | True |  | 3 | Yes | 2102 | 12 | 175 | 3310 | 30 | 110 | 4670 | 66 | 71 | [5 empty] | Compact Flourescent |  | Federally-Regulated Consumer Product | 01/12/2016 |  | 03/04/2020
Hunter Fan Company | Hunter Fan Co. | 59216 | True |  | 3 | Yes | 2308 | 11 | 210 | 3450 | 27 | 128 | 4972 | 61 | 82 | [5 empty] | Compact Flourescent |  | Federally-Regulated Consumer Product | 01/12/2016 |  | 03/04/2020
Hunter Fan Company | Hunter Fan Co. | 59217 | True |  | 3 | Yes | 2308 | 11 | 210 | 3450 | 27 | 128 | 4972 | 61 | 82 | [5 empty] | Compact Flourescent |  | Federally-Regulated Consumer Product | 01/12/2016 |  | 03/04/2020
Hunter Fan Company | Hunter Fan Co. | 59247 | True |  | 3 | Yes | 2308 | 11 | 210 | 3450 | 27 | 128 | 4972 | 61 | 82 | [5 empty] | None |  | Federally-Regulated Consumer Product | 01/12/2016 |  | 03/04/2020
Hunter Fan Company | Hunter Fan Co. | 59248 | True |  | 3 | Yes | 2308 | 11 | 210 | 3450 | 27 | 128 | 4972 | 61 | 82 | [5 empty] | None |  | Federally-Regulated Consumer Product | 01/12/2016 |  | 03/04/2020
Hunter Fan Company | Hunter Fan Co. | 59249 | True |  | 3 | Yes | 2308 | 11 | 210 | 3450 | 27 | 128 | 4972 | 61 | 82 | [5 empty] | None |  | Federally-Regulated Consumer Product | 01/12/2016 |  | 03/04/2020
Hunter Fan Company | Hunter Fan Co. | 59250 | True |  | 3 | Yes | 2308 | 11 | 210 | 3450 | 27 | 128 | 4972 | 61 | 82 | [5 empty] | None |  | Federally-Regulated Consumer Product | 01/12/2016 |  | 03/04/2020
Hunter Fan Company | Hunter Fan Co. | 59251 | True |  | 3 | Yes | 2308 | 11 | 210 | 3450 | 27 | 128 | 4972 | 61 | 82 | [5 empty] | Compact Flourescent |  | Federally-Regulated Consumer Product | 01/12/2016 |  | 03/04/2020
Hunter Fan Company | Hunter Fan Co. | 59252 | True |  | 3 | Yes | 2308 | 11 | 210 | 3450 | 27 | 128 | 4972 | 61 | 82 | [5 empty] | Compact Flourescent |  | Federally-Regulated Consumer Product | 01/12/2016 |  | 03/04/2020
Hunter Fan Company | Hunter Fan Co. | 53332 | True |  | 3 | Yes | 2164 | 9 | 240 | 3356 | 24 | 140 | 5102 | 62 | 82 | [5 empty] | None |  | Federally-Regulated Consumer Product | 01/12/2016 |  | 03/04/2020
Hunter Fan Company | Hunter Fan Co. | 54060 | True |  | 3 | Yes | 2168 | 9 | 241 | 3223 | 27 | 119 | 5213 | 80 | 65 | [5 empty] | Incandescent |  | Federally-Regulated Consumer Product | 01/12/2016 |  | 03/04/2020
Hunter Fan Company | Hunter Fan Co. | 59205 | True |  | 3 | Yes | 2240 | 11 | 204 | 3818 | 29 | 132 | 6461 | 80 | 81 | [5 empty] | Compact Flourescent |  | Federally-Regulated Consumer Product | 01/12/2016 |  | 03/04/2020
Hunter Fan Company | Hunter Fan Co. | 59277 | True |  | 3 | Yes | 2241 | 11 | 204 | 3635 | 28 | 130 | 6090 | 79 | 77 | [5 empty] | Compact Flourescent |  | Federally-Regulated Consumer Product | 01/12/2016 |  | 03/04/2020
Hunter Fan Company | Hunter Fan Co. | 53333 | True |  | 3 | Yes | 2103 | 9 | 234 | 3265 | 25 | 131 | 4930 | 62 | 80 | [5 empty] | Compact Flourescent |  | Federally-Regulated Consumer Product | 01/12/2016 |  | 03/04/2020
Hunter Fan Company | Hunter Fan Co. | 53334 | True |  | 3 | Yes | 2103 | 9 | 234 | 3265 | 25 | 131 | 4930 | 62 | 80 | [5 empty] | Compact Flourescent |  | Federally-Regulated Consumer Product | 01/12/2016 |  | 03/04/2020
Hunter Fan Company | Hunter Fan Co. | 53335 | True |  | 3 | Yes | 2103 | 9 | 234 | 3265 | 25 | 131 | 4930 | 62 | 80 | [5 empty] | Compact Flourescent |  | Federally-Regulated Consumer Product | 01/12/2016 |  | 03/04/2020
Hunter Fan Company | Hunter Fan Co. | 53336 | True |  | 3 | Yes | 2103 | 9 | 234 | 3265 | 25 | 131 | 4930 | 62 | 80 | [5 empty] | Compact Flourescent |  | Federally-Regulated Consumer Product | 01/12/2016 |  | 03/04/2020
Hunter Fan Company | Hunter Fan Co. | 53337 | True |  | 3 | Yes | 2103 | 9 | 234 | 3265 | 25 | 131 | 4930 | 62 | 80 | [5 empty] | Compact Flourescent |  | Federally-Regulated Consumer Product | 01/12/2016 |  | 03/04/2020
Hunter Fan Company | Hunter Fan Co. | 53338 | True |  | 3 | Yes | 2103 | 9 | 234 | 3265 | 25 | 131 | 4930 | 62 | 80 | [5 empty] | Compact Flourescent |  | Federally-Regulated Consumer Product | 01/12/2016 |  | 03/04/2020
Hunter Fan Company | Hunter Fan Co. | 53342 | True |  | 3 | Yes | 2103 | 9 | 234 | 3265 | 25 | 131 | 4930 | 62 | 80 | [5 empty] | Compact Flourescent |  | Federally-Regulated Consumer Product | 01/12/2016 |  | 03/04/2020
Hunter Fan Company | Hunter Fan Co. | 53343 | True |  | 3 | Yes | 2103 | 9 | 234 | 3265 | 25 | 131 | 4930 | 62 | 80 | [5 empty] | Compact Flourescent |  | Federally-Regulated Consumer Product | 01/12/2016 |  | 03/04/2020
Hunter Fan Company | Hunter Fan Co. | 53344 | True |  | 3 | Yes | 2103 | 9 | 234 | 3265 | 25 | 131 | 4930 | 62 | 80 | [5 empty] | Compact Flourescent |  | Federally-Regulated Consumer Product | 01/12/2016 |  | 03/04/2020
Hunter Fan Company | Hunter Fan Co. | 59210 | True |  | 3 | Yes | 2256 | 11 | 205 | 3374 | 26 | 130 | 5123 | 62 | 83 | [5 empty] | Compact Flourescent |  | Federally-Regulated Consumer Product | 01/12/2016 |  | 03/04/2020
King of Fans | Home Decorators Collection | 52-LLC | True |  | 3 | Yes | 2727 | 14 | 195 | 3930 | 30 | 131 | 5512 | 63 | 87 | [5 empty] | None |  | Federally-Regulated Consumer Product | 01/12/2016 |  | 03/04/2020
Hunter Fan Company | Hunter Fan Co. | 59211 | True |  | 3 | Yes | 2256 | 11 | 205 | 3374 | 26 | 130 | 5123 | 62 | 83 | [5 empty] | Compact Flourescent |  | Federally-Regulated Consumer Product | 01/12/2016 |  | 03/04/2020
Hunter Fan Company | Hunter Fan Co. | 59204 | True |  | 3 | Yes | 1790 | 6 | 298 | 2685 | 15 | 179 | 4790 | 63 | 76 | [5 empty] | Compact Flourescent |  | Federally-Regulated Consumer Product | 01/12/2016 |  | 03/04/2020
Hunter Fan Company | Hunter Fan Co. | 59162 | True |  | 4 | Yes | 2297 | 10 | 230 | 4811 | 42 | 115 | 6600 | 80 | 82 | [5 empty] | LED |  | Federally-Regulated Consumer Product | 01/12/2016 |  | 03/04/2020
Hunter Fan Company | Hunter Fan Co. | 59163 | True |  | 4 | Yes | 2297 | 10 | 230 | 4811 | 42 | 115 | 6600 | 80 | 82 | [5 empty] | LED |  | Federally-Regulated Consumer Product | 01/12/2016 |  | 03/04/2020
Quorum International | Quorum | 135525** | True |  | 3 | Yes | 1740 | 10 | 174 | 3313 | 33 | 100 | 5055 | 67 | 75 | [5 empty] | None |  | Federally-Regulated Consumer Product | 01/19/2016 |  | 03/04/2020
Quorum International | Quorum | 136525* | True |  | 3 | Yes | 2075 | 10 | 203 | 3837 | 30 | 127 | 5550 | 61 | 91 | [5 empty] | None |  | Federally-Regulated Consumer Product | 01/19/2016 |  | 03/04/2020
Quorum International | Quorum International | 143425-* | True |  | 3 | Yes | 1618 | 9 | 180 | 2928 | 21 | 139 | 4583 | 61 | 75 | [5 empty] | None |  | Federally-Regulated Consumer Product | 01/19/2016 |  | 03/04/2020
Quorum International | Quorum International | 143425-** | True |  | 3 | Yes | 1618 | 9 | 180 | 2928 | 21 | 139 | 4583 | 61 | 75 | [5 empty] | None |  | Federally-Regulated Consumer Product | 01/19/2016 |  | 03/04/2020
Quorum International | Quorum International | 30603-* | True |  | 3 | Yes | 2116 | 21 | 99 | 3360 | 38 | 87 | 5142 | 55 | 93 | [5 empty] | None |  | Federally-Regulated Consumer Product | 01/19/2016 |  | 03/04/2020
Quorum International | Quorum International | 32323-* | True |  | 3 | Yes | 1053 | 12 | 88 | 1403 | 29 | 48 | 1682 | 44 | 38 | [5 empty] | None |  | Federally-Regulated Consumer Product | 01/19/2016 |  | 03/04/2020
Quorum International | Quorum International | 32323-** | True |  | 3 | Yes | 1053 | 12 | 88 | 1403 | 29 | 48 | 1682 | 44 | 38 | [5 empty] | None |  | Federally-Regulated Consumer Product | 01/19/2016 |  | 03/04/2020
Quorum International | Quorum International | 38605-** | True |  | 3 | Yes | 1757 | 19 | 92 | 2360 | 34 | 69 | 3676 | 55 | 67 | [5 empty] | None |  | Federally-Regulated Consumer Product | 01/19/2016 |  | 03/04/2020
Quorum International | Quorum International | 50524-* | True |  | 4 | Yes | 1856 | 8 | 232 | 3372 | 30 | 112 | 5521 | 65 | 85 | [5 empty] | None |  | Federally-Regulated Consumer Product | 01/19/2016 |  | 03/04/2020
Quorum International | Quorum International | 50524-** | True |  | 4 | Yes | 1856 | 8 | 232 | 3372 | 30 | 112 | 5521 | 65 | 85 | [5 empty] | None |  | Federally-Regulated Consumer Product | 01/19/2016 |  | 03/04/2020
Quorum International | Quorum International | 63525-** | True |  | 3 | Yes | 1397 | 10 | 140 | 3690 | 35 | 105 | 5269 | 71 | 74 | [5 empty] | None |  | Federally-Regulated Consumer Product | 01/19/2016 |  | 03/04/2020
Quorum International | Quorum International | 63565-** | True |  | 3 | Yes | 2085 | 14 | 149 | 4015 | 39 | 103 | 5482 | 69 | 79 | [5 empty] | None |  | Federally-Regulated Consumer Product | 01/19/2016 |  | 03/04/2020
Quorum International | Quorum International | 69525-** | True |  | 3 | Yes | 2156 | 15 | 144 | 3328 | 29 | 115 | 5427 | 69 | 79 | [5 empty] | None |  | Federally-Regulated Consumer Product | 01/19/2016 |  | 03/04/2020
Quorum International | Quorum International | 72565-** | True |  | 3 | Yes | 1836 | 13 | 141 | 3527 | 29 | 122 | 5356 | 74 | 72 | [5 empty] | None |  | Federally-Regulated Consumer Product | 01/19/2016 |  | 03/04/2020
Quorum International | Quorum International | 76525-** | True |  | 3 | Yes | 2013 | 13 | 155 | 3145 | 29 | 108 | 4548 | 57 | 80 | [5 empty] | None |  | Federally-Regulated Consumer Product | 01/19/2016 |  | 03/04/2020
Quorum International | Quorum International | 77425-* | True |  | 3 | Yes | 1961 | 10 | 196 | 3321 | 27 | 123 | 3818 | 50 | 76 | [5 empty] | None |  | Federally-Regulated Consumer Product | 01/19/2016 |  | 03/04/2020
Quorum International | Quorum International | 77425-** | True |  | 3 | Yes | 1961 | 10 | 196 | 3321 | 27 | 123 | 3818 | 50 | 76 | [5 empty] | None |  | Federally-Regulated Consumer Product | 01/19/2016 |  | 03/04/2020
Quorum International | Quorum International | 80525-** | True |  | 3 | Yes | 2635 | 18 | 146 | 3624 | 37 | 98 | 5234 | 62 | 84 | [5 empty] | None |  | Federally-Regulated Consumer Product | 01/19/2016 |  | 03/04/2020
Quorum International | Quorum International | 83565-** | True |  | 3 | Yes | 1896 | 16 | 116 | 3594 | 42 | 86 | 5367 | 66 | 81 | [5 empty] | None |  | Federally-Regulated Consumer Product | 01/19/2016 |  | 03/04/2020
Visual Comfort & Company | Monte Carlo | 3CDR56** | True |  | 6 | Yes | 2500 | 3 | 833 | 4522 | 17 | 266 | 7396 | 38 | 195 | [5 empty] | None |  | Federally-Regulated Consumer Product | 01/21/2016 |  | 03/04/2020
Visual Comfort & Company | Monte Carlo | 3CLMR56**D | True |  | 4 | Yes | 1617 | 7 | 231 | 4382 | 31 | 141 | 6445 | 66 | 98 | [5 empty] | LED |  | Federally-Regulated Consumer Product | 01/21/2016 |  | 03/04/2020
Visual Comfort & Company | Monte Carlo | 3DIR52***D | True |  | 6 | Yes | 2135 | 11 | 194 | 4541 | 37 | 123 | 6112 | 65 | 94 | [5 empty] | LED |  | Federally-Regulated Consumer Product | 01/21/2016 |  | 03/04/2020
Visual Comfort & Company | Monte Carlo | 3DYR56*** | True |  | 3 | Yes | 3414 | 3 | 1138 | 6627 | 18 | 368 | 8380 | 38 | 221 | [5 empty] | None |  | Federally-Regulated Consumer Product | 01/21/2016 |  | 03/04/2020
Visual Comfort & Company | Monte Carlo | 3VNMR56***D | True |  | 4 | Yes | 1446 | 7 | 206 | 4378 | 32 | 137 | 6371 | 65 | 98 | [5 empty] | LED |  | Federally-Regulated Consumer Product | 01/21/2016 |  | 03/04/2020
Visual Comfort & Company | Monte Carlo | 5COM52*** | True |  | 3 | Yes | 2132 | 13 | 164 | 3217 | 27 | 119 | 5030 | 60 | 84 | [5 empty] | None |  | Federally-Regulated Consumer Product | 01/21/2016 |  | 03/04/2020
Visual Comfort & Company | Monte Carlo | 5COM52***D | True |  | 3 | Yes | 2000 | 13 | 154 | 3119 | 27 | 116 | 5038 | 60 | 84 | [5 empty] | Incandescent |  | Federally-Regulated Consumer Product | 01/21/2016 |  | 03/04/2020
Visual Comfort & Company | Monte Carlo | 5CQM52***-L | True |  | 3 | Yes | 2031 | 10 | 203 | 3901 | 32 | 122 | 5859 | 63 | 93 | [5 empty] | None |  | Federally-Regulated Consumer Product | 01/21/2016 |  | 03/04/2020
Visual Comfort & Company | Monte Carlo | 5CSM60***D | True |  | 3 | Yes | 3055 | 19 | 161 | 4457 | 36 | 124 | 6817 | 70 | 97 | [5 empty] | Incandescent |  | Federally-Regulated Consumer Product | 01/21/2016 |  | 03/04/2020
Visual Comfort & Company | Monte Carlo | 5CSM60** | True |  | 3 | Yes | 1393 | 10 | 139 | 3656 | 40 | 91 | 5183 | 76 | 68 | [5 empty] | None |  | Federally-Regulated Consumer Product | 01/21/2016 |  | 03/04/2020
Visual Comfort & Company | Monte Carlo | 3AVOR56***D | True |  | 6 | Yes | 2160 | 2 | 1080 | 4569 | 18 | 254 | 6598 | 18 | 367 | [5 empty] | LED |  | Federally-Regulated Consumer Product | 01/22/2016 |  | 03/04/2020
Summer Wind International, Ltd. | Minka Aire | F656L-***** | True |  | 3 | Yes | 1625 | 9 | 180 | 3716 | 31 | 119 | 5994 | 74 | 80 | [5 empty] | LED |  | Federally-Regulated Consumer Product | 01/25/2016 |  | 03/04/2020
King of Fans | Home Decorators Collection | 52-SNM | True |  | 3 | Yes | 2388 | 14 | 171 | 3840 | 31 | 124 | 5570 | 67 | 83 | [5 empty] | Compact Flourescent |  | Federally-Regulated Consumer Product | 01/26/2016 |  | 03/04/2020
Quorum International | Quorum | 129525-** | True |  | 3 | Yes | 2172 | 11 | 197 | 4128 | 33 | 125 | 5777 | 65 | 89 | [5 empty] | None |  | Federally-Regulated Consumer Product | 02/02/2016 |  | 03/04/2020
Quorum International | Quorum | 137525-* | True |  | 3 | Yes | 2322 | 12 | 194 | 3731 | 32 | 117 | 5481 | 70 | 78 | [5 empty] | None |  | Federally-Regulated Consumer Product | 02/02/2016 |  | 03/04/2020
Quorum International | Quorum | 137525-** | True |  | 3 | Yes | 2322 | 12 | 194 | 3731 | 32 | 117 | 5481 | 70 | 78 | [5 empty] | None |  | Federally-Regulated Consumer Product | 02/02/2016 |  | 03/04/2020
Air Cool Industrial Co., Ltd. | Seasons | 269516 | True |  | 3 | Yes | 2002 | 11 | 182 | 3411 | 30 | 114 | 4538 | 53 | 86 | [5 empty] | LED |  | Federally-Regulated Consumer Product | 02/02/2016 |  | 03/04/2020
Air Cool Industrial Co., Ltd. | Seasons | 269518 | True |  | 3 | Yes | 2002 | 11 | 182 | 3411 | 30 | 114 | 4538 | 53 | 86 | [5 empty] | LED |  | Federally-Regulated Consumer Product | 02/02/2016 |  | 03/04/2020
Air Cool Industrial Co., Ltd. | Seasons | 269520 | True |  | 3 | Yes | 2154 | 10 | 215 | 3606 | 31 | 116 | 5521 | 66 | 84 | [5 empty] | LED |  | Federally-Regulated Consumer Product | 02/02/2016 |  | 03/04/2020
Air Cool Industrial Co., Ltd. | Seasons | 269512 | True |  | 3 | Yes | 1577 | 10 | 158 | 2517 | 26 | 97 | 3354 | 52 | 64 | [5 empty] | LED |  | Federally-Regulated Consumer Product | 02/03/2016 |  | 03/04/2020
Air Cool Industrial Co., Ltd. | Seasons | 269514 | True |  | 3 | Yes | 1577 | 10 | 158 | 2517 | 26 | 97 | 3354 | 52 | 64 | [5 empty] | LED |  | Federally-Regulated Consumer Product | 02/03/2016 |  | 03/04/2020
Quorum International | Quorum | 138525-** | True |  | 3 | Yes | 2322 | 12 | 194 | 3731 | 32 | 117 | 5481 | 70 | 78 | [5 empty] | None |  | Federally-Regulated Consumer Product | 02/03/2016 |  | 03/04/2020
Quorum International | Quorum | 139525-* | True |  | 3 | Yes | 2176 | 10 | 218 | 3987 | 32 | 125 | 5564 | 60 | 93 | [5 empty] | None |  | Federally-Regulated Consumer Product | 02/03/2016 |  | 03/04/2020
Quorum International | Quorum | 139525-** | True |  | 3 | Yes | 2176 | 10 | 218 | 3987 | 32 | 125 | 5564 | 60 | 93 | [5 empty] | None |  | Federally-Regulated Consumer Product | 02/03/2016 |  | 03/04/2020
Quorum International | Quorum | 143306-* | True |  | 3 | Yes | 1131 | 10 | 113 | 2044 | 27 | 76 | 3690 | 53 | 70 | [5 empty] | None |  | Federally-Regulated Consumer Product | 02/03/2016 |  | 03/04/2020
Quorum International | Quorum | 143306-** | True |  | 3 | Yes | 1131 | 10 | 113 | 2044 | 27 | 76 | 3690 | 53 | 70 | [5 empty] | None |  | Federally-Regulated Consumer Product | 02/03/2016 |  | 03/04/2020
Quorum International | Quorum | 143525-* | True |  | 3 | Yes | 1427 | 9 | 159 | 2998 | 31 | 97 | 5443 | 65 | 84 | [5 empty] | None |  | Federally-Regulated Consumer Product | 02/03/2016 |  | 03/04/2020
Quorum International | Quorum | 143525-** | True |  | 3 | Yes | 1427 | 9 | 159 | 2998 | 31 | 97 | 5443 | 65 | 84 | [5 empty] | None |  | Federally-Regulated Consumer Product | 02/03/2016 |  | 03/04/2020
Quorum International | Quorum | 144525-** | True |  | 3 | Yes | 2176 | 10 | 218 | 3987 | 32 | 125 | 5564 | 60 | 93 | [5 empty] | None |  | Federally-Regulated Consumer Product | 02/03/2016 |  | 03/04/2020
Quorum International | Quorum | 146525-* | True |  | 3 | Yes | 2075 | 10 | 208 | 3837 | 30 | 128 | 5550 | 61 | 91 | [5 empty] | None |  | Federally-Regulated Consumer Product | 02/03/2016 |  | 03/04/2020
Quorum International | Quorum | 146525-** | True |  | 3 | Yes | 2075 | 10 | 208 | 3837 | 30 | 128 | 5550 | 61 | 91 | [5 empty] | None |  | Federally-Regulated Consumer Product | 02/03/2016 |  | 03/04/2020
Quorum International | Quorum | 17525-* | True |  | 3 | Yes | 1508 | 9 | 168 | 3274 | 31 | 106 | 5711 | 67 | 85 | [5 empty] | None |  | Federally-Regulated Consumer Product | 02/03/2016 |  | 03/04/2020
Quorum International | Quorum | 17525-** | True |  | 3 | Yes | 1508 | 9 | 168 | 3274 | 31 | 106 | 5711 | 67 | 85 | [5 empty] | None |  | Federally-Regulated Consumer Product | 02/03/2016 |  | 03/04/2020
Quorum International | Quorum | 191525-* | True |  | 3 | Yes | 2239 | 9 | 249 | 4193 | 33 | 127 | 6905 | 84 | 82 | [5 empty] | None |  | Federally-Regulated Consumer Product | 02/03/2016 |  | 03/04/2020
Quorum International | Quorum | 191525-** | True |  | 3 | Yes | 2239 | 9 | 249 | 4193 | 33 | 127 | 6905 | 84 | 82 | [5 empty] | None |  | Federally-Regulated Consumer Product | 02/03/2016 |  | 03/04/2020
Quorum International | Quorum | 196608-* | True |  | 6 | Yes | 2520 | 4 | 630 | 4838 | 9 | 538 | 8327 | 32 | 260 | [5 empty] | None |  | Federally-Regulated Consumer Product | 02/03/2016 |  | 03/04/2020
Quorum International | Quorum | 196608-** | True |  | 6 | Yes | 2520 | 4 | 630 | 4838 | 9 | 538 | 8327 | 32 | 260 | [5 empty] | None |  | Federally-Regulated Consumer Product | 02/03/2016 |  | 03/04/2020
Quorum International | Quorum | 24563-** | True |  | 3 | Yes | 1624 | 12 | 135 | 3902 | 44 | 89 | 5062 | 62 | 82 | [5 empty] | None |  | Federally-Regulated Consumer Product | 02/05/2016 |  | 03/04/2020
Quorum International | Quorum | 27603-** | True |  | 4 | Yes | 1766 | 8 | 221 | 4135 | 36 | 115 | 5696 | 63 | 90 | [5 empty] | None |  | Federally-Regulated Consumer Product | 02/05/2016 |  | 03/04/2020
Quorum International | Quorum | 29525-** | True |  | 3 | Yes | 2172 | 11 | 197 | 4128 | 33 | 125 | 5777 | 65 | 89 | [5 empty] | None |  | Federally-Regulated Consumer Product | 02/05/2016 |  | 03/04/2020
Quorum International | Quorum | 33466-** | True |  | 3 | Yes | 2239 | 9 | 249 | 4193 | 33 | 127 | 6905 | 84 | 82 | [5 empty] | None |  | Federally-Regulated Consumer Product | 02/05/2016 |  | 03/04/2020
Quorum International | Quorum | 35525-* | True |  | 3 | Yes | 2417 | 12 | 201 | 3947 | 29 | 136 | 6080 | 68 | 89 | [5 empty] | None |  | Federally-Regulated Consumer Product | 02/05/2016 |  | 03/04/2020
Quorum International | Quorum | 35525-** | True |  | 3 | Yes | 2417 | 12 | 201 | 3947 | 29 | 136 | 6080 | 68 | 89 | [5 empty] | None |  | Federally-Regulated Consumer Product | 02/05/2016 |  | 03/04/2020
Quorum International | Quorum | 38525-** | True |  | 3 | Yes | 2176 | 10 | 218 | 3987 | 32 | 125 | 5564 | 60 | 93 | [5 empty] | None |  | Federally-Regulated Consumer Product | 02/05/2016 |  | 03/04/2020
Quorum International | Quorum | 42605-** | True |  | 3 | Yes | 3173 | 23 | 138 | 5779 | 48 | 120 | 5955 | 90 | 66 | [5 empty] | None |  | Federally-Regulated Consumer Product | 02/05/2016 |  | 03/04/2020
Quorum International | Quorum | 42705-** | True |  | 3 | Yes | 2331 | 16 | 146 | 4162 | 42 | 99 | 5637 | 74 | 76 | [5 empty] | None |  | Federally-Regulated Consumer Product | 02/05/2016 |  | 03/04/2020
Quorum International | Quorum | 43306-* | True |  | 3 | Yes | 959 | 15 | 64 | 1958 | 42 | 47 | 3690 | 53 | 70 | [5 empty] | None |  | Federally-Regulated Consumer Product | 02/05/2016 |  | 03/04/2020
Quorum International | Quorum | 43306-** | True |  | 3 | Yes | 959 | 15 | 64 | 1958 | 42 | 47 | 3690 | 53 | 70 | [5 empty] | None |  | Federally-Regulated Consumer Product | 02/05/2016 |  | 03/04/2020
Quorum International | Quorum | 43425-* | True |  | 3 | Yes | 1999 | 15 | 133 | 3549 | 37 | 96 | 4595 | 58 | 79 | [5 empty] | None |  | Federally-Regulated Consumer Product | 02/05/2016 |  | 03/04/2020
Quorum International | Quorum | 43425-** | True |  | 3 | Yes | 1999 | 15 | 133 | 3549 | 37 | 96 | 4595 | 58 | 79 | [5 empty] | None |  | Federally-Regulated Consumer Product | 02/05/2016 |  | 03/04/2020
Quorum International | Quorum | 43525-* | True |  | 3 | Yes | 1709 | 10 | 171 | 4031 | 37 | 109 | 5361 | 66 | 81 | [5 empty] | None |  | Federally-Regulated Consumer Product | 02/05/2016 |  | 03/04/2020
Quorum International | Quorum | 43525-** | True |  | 3 | Yes | 1709 | 10 | 171 | 4031 | 37 | 109 | 5361 | 66 | 81 | [5 empty] | None |  | Federally-Regulated Consumer Product | 02/05/2016 |  | 03/04/2020
Quorum International | Quorum | 49525-** | True |  | 3 | Yes | 2176 | 10 | 218 | 3987 | 32 | 125 | 5564 | 60 | 93 | [5 empty] | None |  | Federally-Regulated Consumer Product | 02/05/2016 |  | 03/04/2020
Quorum International | Quorum | 64525-** | True |  | 3 | Yes | 1970 | 15 | 131 | 3189 | 32 | 100 | 4568 | 64 | 71 | [5 empty] | None |  | Federally-Regulated Consumer Product | 02/05/2016 |  | 03/04/2020
Quorum International | Quorum | 71525-** | True |  | 3 | Yes | 1943 | 10 | 194 | 3831 | 32 | 120 | 5482 | 67 | 82 | [5 empty] | None |  | Federally-Regulated Consumer Product | 02/05/2016 |  | 03/04/2020
Quorum International | Quorum | 75445-** | True |  | 3 | Yes | 1626 | 12 | 136 | 2619 | 30 | 87 | 3529 | 46 | 77 | [5 empty] | None |  | Federally-Regulated Consumer Product | 02/05/2016 |  | 03/04/2020
Quorum International | Quorum | 77525-* | True |  | 3 | Yes | 1679 | 10 | 168 | 3133 | 29 | 108 | 5116 | 67 | 76 | [5 empty] | None |  | Federally-Regulated Consumer Product | 02/05/2016 |  | 03/04/2020
Quorum International | Quorum | 77525-** | True |  | 3 | Yes | 1679 | 10 | 168 | 3133 | 29 | 108 | 5116 | 67 | 76 | [5 empty] | None |  | Federally-Regulated Consumer Product | 02/05/2016 |  | 03/04/2020
Quorum International | Quorum | 77525-*** | True |  | 3 | Yes | 1679 | 10 | 168 | 3133 | 29 | 108 | 5116 | 67 | 76 | [5 empty] | None |  | Federally-Regulated Consumer Product | 02/05/2016 |  | 03/04/2020
Quorum International | Quorum | 77525-**** | True |  | 3 | Yes | 1679 | 10 | 168 | 3133 | 29 | 108 | 5116 | 67 | 76 | [5 empty] | None |  | Federally-Regulated Consumer Product | 02/05/2016 |  | 03/04/2020
Quorum International | Quorum | 78525-* | True |  | 3 | Yes | 2417 | 12 | 201 | 3947 | 29 | 136 | 6080 | 68 | 89 | [5 empty] | None |  | Federally-Regulated Consumer Product | 02/05/2016 |  | 03/04/2020
Quorum International | Quorum | 78525-** | True |  | 3 | Yes | 2417 | 12 | 201 | 3947 | 29 | 136 | 6080 | 68 | 89 | [5 empty] | None |  | Federally-Regulated Consumer Product | 02/05/2016 |  | 03/04/2020
Quorum International | Quorum | 79525-* | True |  | 3 | Yes | 2322 | 12 | 194 | 3731 | 32 | 117 | 5481 | 70 | 78 | [5 empty] | None |  | Federally-Regulated Consumer Product | 02/05/2016 |  | 03/04/2020
Quorum International | Quorum | 79525-** | True |  | 3 | Yes | 2322 | 12 | 194 | 3731 | 32 | 117 | 5481 | 70 | 78 | [5 empty] | None |  | Federally-Regulated Consumer Product | 02/05/2016 |  | 03/04/2020
Quorum International | Quorum | 79525-**** | True |  | 3 | Yes | 2322 | 12 | 194 | 3731 | 32 | 117 | 5481 | 70 | 78 | [5 empty] | None |  | Federally-Regulated Consumer Product | 02/05/2016 |  | 03/04/2020
Quorum International | Quorum | 81524-** | True |  | 3 | Yes | 2456 | 15 | 164 | 4321 | 40 | 108 | 6002 | 75 | 80 | [5 empty] | None |  | Federally-Regulated Consumer Product | 02/05/2016 |  | 03/04/2020
Quorum International | Quorum | 83525-** | True |  | 3 | Yes | 1943 | 10 | 194 | 3831 | 32 | 120 | 5482 | 67 | 82 | [5 empty] | None |  | Federally-Regulated Consumer Product | 02/05/2016 |  | 03/04/2020
Quorum International | Quorum | 85525-** | True |  | 3 | Yes | 2417 | 12 | 201 | 3947 | 29 | 136 | 6080 | 68 | 89 | [5 empty] | None |  | Federally-Regulated Consumer Product | 02/05/2016 |  | 03/04/2020
Quorum International | Quorum | 89525-** | True |  | 3 | Yes | 2417 | 12 | 201 | 3947 | 29 | 136 | 6080 | 68 | 89 | [5 empty] | None |  | Federally-Regulated Consumer Product | 02/05/2016 |  | 03/04/2020
Quorum International | Quorum | 91525-* | True |  | 3 | Yes | 2239 | 9 | 249 | 4193 | 33 | 127 | 6905 | 84 | 82 | [5 empty] | None |  | Federally-Regulated Consumer Product | 02/05/2016 |  | 03/04/2020
Quorum International | Quorum | 91525-** | True |  | 3 | Yes | 2239 | 9 | 249 | 4193 | 33 | 127 | 6905 | 84 | 82 | [5 empty] | None |  | Federally-Regulated Consumer Product | 02/05/2016 |  | 03/04/2020
Quorum International | Quorum | 94525-** | True |  | 3 | Yes | 1925 | 13 | 148 | 3969 | 40 | 99 | 5386 | 71 | 76 | [5 empty] | None |  | Federally-Regulated Consumer Product | 02/05/2016 |  | 03/04/2020
Quorum International | Quorum | 78525-**** | True |  | 3 | Yes | 2417 | 12 | 201 | 3947 | 29 | 136 | 6080 | 68 | 89 | [5 empty] | None |  | Federally-Regulated Consumer Product | 02/05/2016 |  | 03/04/2020
Sienhua Group North America | Home Depot Unbranded | RDB91-BN | True |  | 3 | Yes | 1659 | 27 | 61 | 2332 | 30 | 78 | 3494 | 44 | 79 | [5 empty] | Compact Flourescent |  | Federally-Regulated Consumer Product | 02/16/2016 |  | 03/04/2020
Sienhua Group North America | Home Depot Unbranded | RDB91-WH | True |  | 3 | Yes | 1659 | 27 | 61 | 2332 | 30 | 78 | 3494 | 44 | 79 | [5 empty] | Compact Flourescent |  | Federally-Regulated Consumer Product | 02/16/2016 |  | 03/04/2020
Sienhua Group North America | Home Depot Unbranded | RDB91-ORB | True |  | 3 | Yes | 1659 | 27 | 61 | 2332 | 30 | 78 | 3494 | 44 | 79 | [5 empty] | Compact Flourescent |  | Federally-Regulated Consumer Product | 02/16/2016 |  | 03/04/2020
Hunter Fan Company | Hunter | 52249 | True |  | 3 | Yes | 1869 | 7 | 267 | 2592 | 16 | 162 | 4634 | 62 | 75 | [5 empty] | Incandescent |  | Federally-Regulated Consumer Product | 02/18/2016 |  | 03/04/2020
Hunter Fan Company | Hunter | 51090 | True |  | 3 | Yes | 1021 | 7 | 146 | 1484 | 14 | 106 | 2481 | 49 | 51 | [5 empty] | Incandescent |  | Federally-Regulated Consumer Product | 02/18/2016 |  | 03/04/2020
Hunter Fan Company | Hunter | 51091 | True |  | 3 | Yes | 1021 | 7 | 146 | 1484 | 14 | 106 | 2481 | 49 | 51 | [5 empty] | Incandescent |  | Federally-Regulated Consumer Product | 02/18/2016 |  | 03/04/2020
Hunter Fan Company | Hunter | 51092 | True |  | 3 | Yes | 1021 | 7 | 146 | 1484 | 14 | 106 | 2481 | 49 | 51 | [5 empty] | Incandescent |  | Federally-Regulated Consumer Product | 02/18/2016 |  | 03/04/2020
Hunter Fan Company | Hunter | 59228 | True |  | 3 | Yes | 2114 | 11 | 192 | 3344 | 26 | 129 | 5135 | 64 | 80 | [5 empty] | Compact Flourescent |  | Federally-Regulated Consumer Product | 02/18/2016 |  | 03/04/2020
King of Fans | Harbor Breeze | 699630 | True |  | 3 | Yes | 1940 | 9 | 216 | 3352 | 26 | 129 | 5368 | 83 | 65 | [5 empty] | None |  | Federally-Regulated Consumer Product | 02/18/2016 |  | 03/04/2020
Quorum International | Quorum | 141525-9** | True |  | 3 | Yes | 1486 | 8 | 186 | 3449 | 28 | 123 | 5314 | 61 | 87 | [5 empty] | Incandescent |  | Federally-Regulated Consumer Product | 02/22/2016 |  | 03/04/2020
Fanimation | Fanimation | MA7500** | True |  | 3 | Yes | 1743 | 17 | 103 | 3010 | 34 | 89 | 3468 | 42 | 83 | [5 empty] | None |  | Federally-Regulated Consumer Product | 02/26/2016 |  | 03/04/2020
Summer Wind International, Ltd. | Minka Aire | F624-***** | True |  | 4 | Yes | 2185 | 10 | 218 | 5533 | 38 | 144 | 7566 | 71 | 106 | [5 empty] | None |  | Federally-Regulated Consumer Product | 02/29/2016 |  | 03/04/2020
Madison Avenue Lighting & Fan Co. | Hampton Bay | 34012 | True |  | 3 | Yes | 1968 | 17 | 116 | 3777 | 44 | 86 | 5358 | 74 | 72 | [5 empty] | Incandescent |  | Federally-Regulated Consumer Product | 03/07/2016 |  | 03/04/2020
Quorum International | Quorum | 13525-* | True |  | 3 | Yes | 2561 | 15 | 166 | 3579 | 30 | 118 | 5126 | 57 | 90 | [5 empty] | Compact Flourescent |  | Federally-Regulated Consumer Product | 03/09/2016 |  | 03/04/2020
Quorum International | Quorum | 13525-** | True |  | 3 | Yes | 2561 | 15 | 166 | 3579 | 30 | 118 | 5126 | 57 | 90 | [5 empty] | Compact Flourescent |  | Federally-Regulated Consumer Product | 03/09/2016 |  | 03/04/2020
Quorum International | Quorum | 143525**** | True |  | 3 | Yes | 1427 | 9 | 159 | 2998 | 31 | 97 | 5443 | 65 | 84 | [5 empty] | Incandescent |  | Federally-Regulated Consumer Product | 03/09/2016 |  | 03/04/2020
Quorum International | Quorum | 143525-9** | True |  | 3 | Yes | 1427 | 9 | 159 | 2998 | 31 | 97 | 4710 | 55 | 86 | [5 empty] | Incandescent |  | Federally-Regulated Consumer Product | 03/09/2016 |  | 03/04/2020
Quorum International | Quorum | 14525-** | True |  | 3 | Yes | 1701 | 6 | 284 | 3177 | 23 | 138 | 4560 | 54 | 84 | [5 empty] | Incandescent |  | Federally-Regulated Consumer Product | 03/09/2016 |  | 03/04/2020
Quorum International | Quorum | 14525-9** | True |  | 3 | Yes | 1701 | 6 | 284 | 3177 | 23 | 138 | 4560 | 54 | 84 | [5 empty] | Incandescent |  | Federally-Regulated Consumer Product | 03/09/2016 |  | 03/04/2020
Quorum International | Quorum | 145525-** | True |  | 4 | Yes | 3032 | 21 | 144 | 4183 | 37 | 113 | 5685 | 57 | 100 | [5 empty] | Incandescent |  | Federally-Regulated Consumer Product | 03/09/2016 |  | 03/04/2020
Quorum International | Quorum | 14583-9** | True |  | 3 | Yes | 1331 | 12 | 111 | 2536 | 27 | 94 | 4193 | 54 | 77 | [5 empty] | Incandescent |  | Federally-Regulated Consumer Product | 03/09/2016 |  | 03/04/2020
Quorum International | Quorum | 147525-* | True |  | 4 | Yes | 2852 | 20 | 143 | 4087 | 36 | 114 | 5595 | 61 | 92 | [5 empty] | Incandescent |  | Federally-Regulated Consumer Product | 03/09/2016 |  | 03/04/2020
Quorum International | Quorum | 147525-** | True |  | 4 | Yes | 2852 | 20 | 143 | 4087 | 36 | 114 | 5595 | 61 | 92 | [5 empty] | Incandescent |  | Federally-Regulated Consumer Product | 03/09/2016 |  | 03/04/2020
Quorum International | Quorum | 21542-* | True |  | 3 | Yes | 1739 | 25 | 70 | 2795 | 41 | 68 | 3028 | 48 | 63 | [5 empty] | Incandescent |  | Federally-Regulated Consumer Product | 03/09/2016 |  | 03/04/2020
Quorum International | Quorum | 21542-** | True |  | 3 | Yes | 1739 | 25 | 70 | 2795 | 41 | 68 | 3028 | 48 | 63 | [5 empty] | Incandescent |  | Federally-Regulated Consumer Product | 03/09/2016 |  | 03/04/2020
Quorum International | Quorum | 30603-** | True |  | 3 | Yes | 2116 | 21 | 99 | 3360 | 38 | 87 | 5142 | 55 | 93 | [5 empty] | Incandescent |  | Federally-Regulated Consumer Product | 03/09/2016 |  | 03/04/2020
Quorum International | Quorum | 39525-* | True |  | 4 | Yes | 1444 | 7 | 206 | 3019 | 27 | 111 | 4155 | 54 | 77 | [5 empty] | Incandescent |  | Federally-Regulated Consumer Product | 03/09/2016 |  | 03/04/2020
Quorum International | Quorum | 39525-** | True |  | 4 | Yes | 1444 | 7 | 206 | 3019 | 27 | 111 | 4155 | 54 | 77 | [5 empty] | Incandescent |  | Federally-Regulated Consumer Product | 03/09/2016 |  | 03/04/2020
Quorum International | Quorum | 48525-9** | True |  | 3 | Yes | 2294 | 17 | 135 | 3777 | 38 | 99 | 5382 | 68 | 79 | [5 empty] | Incandescent |  | Federally-Regulated Consumer Product | 03/09/2016 |  | 03/04/2020
Quorum International | Quorum | 52525-9** | True |  | 3 | Yes | 1562 | 10 | 156 | 4035 | 36 | 112 | 5048 | 60 | 84 | [5 empty] | Incandescent |  | Federally-Regulated Consumer Product | 03/09/2016 |  | 03/04/2020
Quorum International | Quorum | 600525-** | True |  | 3 | Yes | 1737 | 9 | 191 | 3730 | 32 | 117 | 4955 | 64 | 77 | [5 empty] | Incandescent |  | Federally-Regulated Consumer Product | 03/09/2016 |  | 03/04/2020
Quorum International | Quorum | 61525-9** | True |  | 3 | Yes | 2179 | 16 | 134 | 3257 | 29 | 111 | 5130 | 65 | 78 | [5 empty] | Incandescent |  | Federally-Regulated Consumer Product | 03/09/2016 |  | 03/04/2020
Quorum International | Quorum | 70443-* | True |  | 3 | Yes | 1231 | 7 | 176 | 2359 | 23 | 103 | 3395 | 46 | 74 | [5 empty] | Incandescent |  | Federally-Regulated Consumer Product | 03/09/2016 |  | 03/04/2020
Quorum International | Quorum | 70523-* | True |  | 3 | Yes | 2475 | 13 | 190 | 3587 | 27 | 133 | 4972 | 54 | 92 | [5 empty] | Incandescent |  | Federally-Regulated Consumer Product | 03/09/2016 |  | 03/04/2020
Fanimation | Fanimation | C1BN | True |  | 3 | Yes | 2147 | 12 | 178 | 4612 | 35 | 129 | 6823 | 72 | 93 | [5 empty] | None |  | Federally-Regulated Consumer Product | 03/09/2016 |  | 03/04/2020
Fanimation | Fanimation | C1DZ | True |  | 3 | Yes | 2147 | 12 | 178 | 4612 | 35 | 129 | 6823 | 72 | 93 | [5 empty] | None |  | Federally-Regulated Consumer Product | 03/09/2016 |  | 03/04/2020
Fanimation | Fanimation | C1MW | True |  | 3 | Yes | 2147 | 12 | 178 | 4612 | 35 | 129 | 6823 | 72 | 93 | [5 empty] | None |  | Federally-Regulated Consumer Product | 03/09/2016 |  | 03/04/2020
Quorum International | Quorum | 70523-** | True |  | 3 | Yes | 2475 | 13 | 190 | 3587 | 27 | 133 | 4972 | 54 | 92 | [5 empty] | Incandescent |  | Federally-Regulated Consumer Product | 03/10/2016 |  | 03/04/2020
Quorum International | Quorum | 73525-9* | True |  | 3 | Yes | 1545 | 11 | 136 | 3364 | 33 | 102 | 4718 | 57 | 83 | [5 empty] | Incandescent |  | Federally-Regulated Consumer Product | 03/10/2016 |  | 03/04/2020
Quorum International | Quorum | 73525-9** | True |  | 3 | Yes | 1545 | 11 | 136 | 3364 | 33 | 102 | 4718 | 57 | 83 | [5 empty] | Incandescent |  | Federally-Regulated Consumer Product | 03/10/2016 |  | 03/04/2020
Quorum International | Quorum | 78525-16** | True |  | 3 | Yes | 1707 | 9 | 188 | 3594 | 32 | 111 | 5882 | 78 | 75 | [5 empty] | Incandescent |  | Federally-Regulated Consumer Product | 03/10/2016 |  | 03/04/2020
Quorum International | Quorum | 78525-17** | True |  | 3 | Yes | 1707 | 9 | 188 | 3594 | 32 | 111 | 5882 | 78 | 75 | [5 empty] | Incandescent |  | Federally-Regulated Consumer Product | 03/10/2016 |  | 03/04/2020
Quorum International | Quorum | 78525-19** | True |  | 3 | Yes | 1707 | 9 | 188 | 3594 | 32 | 111 | 5882 | 78 | 75 | [5 empty] | Incandescent |  | Federally-Regulated Consumer Product | 03/10/2016 |  | 03/04/2020
King of Fans | Home Decorators Collection | 68-ATR | True |  | 3 | Yes | 3863 | 23 | 168 | 5619 | 42 | 134 | 8638 | 94 | 92 | [5 empty] | None |  | Federally-Regulated Consumer Product | 03/22/2016 |  | 03/04/2020
King of Fans | Hampton Bay | 56-ANTHL | True |  | 3 | Yes | 1894 | 16 | 118 | 3073 | 33 | 93 | 4218 | 62 | 68 | [5 empty] | Incandescent |  | Federally-Regulated Consumer Product | 03/22/2016 |  | 03/04/2020
King of Fans | Hampton Bay | 54-TS | True |  | 3 | Yes | 1685 | 17 | 99 | 2999 | 35 | 86 | 4589 | 63 | 73 | [5 empty] | Incandescent |  | Federally-Regulated Consumer Product | 03/22/2016 |  | 03/04/2020
King of Fans | Hampton Bay | 52-BRW | True |  | 3 | Yes | 1664 | 10 | 166 | 3209 | 27 | 119 | 5543 | 65 | 85 | [5 empty] | Compact Flourescent |  | Federally-Regulated Consumer Product | 03/22/2016 |  | 03/04/2020
King of Fans | Hampton Bay | 52-MNC | True |  | 3 | Yes | 2387 | 15 | 159 | 3911 | 29 | 135 | 5873 | 56 | 105 | [5 empty] | Incandescent |  | Federally-Regulated Consumer Product | 03/22/2016 |  | 03/04/2020
King of Fans | Hampton Bay | 54-WWD | True |  | 3 | Yes | 2546 | 11 | 231 | 4527 | 31 | 146 | 7506 | 72 | 104 | [5 empty] | Compact Flourescent |  | Federally-Regulated Consumer Product | 03/22/2016 |  | 03/04/2020
King of Fans | Home Decorators Collection | 52-MNC | True |  | 3 | Yes | 2611 | 13 | 201 | 3891 | 26 | 150 | 5803 | 56 | 104 | [5 empty] | Incandescent |  | Federally-Regulated Consumer Product | 03/22/2016 |  | 03/04/2020
King of Fans | Home Decorators Collection | 60-ATO | True |  | 3 | Yes | 2686 | 11 | 244 | 4865 | 34 | 143 | 6886 | 67 | 103 | [5 empty] | None |  | Federally-Regulated Consumer Product | 03/22/2016 |  | 03/04/2020
King of Fans | Home Decorators Collection | 56-ATR | True |  | 3 | Yes | 2094 | 11 | 190 | 4262 | 33 | 129 | 6470 | 73 | 89 | [5 empty] | None |  | Federally-Regulated Consumer Product | 03/22/2016 |  | 03/04/2020
King of Fans | Home Decorators Collection | 60-MCF | True |  | 4 | Yes | 2611 | 11 | 237 | 4742 | 37 | 128 | 6602 | 71 | 93 | [5 empty] | Incandescent |  | Federally-Regulated Consumer Product | 03/22/2016 |  | 03/04/2020
King of Fans | Home Decorators Collection | 52-LTM | True |  | 3 | Yes | 2472 | 14 | 177 | 3704 | 27 | 137 | 5312 | 57 | 93 | [5 empty] | Incandescent |  | Federally-Regulated Consumer Product | 03/22/2016 |  | 03/04/2020
King of Fans | Hampton Bay - Home Decorators Collection | 52-PM | True |  | 3 | Yes | 1825 | 11 | 166 | 3089 | 24 | 129 | 5693 | 60 | 95 | [5 empty] | Compact Flourescent |  | Federally-Regulated Consumer Product | 03/22/2016 |  | 03/04/2020
King of Fans | Hampton | 46-UM | True |  | 3 | Yes | 1850 | 13 | 142 | 2972 | 28 | 106 | 4286 | 50 | 86 | [5 empty] | Compact Flourescent |  | Federally-Regulated Consumer Product | 03/22/2016 |  | 03/04/2020
King of Fans | Hampton Bay | 52-MH | True |  | 3 | Yes | 2449 | 14 | 175 | 3529 | 27 | 131 | 5395 | 57 | 95 | [5 empty] | Incandescent |  | Federally-Regulated Consumer Product | 03/22/2016 |  | 03/04/2020
King of Fans | Hampton Bay | 52-CL | True |  | 3 | Yes | 2012 | 16 | 126 | 3383 | 34 | 99 | 4935 | 62 | 79 | [5 empty] | Incandescent |  | Federally-Regulated Consumer Product | 03/22/2016 |  | 03/04/2020
King of Fans | Hampton Bay | 52-ACT | True |  | 3 | Yes | 2456 | 12 | 205 | 3534 | 26 | 136 | 5508 | 57 | 97 | [5 empty] | Compact Flourescent |  | Federally-Regulated Consumer Product | 03/22/2016 |  | 03/04/2020
King of Fans | Hampton Bay | 52-BNT | True |  | 3 | Yes | 1249 | 12 | 104 | 3182 | 33 | 96 | 4845 | 66 | 73 | [5 empty] | Compact Flourescent |  | Federally-Regulated Consumer Product | 03/22/2016 |  | 03/04/2020
King of Fans | Harbor Breeze Platinum | 52-CRB | True |  | 3 | Yes | 2076 | 10 | 206 | 3532 | 26 | 136 | 5509 | 59 | 93 | [5 empty] | LED |  | Federally-Regulated Consumer Product | 04/01/2016 |  | 03/04/2020
King of Fans | Home Decorators Collection | 52-WWDO | True |  | 3 | Yes | 3053 | 14 | 217 | 4523 | 28 | 162 | 6701 | 58 | 116 | [5 empty] | LED |  | Federally-Regulated Consumer Product | 04/04/2016 |  | 03/04/2020
Champ-Ray Industrial Co.,Ltd | Big Air | GX72 | True |  | V | Yes | 4331 | 4 | 1080 | 7615 | 12 | 630 | 10203 | 29 | 350 | [5 empty] | None |  | Federally-Regulated Consumer Product | 04/06/2016 |  | 03/04/2020
Champ-Ray Industrial Co.,Ltd | Champ-Ray | GX72 | True |  | V | Yes | 4331 | 4 | 1080 | 7615 | 12 | 630 | 10203 | 29 | 350 | [5 empty] | None |  | Federally-Regulated Consumer Product | 04/06/2016 |  | 03/04/2020
Hunter Fan Company | Hunter | 59232 | True |  | 3 | Yes | 2257 | 12 | 188 | 3533 | 28 | 126 | 5444 | 65 | 84 | [5 empty] | LED |  | Federally-Regulated Consumer Product | 04/06/2016 |  | 03/04/2020
Hunter Fan Company | Hunter | 52253 | True |  | 3 | Yes | 1637 | 7 | 234 | 2535 | 16 | 158 | 4656 | 63 | 74 | [5 empty] | Incandescent |  | Federally-Regulated Consumer Product | 04/06/2016 |  | 03/04/2020
Hunter Fan Company | Hunter | 52252 | True |  | 3 | Yes | 1637 | 7 | 234 | 2535 | 16 | 158 | 4656 | 63 | 74 | [5 empty] | Incandescent |  | Federally-Regulated Consumer Product | 04/06/2016 |  | 03/04/2020
Hunter Fan Company | Hunter | 59264 | True |  | 3 | Yes | 2203 | 10 | 220 | 3604 | 26 | 139 | 5537 | 64 | 87 | [5 empty] | None |  | Federally-Regulated Consumer Product | 04/06/2016 |  | 03/04/2020
Hunter Fan Company | Hunter | 59263 | True |  | 3 | Yes | 2203 | 10 | 220 | 3604 | 26 | 139 | 5537 | 64 | 87 | [5 empty] | None |  | Federally-Regulated Consumer Product | 04/06/2016 |  | 03/04/2020
Hunter Fan Company | Hunter | 53364 | True |  | 3 | Yes | 2507 | 10 | 251 | 3842 | 25 | 154 | 5774 | 63 | 92 | [5 empty] | Incandescent |  | Federally-Regulated Consumer Product | 04/06/2016 |  | 03/04/2020
Hunter Fan Company | Hunter | 59262 | True |  | 3 | Yes | 2203 | 10 | 220 | 3604 | 26 | 139 | 5537 | 64 | 87 | [5 empty] | None |  | Federally-Regulated Consumer Product | 04/06/2016 |  | 03/04/2020
Hunter Fan Company | Hunter | 53363 | True |  | 3 | Yes | 2507 | 10 | 251 | 3842 | 25 | 154 | 5774 | 63 | 92 | [5 empty] | Incandescent |  | Federally-Regulated Consumer Product | 04/06/2016 |  | 03/04/2020
Hunter Fan Company | Hunter | 53362 | True |  | 3 | Yes | 2507 | 10 | 251 | 3842 | 25 | 154 | 5774 | 63 | 92 | [5 empty] | Incandescent |  | Federally-Regulated Consumer Product | 04/06/2016 |  | 03/04/2020
Hunter Fan Company | Hunter | 52219 | True |  | 3 | Yes | 1837 | 7 | 262 | 2615 | 16 | 163 | 4614 | 61 | 76 | [5 empty] | Incandescent |  | Federally-Regulated Consumer Product | 04/06/2016 |  | 03/04/2020
Hunter Fan Company | Hunter | 52218 | True |  | 3 | Yes | 1837 | 7 | 262 | 2615 | 16 | 163 | 4614 | 61 | 76 | [5 empty] | Incandescent |  | Federally-Regulated Consumer Product | 04/06/2016 |  | 03/04/2020
Hunter Fan Company | Hunter | 52217 | True |  | 3 | Yes | 1837 | 7 | 262 | 2615 | 16 | 163 | 4614 | 61 | 76 | [5 empty] | Incandescent |  | Federally-Regulated Consumer Product | 04/06/2016 |  | 03/04/2020
Hunter Fan Company | Hunter | 59220 | True |  | 3 | Yes | 2234 | 11 | 203 | 3338 | 26 | 128 | 4910 | 63 | 78 | [5 empty] | LED |  | Federally-Regulated Consumer Product | 04/06/2016 |  | 03/04/2020
Hunter Fan Company | Hunter | 59219 | True |  | 3 | Yes | 2234 | 11 | 203 | 3338 | 26 | 128 | 4910 | 63 | 78 | [5 empty] | LED |  | Federally-Regulated Consumer Product | 04/06/2016 |  | 03/04/2020
King of Fans | Harbor Breeze Platinum | EBZ54 | True |  | 3 | Yes | 2438 | 12 | 203 | 4046 | 33 | 122 | 6153 | 74 | 82 | [5 empty] | LED |  | Federally-Regulated Consumer Product | 04/11/2016 |  | 03/04/2020
Ventamatic, Ltd. | Big Air | ICF72 | True |  | 6 | Yes | 4331 | 4 | 980 | 7615 | 12 | 610 | 10203 | 28 | 350 | [5 empty] | None |  | Federally-Regulated Consumer Product | 04/11/2016 |  | 03/04/2020
Ventamatic, Ltd. | Big Air | ICF96 | True |  | 6 | Yes | 9152 | 10 | 850 | 11501 | 19 | 600 | 13080 | 30 | 420 | [5 empty] | None |  | Federally-Regulated Consumer Product | 04/11/2016 |  | 03/04/2020
Big Ass Fans | Haiku | S3150-X2-A*-04-03-C-F421 | True |  | 7 | Yes | 2677 | 3 | 892 | 3273 | 4 | 818 | 6205 | 14 | 443 | [5 empty] | LED |  | Federally-Regulated Consumer Product | 04/12/2016 |  | 03/04/2020
Big Ass Fans | Haiku | S3150-S0-A*-04-03-C-F421 | True |  | 7 | Yes | 2539 | 3 | 846 | 3173 | 4 | 793 | 6127 | 13 | 471 | [5 empty] | LED |  | Federally-Regulated Consumer Product | 04/12/2016 |  | 03/04/2020
Big Ass Fans | Haiku | S3150-A2-A*-04-03-C-F421 | True |  | 7 | Yes | 2653 | 3 | 884 | 3267 | 4 | 817 | 6095 | 13 | 469 | [5 empty] | LED |  | Federally-Regulated Consumer Product | 04/12/2016 |  | 03/04/2020
Big Ass Fans | Haiku | S3127-S0-A*-04-03-C-F421 | True |  | 7 | Yes | 2275 | 3 | 758 | 4228 | 8 | 529 | 5287 | 13 | 407 | [5 empty] | LED |  | Federally-Regulated Consumer Product | 04/12/2016 |  | 03/04/2020
Big Ass Fans | Haiku | S3127-A2-A*-04-03-C-F421 | True |  | 7 | Yes | 2318 | 3 | 773 | 4048 | 7 | 578 | 5328 | 13 | 410 | [5 empty] | LED |  | Federally-Regulated Consumer Product | 04/12/2016 |  | 03/04/2020
Big Ass Fans | Haiku | B3213-X4-B*-04-03-D | True |  | 7 | Yes | 4060 | 3 | 1353 | 6011 | 5 | 1202 | 7794 | 9 | 866 | [5 empty] | LED |  | Federally-Regulated Consumer Product | 04/12/2016 |  | 03/04/2020
Big Ass Fans | Haiku | B3213-X4-A*-04-03-D-F421 | True |  | 7 | Yes | 4772 | 3 | 1591 | 7319 | 6 | 1220 | 9471 | 11 | 861 | [5 empty] | LED |  | Federally-Regulated Consumer Product | 04/12/2016 |  | 03/04/2020
Litex Industries | Harbor Breeze | UPT52OSB5C1 | True |  | 3 | Yes | 2335 | 35 | 67 | 3325 | 40 | 83 | 4426 | 58 | 76 | [5 empty] | None |  | Federally-Regulated Consumer Product | 04/12/2016 |  | 03/04/2020
Champ-Ray Industrial Co.,Ltd | Big Air | GX96 | True |  | V | Yes | 9152 | 11 | 830 | 11501 | 19 | 605 | 13080 | 30 | 436 | [5 empty] | None |  | Federally-Regulated Consumer Product | 04/19/2016 |  | 03/04/2020
Champ-Ray Industrial Co.,Ltd | Champ-Ray | GX96 | True |  | V | Yes | 9152 | 11 | 830 | 11501 | 19 | 605 | 13080 | 30 | 436 | [5 empty] | None |  | Federally-Regulated Consumer Product | 04/19/2016 |  | 03/04/2020
Summer Wind International, Ltd. | Minka Aire | F727-***** | True |  | 4 | Yes | 1911 | 8 | 238 | 3163 | 20 | 155 | 6664 | 85 | 78 | [5 empty] | None |  | Federally-Regulated Consumer Product | 04/22/2016 |  | 03/04/2020
Summer Wind International, Ltd. | Minka Aire | F899L-***** | True |  | 6 | Yes | 7803 | 11 | 678 | 10813 | 26 | 410 | 13350 | 45 | 295 | [5 empty] | LED |  | Federally-Regulated Consumer Product | 04/22/2016 |  | 03/04/2020
HKC - Hong Kong China Electric Appliance | Honeywell | 10283 | True |  | 3 | Yes | 1677 | 10 | 167 | 3020 | 26 | 116 | 4344 | 55 | 78 | [5 empty] | Incandescent |  | Federally-Regulated Consumer Product | 04/27/2016 |  | 03/04/2020
HKC - Hong Kong China Electric Appliance | Honeywell | 10268 | True |  | 3 | Yes | 1334 | 10 | 133 | 3103 | 28 | 111 | 4348 | 60 | 72 | [5 empty] | Other |  | Federally-Regulated Consumer Product | 04/27/2016 |  | 03/04/2020
HKC - Hong Kong China Electric Appliance | Honeywell | 10288 | True |  | 3 | Yes | 1430 | 10 | 143 | 2697 | 28 | 96 | 4001 | 61 | 65 | [5 empty] | Incandescent |  | Federally-Regulated Consumer Product | 04/27/2016 |  | 03/04/2020
HKC - Hong Kong China Electric Appliance | Honeywell | 10285 | True |  | 3 | Yes | 1696 | 10 | 169 | 3004 | 26 | 115 | 4198 | 52 | 80 | [5 empty] | Compact Flourescent |  | Federally-Regulated Consumer Product | 04/27/2016 |  | 03/04/2020
HKC - Hong Kong China Electric Appliance | Honeywell | 10267 | True |  | 3 | Yes | 984 | 33 | 29 | 1984 | 37 | 53 | 2934 | 49 | 60 | [5 empty] | Incandescent |  | Federally-Regulated Consumer Product | 04/27/2016 |  | 03/04/2020
HKC - Hong Kong China Electric Appliance | Honeywell | 10290 | True |  | 3 | Yes | 1689 | 11 | 153 | 3345 | 29 | 114 | 5123 | 63 | 81 | [5 empty] | LED |  | Federally-Regulated Consumer Product | 04/27/2016 |  | 03/04/2020
Summer Wind International, Ltd. | Hampton Bay | CL11012 | True |  | 6 | Yes | 3665 | 6 | 610 | 5277 | 13 | 405 | 7696 | 36 | 213 | [5 empty] | Incandescent |  | Federally-Regulated Consumer Product | 04/27/2016 |  | 03/04/2020
Summer Wind International, Ltd. | Hampton Bay | CL11056 | True |  | 3 | Yes | 1881 | 11 | 171 | 3435 | 33 | 104 | 4606 | 57 | 80 | [5 empty] | Incandescent |  | Federally-Regulated Consumer Product | 04/27/2016 |  | 03/04/2020
Summer Wind International, Ltd. | Hampton Bay | DA11005 | True |  | 3 | Yes | 1707 | 10 | 170 | 3605 | 35 | 103 | 5010 | 61 | 82 | [5 empty] | Compact Flourescent |  | Federally-Regulated Consumer Product | 04/27/2016 |  | 03/04/2020
Summer Wind International, Ltd. | Hampton Bay | CF552B-IDL | True |  | 3 | Yes | 1732 | 11 | 157 | 3150 | 31 | 101 | 4750 | 58 | 81 | [5 empty] | Incandescent |  | Federally-Regulated Consumer Product | 04/27/2016 |  | 03/04/2020
Summer Wind International, Ltd. | Hampton Bay | CF552B-CK52 | True |  | 3 | Yes | 1962 | 10 | 196 | 3660 | 32 | 114 | 4978 | 62 | 80 | [5 empty] | Compact Flourescent |  | Federally-Regulated Consumer Product | 04/27/2016 |  | 03/04/2020
Summer Wind International, Ltd. | Hampton Bay | CF552B-CHA | True |  | 3 | Yes | 1852 | 10 | 185 | 6437 | 32 | 201 | 4787 | 62 | 77 | [5 empty] | Compact Flourescent |  | Federally-Regulated Consumer Product | 04/27/2016 |  | 03/04/2020
HKC - Hong Kong China Electric Appliance | Mainstays | 10251 | True |  | 3 | Yes | 1377 | 12 | 114 | 2710 | 28 | 96 | 3767 | 52 | 72 | [5 empty] | Incandescent |  | Federally-Regulated Consumer Product | 04/27/2016 |  | 03/04/2020
HKC - Hong Kong China Electric Appliance | Mainstays | 10250 | True |  | 3 | Yes | 1377 | 12 | 114 | 2710 | 28 | 96 | 3767 | 52 | 72 | [5 empty] | Incandescent |  | Federally-Regulated Consumer Product | 04/27/2016 |  | 03/04/2020
HKC - Hong Kong China Electric Appliance | Honeywell | 10282 | True |  | 3 | Yes | 1677 | 10 | 167 | 3020 | 26 | 116 | 4344 | 55 | 78 | [5 empty] | Incandescent |  | Federally-Regulated Consumer Product | 04/28/2016 |  | 03/04/2020
HKC - Hong Kong China Electric Appliance | Honeywell | 10207 | True |  | 3 | Yes | 2221 | 11 | 202 | 3608 | 32 | 112 | 5106 | 66 | 77 | [5 empty] | Incandescent |  | Federally-Regulated Consumer Product | 04/28/2016 |  | 03/04/2020
Hunter Fan Company | Hunter | 59241 | True |  | 3 | Yes | 1701 | 12 | 142 | 2580 | 27 | 96 | 4107 | 66 | 62 | [5 empty] | LED |  | Federally-Regulated Consumer Product | 04/29/2016 |  | 03/04/2020
Hunter Fan Company | Hunter | 59242 | True |  | 3 | Yes | 1701 | 12 | 142 | 2580 | 27 | 96 | 4107 | 66 | 62 | [5 empty] | LED |  | Federally-Regulated Consumer Product | 04/29/2016 |  | 03/04/2020
Hunter Fan Company | Hunter | 59213 | True |  | 3 | Yes | 2327 | 9 | 259 | 3740 | 27 | 139 | 6636 | 83 | 80 | [5 empty] | Compact Flourescent |  | Federally-Regulated Consumer Product | 04/29/2016 |  | 03/04/2020
Hunter Fan Company | Hunter | 59214 | True |  | 3 | Yes | 2327 | 9 | 259 | 3740 | 27 | 139 | 6636 | 83 | 80 | [5 empty] | Compact Flourescent |  | Federally-Regulated Consumer Product | 04/29/2016 |  | 03/04/2020
Hunter Fan Company | Hunter | 53350 | True |  | 3 | Yes | 2160 | 9 | 240 | 3328 | 25 | 133 | 5100 | 65 | 78 | [5 empty] | None |  | Federally-Regulated Consumer Product | 04/29/2016 |  | 03/04/2020
Hunter Fan Company | Hunter | 53351 | True |  | 3 | Yes | 2160 | 9 | 240 | 3328 | 25 | 133 | 5100 | 65 | 78 | [5 empty] | None |  | Federally-Regulated Consumer Product | 04/29/2016 |  | 03/04/2020
Hunter Fan Company | Hunter | 54164 | True |  | 3 | Yes | 1822 | 10 | 182 | 2816 | 28 | 101 | 4275 | 82 | 52 | [5 empty] | LED |  | Federally-Regulated Consumer Product | 04/29/2016 |  | 03/04/2020
Hunter Fan Company | Hunter | 54165 | True |  | 3 | Yes | 1822 | 10 | 182 | 2816 | 28 | 101 | 4275 | 82 | 52 | [5 empty] | LED |  | Federally-Regulated Consumer Product | 04/29/2016 |  | 03/04/2020
Hunter Fan Company | Hunter | 59245 | True |  | 3 | Yes | 2037 | 13 | 157 | 3085 | 30 | 103 | 4250 | 60 | 71 | [5 empty] | LED |  | Federally-Regulated Consumer Product | 04/29/2016 |  | 03/04/2020
Hunter Fan Company | Hunter | 59246 | True |  | 3 | Yes | 2037 | 13 | 157 | 3085 | 30 | 103 | 4250 | 60 | 71 | [5 empty] | LED |  | Federally-Regulated Consumer Product | 04/29/2016 |  | 03/04/2020
Hunter Fan Company | Hunter | 59243 | True |  | 3 | Yes | 1319 | 13 | 101 | 2188 | 30 | 73 | 3157 | 61 | 52 | [5 empty] | LED |  | Federally-Regulated Consumer Product | 04/29/2016 |  | 03/04/2020
Hunter Fan Company | Hunter | 59244 | True |  | 3 | Yes | 1319 | 13 | 101 | 2188 | 30 | 73 | 3157 | 61 | 52 | [5 empty] | LED |  | Federally-Regulated Consumer Product | 04/29/2016 |  | 03/04/2020
Hunter Fan Company | Hunter | 59230 | True |  | 3 | Yes | 2260 | 9 | 251 | 3411 | 24 | 142 | 5159 | 62 | 83 | [5 empty] | Compact Flourescent |  | Federally-Regulated Consumer Product | 04/29/2016 |  | 03/04/2020
Hunter Fan Company | Hunter | 52225 | True |  | 3 | Yes | 1640 | 8 | 205 | 2404 | 16 | 150 | 4255 | 60 | 71 | [5 empty] | LED |  | Federally-Regulated Consumer Product | 04/29/2016 |  | 03/04/2020
Hunter Fan Company | Hunter | 52226 | True |  | 3 | Yes | 1640 | 8 | 205 | 2404 | 16 | 150 | 4255 | 60 | 71 | [5 empty] | LED |  | Federally-Regulated Consumer Product | 04/29/2016 |  | 03/04/2020
Hunter Fan Company | Hunter | 52227 | True |  | 3 | Yes | 1640 | 8 | 205 | 2404 | 16 | 150 | 4255 | 60 | 71 | [5 empty] | LED |  | Federally-Regulated Consumer Product | 04/29/2016 |  | 03/04/2020
Hunter Fan Company | Hunter | 52228 | True |  | 3 | Yes | 1640 | 8 | 205 | 2404 | 16 | 150 | 4255 | 60 | 71 | [5 empty] | LED |  | Federally-Regulated Consumer Product | 04/29/2016 |  | 03/04/2020
Hunter Fan Company | Hunter | 52229 | True |  | 3 | Yes | 1640 | 8 | 205 | 2404 | 16 | 150 | 4255 | 60 | 71 | [5 empty] | LED |  | Federally-Regulated Consumer Product | 04/29/2016 |  | 03/04/2020
Hunter Fan Company | Hunter | 52230 | True |  | 3 | Yes | 1640 | 8 | 205 | 2404 | 16 | 150 | 4255 | 60 | 71 | [5 empty] | LED |  | Federally-Regulated Consumer Product | 04/29/2016 |  | 03/04/2020
Hunter Fan Company | Hunter | 59238 | True |  | 3 | Yes | 2444 | 12 | 204 | 3713 | 27 | 138 | 5414 | 61 | 89 | [5 empty] | LED |  | Federally-Regulated Consumer Product | 04/29/2016 |  | 03/04/2020
Hunter Fan Company | Hunter | 59239 | True |  | 3 | Yes | 2444 | 12 | 204 | 3713 | 27 | 138 | 5414 | 61 | 89 | [5 empty] | LED |  | Federally-Regulated Consumer Product | 04/29/2016 |  | 03/04/2020
King of Fans | Home Decorators Collection | 68-ATRDC | True |  | 9 | Yes | 3569 | 3 | 1190 | 6429 | 9 | 714 | 9634 | 32 | 301 | [5 empty] | None |  | Federally-Regulated Consumer Product | 05/05/2016 |  | 03/04/2020
Madison Avenue Lighting & Fan Co. | Hampton Bay | 34313 | True |  | 3 | Yes | 2879 | 20 | 144 | 4320 | 52 | 83 | 5866 | 110 | 53 | [5 empty] | Other |  | Federally-Regulated Consumer Product | 05/20/2016 |  | 03/04/2020
Madison Avenue Lighting & Fan Co. | Hampton Bay | 34889 | True |  | 3 | Yes | 1035 | 16 | 65 | 3100 | 44 | 70 | 5631 | 78 | 72 | [5 empty] | Other |  | Federally-Regulated Consumer Product | 05/20/2016 |  | 03/04/2020
Madison Avenue Lighting & Fan Co. | Hampton Bay | 34112 | True |  | 3 | Yes | 2506 | 15 | 167 | 4216 | 40 | 105 | 5794 | 72 | 80 | [5 empty] | Other |  | Federally-Regulated Consumer Product | 05/20/2016 |  | 03/04/2020
Hunter Fan Company | Hunter | 59174 | True |  | 3 | Yes | 2237 | 11 | 203 | 3456 | 27 | 128 | 5055 | 62 | 82 | [5 empty] | LED |  | Federally-Regulated Consumer Product | 05/20/2016 |  | 03/04/2020
Hunter Fan Company | Hunter | 52250 | True |  | 3 | Yes | 1707 | 7 | 244 | 2584 | 16 | 162 | 4759 | 62 | 77 | [5 empty] | LED |  | Federally-Regulated Consumer Product | 05/20/2016 |  | 03/04/2020
Hunter Fan Company | Hunter | 52251 | True |  | 3 | Yes | 1707 | 7 | 244 | 2584 | 16 | 162 | 4759 | 62 | 77 | [5 empty] | LED |  | Federally-Regulated Consumer Product | 05/20/2016 |  | 03/04/2020
Hunter Fan Company | Hunter | 54174 | True |  | 3 | Yes | 2630 | 10 | 263 | 4440 | 28 | 159 | 7062 | 81 | 87 | [5 empty] | LED |  | Federally-Regulated Consumer Product | 05/20/2016 |  | 03/04/2020
Hunter Fan Company | Hunter | 53353 | True |  | 3 | Yes | 2215 | 10 | 222 | 3426 | 26 | 132 | 5070 | 62 | 82 | [5 empty] | LED |  | Federally-Regulated Consumer Product | 05/20/2016 |  | 03/04/2020
Hunter Fan Company | Hunter | 53354 | True |  | 3 | Yes | 2215 | 10 | 222 | 3426 | 26 | 132 | 5070 | 62 | 82 | [5 empty] | LED |  | Federally-Regulated Consumer Product | 05/20/2016 |  | 03/04/2020
Hunter Fan Company | Hunter | 53355 | True |  | 3 | Yes | 1641 | 10 | 164 | 2615 | 25 | 105 | 3613 | 63 | 57 | [5 empty] | LED |  | Federally-Regulated Consumer Product | 05/20/2016 |  | 03/04/2020
Hunter Fan Company | Hunter | 53356 | True |  | 3 | Yes | 1641 | 10 | 164 | 2615 | 25 | 105 | 3613 | 63 | 57 | [5 empty] | LED |  | Federally-Regulated Consumer Product | 05/20/2016 |  | 03/04/2020
Hunter Fan Company | Hunter | 53358 | True |  | 3 | Yes | 2251 | 10 | 225 | 3509 | 26 | 135 | 5295 | 63 | 84 | [5 empty] | Compact Flourescent |  | Federally-Regulated Consumer Product | 05/20/2016 |  | 03/04/2020
Hunter Fan Company | Hunter | 53359 | True |  | 3 | Yes | 2251 | 10 | 225 | 3509 | 26 | 135 | 5295 | 63 | 84 | [5 empty] | Compact Flourescent |  | Federally-Regulated Consumer Product | 05/20/2016 |  | 03/04/2020
Hunter Fan Company | Hunter | 53360 | True |  | 3 | Yes | 2251 | 10 | 225 | 3509 | 26 | 135 | 5295 | 63 | 84 | [5 empty] | Compact Flourescent |  | Federally-Regulated Consumer Product | 05/20/2016 |  | 03/04/2020
Hunter Fan Company | Hunter | 52232 | True |  | 3 | Yes | 1685 | 7 | 241 | 2433 | 16 | 152 | 4311 | 61 | 71 | [5 empty] | LED |  | Federally-Regulated Consumer Product | 05/20/2016 |  | 03/04/2020
Hunter Fan Company | Hunter | 52233 | True |  | 3 | Yes | 1685 | 7 | 241 | 2433 | 16 | 152 | 4311 | 61 | 71 | [5 empty] | LED |  | Federally-Regulated Consumer Product | 05/20/2016 |  | 03/04/2020
HKC - Hong Kong China Electric Appliance | Harbor Breeze | 747606 | True |  | 3 | Yes | 1261 | 11 | 114 | 2738 | 27 | 101 | 3877 | 54 | 71 | [5 empty] | Incandescent |  | Federally-Regulated Consumer Product | 05/25/2016 |  | 03/04/2020
HKC - Hong Kong China Electric Appliance | Harbor Breeze | 749607 | True |  | 3 | Yes | 1447 | 11 | 131 | 3072 | 27 | 113 | 3931 | 52 | 75 | [5 empty] | Incandescent |  | Federally-Regulated Consumer Product | 05/25/2016 |  | 03/04/2020
HKC - Hong Kong China Electric Appliance | Harbor Breeze | 749608 | True |  | 3 | Yes | 1447 | 11 | 131 | 3072 | 27 | 113 | 3931 | 52 | 75 | [5 empty] | Incandescent |  | Federally-Regulated Consumer Product | 05/25/2016 |  | 03/04/2020
HKC - Hong Kong China Electric Appliance | Harbor Breeze | 749610 | True |  | 3 | Yes | 1332 | 10 | 133 | 3616 | 28 | 129 | 6230 | 66 | 94 | [5 empty] | Incandescent |  | Federally-Regulated Consumer Product | 05/25/2016 |  | 03/04/2020
HKC - Hong Kong China Electric Appliance | Harbor Breeze | 599656 | True |  | 3 | Yes | 1510 | 10 | 151 | 2987 | 25 | 119 | 4133 | 55 | 75 | [5 empty] | Incandescent |  | Federally-Regulated Consumer Product | 05/25/2016 |  | 03/04/2020
HKC - Hong Kong China Electric Appliance | Harbor Breeze | 599848 | True |  | 3 | Yes | 1510 | 10 | 151 | 2987 | 25 | 119 | 4133 | 55 | 75 | [5 empty] | Incandescent |  | Federally-Regulated Consumer Product | 05/25/2016 |  | 03/04/2020
HKC - Hong Kong China Electric Appliance | Harbor Breeze | 599849 | True |  | 3 | Yes | 1510 | 10 | 151 | 2987 | 25 | 119 | 4133 | 55 | 75 | [5 empty] | Incandescent |  | Federally-Regulated Consumer Product | 05/25/2016 |  | 03/04/2020
HKC - Hong Kong China Electric Appliance | Harbor Breeze | 593749 | True |  | 3 | Yes | 2374 | 11 | 215 | 3574 | 26 | 137 | 4924 | 55 | 89 | [5 empty] | Incandescent |  | Federally-Regulated Consumer Product | 05/25/2016 |  | 03/04/2020
Summer Wind International, Ltd. | Hampton Bay | CF548KR-CL160 (BN) | True |  | 3 | Yes | 1873 | 13 | 141 | 2724 | 23 | 117 | 4101 | 46 | 87 | [5 empty] | LED |  | Federally-Regulated Consumer Product | 05/26/2016 |  | 03/04/2020
Summer Wind International, Ltd. | Hampton Bay | CF548KR-CL160 (ORB) | True |  | 3 | Yes | 1873 | 13 | 141 | 2724 | 23 | 117 | 4101 | 46 | 87 | [5 empty] | LED |  | Federally-Regulated Consumer Product | 05/26/2016 |  | 03/04/2020
Quorum International | Quorum | 196728-* | True |  | 6 | Yes | 2539 | 4 | 635 | 4180 | 8 | 523 | 6373 | 30 | 212 | [5 empty] | None |  | Federally-Regulated Consumer Product | 06/08/2016 |  | 03/04/2020
Quorum International | Quorum | 196728-** | True |  | 6 | Yes | 2539 | 4 | 635 | 4180 | 8 | 523 | 6373 | 30 | 212 | [5 empty] | None |  | Federally-Regulated Consumer Product | 06/08/2016 |  | 03/04/2020
Quorum International | Quorum International | 174525-9** | True |  | 4 | Yes | 1558 | 9 | 173 | 4064 | 39 | 104 | 5135 | 60 | 85 | [5 empty] | Incandescent |  | Federally-Regulated Consumer Product | 06/08/2016 |  | 03/04/2020
Quorum International | Quorum International | 18524-* | True |  | 3 | Yes | 2115 | 12 | 176 | 4818 | 46 | 105 | 5499 | 59 | 93 | [5 empty] | Incandescent |  | Federally-Regulated Consumer Product | 06/08/2016 |  | 03/04/2020
Quorum International | Quorum International | 18524-** | True |  | 3 | Yes | 2115 | 12 | 176 | 4818 | 46 | 105 | 5499 | 59 | 93 | [5 empty] | Incandescent |  | Federally-Regulated Consumer Product | 06/08/2016 |  | 03/04/2020
Quorum International | Quorum International | 191525-** | True |  | 3 | Yes | 2144 | 12 | 179 | 3738 | 33 | 113 | 5124 | 57 | 90 | [5 empty] | Incandescent |  | Federally-Regulated Consumer Product | 06/08/2016 |  | 03/04/2020
Quorum International | Quorum International | 20543-9* | True |  | 3 | Yes | 2570 | 17 | 151 | 3874 | 38 | 102 | 5560 | 67 | 83 | [5 empty] | Incandescent |  | Federally-Regulated Consumer Product | 06/08/2016 |  | 03/04/2020
Quorum International | Quorum International | 20543-9** | True |  | 3 | Yes | 2570 | 17 | 151 | 3874 | 38 | 102 | 5560 | 67 | 83 | [5 empty] | Incandescent |  | Federally-Regulated Consumer Product | 06/08/2016 |  | 03/04/2020
Quorum International | Quorum International | 36525-9** | True |  | 4 | Yes | 1216 | 8 | 152 | 2239 | 21 | 107 | 5369 | 63 | 85 | [5 empty] | Incandescent |  | Federally-Regulated Consumer Product | 06/08/2016 |  | 03/04/2020
Quorum International | Quorum International | 70443-** | True |  | 3 | Yes | 1231 | 7 | 176 | 2359 | 23 | 102 | 3395 | 46 | 74 | [5 empty] | Incandescent |  | Federally-Regulated Consumer Product | 06/08/2016 |  | 03/04/2020
Quorum International | Quorum International | 77525-16** | True |  | 3 | Yes | 1679 | 9 | 186 | 3133 | 29 | 108 | 5116 | 67 | 76 | [5 empty] | Incandescent |  | Federally-Regulated Consumer Product | 06/08/2016 |  | 03/04/2020
Quorum International | Quorum International | 7752516*** | True |  | 3 | Yes | 1679 | 9 | 186 | 3133 | 29 | 108 | 5116 | 67 | 76 | [5 empty] | Incandescent |  | Federally-Regulated Consumer Product | 06/08/2016 |  | 03/04/2020
Quorum International | Quorum International | 77525-17** | True |  | 3 | Yes | 1679 | 9 | 186 | 3133 | 29 | 108 | 5116 | 67 | 76 | [5 empty] | Incandescent |  | Federally-Regulated Consumer Product | 06/08/2016 |  | 03/04/2020
Quorum International | Quorum International | 77525-18** | True |  | 3 | Yes | 1679 | 9 | 186 | 3133 | 29 | 108 | 5116 | 67 | 76 | [5 empty] | Incandescent |  | Federally-Regulated Consumer Product | 06/08/2016 |  | 03/04/2020
Quorum International | Quorum International | 77525-24** | True |  | 3 | Yes | 2386 | 10 | 239 | 4353 | 30 | 145 | 5948 | 59 | 101 | [5 empty] | Incandescent |  | Federally-Regulated Consumer Product | 06/08/2016 |  | 03/04/2020
Quorum International | Quorum International | 77525-25** | True |  | 3 | Yes | 2386 | 10 | 239 | 4353 | 30 | 145 | 5948 | 59 | 101 | [5 empty] | Incandescent |  | Federally-Regulated Consumer Product | 06/08/2016 |  | 03/04/2020
Quorum International | Quorum International | 77525-81** | True |  | 3 | Yes | 1679 | 9 | 186 | 3133 | 29 | 108 | 5116 | 67 | 76 | [5 empty] | Incandescent |  | Federally-Regulated Consumer Product | 06/08/2016 |  | 03/04/2020
Quorum International | Quorum International | 77525-26** | True |  | 3 | Yes | 2386 | 10 | 239 | 4353 | 30 | 145 | 5948 | 59 | 101 | [5 empty] | Incandescent |  | Federally-Regulated Consumer Product | 06/08/2016 |  | 03/04/2020
Quorum International | Quorum International | 7752581*** | True |  | 3 | Yes | 1679 | 9 | 186 | 3133 | 29 | 108 | 5116 | 67 | 76 | [5 empty] | Incandescent |  | Federally-Regulated Consumer Product | 06/08/2016 |  | 03/04/2020
Quorum International | Quorum International | 77525-82** | True |  | 3 | Yes | 1679 | 9 | 186 | 3133 | 29 | 108 | 5116 | 67 | 76 | [5 empty] | Incandescent |  | Federally-Regulated Consumer Product | 06/08/2016 |  | 03/04/2020
Quorum International | Quorum International | 77525-83** | True |  | 3 | Yes | 1679 | 9 | 186 | 3133 | 29 | 108 | 5116 | 67 | 76 | [5 empty] | Incandescent |  | Federally-Regulated Consumer Product | 06/08/2016 |  | 03/04/2020
Quorum International | Quorum International | 77525-87** | True |  | 3 | Yes | 2213 | 10 | 221 | 4003 | 30 | 133 | 5753 | 62 | 93 | [5 empty] | Compact Flourescent |  | Federally-Regulated Consumer Product | 06/09/2016 |  | 03/04/2020
Quorum International | Quorum International | 77525-88** | True |  | 3 | Yes | 2213 | 10 | 221 | 4003 | 30 | 133 | 5753 | 62 | 93 | [5 empty] | Compact Flourescent |  | Federally-Regulated Consumer Product | 06/09/2016 |  | 03/04/2020
Quorum International | Quorum International | 77525-89** | True |  | 3 | Yes | 2213 | 10 | 221 | 4003 | 30 | 133 | 5753 | 62 | 93 | [5 empty] | Compact Flourescent |  | Federally-Regulated Consumer Product | 06/09/2016 |  | 03/04/2020
Quorum International | Quorum International | 77525-94** | True |  | 3 | Yes | 1679 | 9 | 186 | 3133 | 29 | 108 | 5116 | 67 | 76 | [5 empty] | Incandescent |  | Federally-Regulated Consumer Product | 06/09/2016 |  | 03/04/2020
Quorum International | Quorum International | 77525-95** | True |  | 3 | Yes | 1679 | 9 | 186 | 3133 | 29 | 108 | 5116 | 67 | 76 | [5 empty] | Incandescent |  | Federally-Regulated Consumer Product | 06/09/2016 |  | 03/04/2020
Quorum International | Quorum International | 77525-92** | True |  | 3 | Yes | 1679 | 9 | 186 | 3133 | 29 | 108 | 5116 | 67 | 76 | [5 empty] | Incandescent |  | Federally-Regulated Consumer Product | 06/09/2016 |  | 03/04/2020
Quorum International | Quorum International | 81725-* | True |  | 6 | Yes | 4080 | 4 | 1020 | 6048 | 9 | 672 | 9873 | 32 | 308 | [5 empty] | Incandescent |  | Federally-Regulated Consumer Product | 06/09/2016 |  | 03/04/2020
Quorum International | Quorum International | 81725-** | True |  | 6 | Yes | 4080 | 4 | 1020 | 6048 | 9 | 672 | 9873 | 32 | 308 | [5 empty] | Incandescent |  | Federally-Regulated Consumer Product | 06/09/2016 |  | 03/04/2020
Quorum International | Quorum International | 84708-** | True |  | 6 | Yes | 2185 | 3 | 728 | 3769 | 5 | 754 | 6155 | 12 | 513 | [5 empty] | Incandescent |  | Federally-Regulated Consumer Product | 06/09/2016 |  | 03/04/2020
Quorum International | Quorum International | 98604-** | True |  | 6 | Yes | 1692 | 4 | 423 | 3410 | 9 | 379 | 5702 | 31 | 184 | [5 empty] | Compact Flourescent |  | Federally-Regulated Consumer Product | 06/09/2016 |  | 03/04/2020
Summer Wind International, Ltd. | Minka Aire | F617L-***** | True |  | 6 | Yes | 2457 | 4 | 614 | 4247 | 10 | 424 | 7039 | 33 | 213 | [5 empty] | LED |  | Federally-Regulated Consumer Product | 06/17/2016 |  | 03/04/2020
Hunter Fan Company | Hunter | 52254 | True |  | 3 | Yes | 1895 | 9 | 211 | 2736 | 17 | 161 | 4961 | 64 | 78 | [5 empty] | Incandescent |  | Federally-Regulated Consumer Product | 06/17/2016 |  | 03/04/2020
Hunter Fan Company | Hunter | 52255 | True |  | 3 | Yes | 1895 | 9 | 211 | 2736 | 17 | 161 | 4961 | 64 | 78 | [5 empty] | Incandescent |  | Federally-Regulated Consumer Product | 06/17/2016 |  | 03/04/2020
Hunter Fan Company | Hunter | 59265 | True |  | 3 | Yes | 1595 | 7 | 228 | 2414 | 15 | 161 | 4788 | 65 | 74 | [5 empty] | Compact Flourescent |  | Federally-Regulated Consumer Product | 06/17/2016 |  | 03/04/2020
Hunter Fan Company | Hunter | 59266 | True |  | 3 | Yes | 1595 | 7 | 228 | 2414 | 15 | 161 | 4788 | 65 | 74 | [5 empty] | Compact Flourescent |  | Federally-Regulated Consumer Product | 06/17/2016 |  | 03/04/2020
Hunter Fan Company | Hunter | 59267 | True |  | 3 | Yes | 1595 | 7 | 228 | 2414 | 15 | 161 | 4788 | 65 | 74 | [5 empty] | Compact Flourescent |  | Federally-Regulated Consumer Product | 06/17/2016 |  | 03/04/2020
Hunter Fan Company | Hunter | 59268 | True |  | 3 | Yes | 1412 | 7 | 202 | 2188 | 16 | 137 | 3955 | 63 | 63 | [5 empty] | Compact Flourescent |  | Federally-Regulated Consumer Product | 06/17/2016 |  | 03/04/2020
Hunter Fan Company | Hunter | 59269 | True |  | 3 | Yes | 1412 | 7 | 202 | 2188 | 16 | 137 | 3955 | 63 | 63 | [5 empty] | Compact Flourescent |  | Federally-Regulated Consumer Product | 06/17/2016 |  | 03/04/2020
Hunter Fan Company | Hunter | 59270 | True |  | 3 | Yes | 1412 | 7 | 202 | 2188 | 16 | 137 | 3955 | 63 | 63 | [5 empty] | Compact Flourescent |  | Federally-Regulated Consumer Product | 06/17/2016 |  | 03/04/2020
Hunter Fan Company | Hunter | 59259 | True |  | 3 | Yes | 1924 | 11 | 175 | 2917 | 25 | 117 | 4529 | 61 | 74 | [5 empty] | LED |  | Federally-Regulated Consumer Product | 06/17/2016 |  | 03/04/2020
Hunter Fan Company | Hunter | 59260 | True |  | 3 | Yes | 1924 | 11 | 175 | 2917 | 25 | 117 | 4529 | 61 | 74 | [5 empty] | LED |  | Federally-Regulated Consumer Product | 06/17/2016 |  | 03/04/2020
Hunter Fan Company | Hunter | 59257 | True |  | 3 | Yes | 2325 | 12 | 194 | 3603 | 27 | 133 | 5383 | 63 | 85 | [5 empty] | LED |  | Federally-Regulated Consumer Product | 06/17/2016 |  | 03/04/2020
Hunter Fan Company | Hunter | 59258 | True |  | 3 | Yes | 2325 | 12 | 194 | 3603 | 27 | 133 | 5383 | 63 | 85 | [5 empty] | LED |  | Federally-Regulated Consumer Product | 06/17/2016 |  | 03/04/2020
Hunter Fan Company | Hunter | 59271 | True |  | 4 | Yes | 2029 | 10 | 203 | 4309 | 44 | 98 | 5971 | 83 | 72 | [5 empty] | LED |  | Federally-Regulated Consumer Product | 06/17/2016 |  | 03/04/2020
Hunter Fan Company | Hunter | 59226 | True |  | 4 | Yes | 2378 | 11 | 216 | 4850 | 43 | 113 | 6800 | 85 | 80 | [5 empty] | LED |  | Federally-Regulated Consumer Product | 06/17/2016 |  | 03/04/2020
Hunter Fan Company | Hunter | 53346 | True |  | 3 | Yes | 2200 | 9 | 244 | 3470 | 24 | 145 | 5205 | 63 | 83 | [5 empty] | None |  | Federally-Regulated Consumer Product | 06/17/2016 |  | 03/04/2020
Hunter Fan Company | Hunter | 53347 | True |  | 3 | Yes | 2200 | 9 | 244 | 3470 | 24 | 145 | 5205 | 63 | 83 | [5 empty] | None |  | Federally-Regulated Consumer Product | 06/17/2016 |  | 03/04/2020
Hunter Fan Company | Hunter | 53348 | True |  | 3 | Yes | 2200 | 9 | 244 | 3470 | 24 | 145 | 5205 | 63 | 83 | [5 empty] | None |  | Federally-Regulated Consumer Product | 06/17/2016 |  | 03/04/2020
Hunter Fan Company | Hunter | 53342 | True |  | 3 | Yes | 1080 | 10 | 108 | 1778 | 25 | 71 | 2586 | 61 | 42 | [5 empty] | Compact Flourescent |  | Federally-Regulated Consumer Product | 06/17/2016 |  | 03/04/2020
Hunter Fan Company | Hunter | 53343 | True |  | 3 | Yes | 1080 | 10 | 108 | 1778 | 25 | 71 | 2586 | 61 | 42 | [5 empty] | Compact Flourescent |  | Federally-Regulated Consumer Product | 06/17/2016 |  | 03/04/2020
Hunter Fan Company | Hunter | 53344 | True |  | 3 | Yes | 1080 | 10 | 108 | 1778 | 25 | 71 | 2586 | 61 | 42 | [5 empty] | Compact Flourescent |  | Federally-Regulated Consumer Product | 06/17/2016 |  | 03/04/2020
Hunter Fan Company | Hunter | 59235 | True |  | 3 | Yes | 3902 | 27 | 145 | 4916 | 43 | 114 | 6696 | 82 | 82 | [5 empty] | None |  | Federally-Regulated Consumer Product | 06/17/2016 |  | 03/04/2020
Hunter Fan Company | Hunter | 59236 | True |  | 3 | Yes | 3902 | 27 | 145 | 4916 | 43 | 114 | 6696 | 82 | 82 | [5 empty] | None |  | Federally-Regulated Consumer Product | 06/17/2016 |  | 03/04/2020
YuYuan Ltd. | GE | 20314 | True |  | 3 | Yes | 2374 | 17 | 140 | 4066 | 43 | 95 | 5309 | 69 | 77 | [5 empty] | LED |  | Federally-Regulated Consumer Product | 06/21/2016 |  | 03/04/2020
YuYuan Ltd. | GE | 20321 | True |  | 3 | Yes | 2374 | 17 | 140 | 4066 | 43 | 95 | 5309 | 69 | 77 | [5 empty] | LED |  | Federally-Regulated Consumer Product | 06/21/2016 |  | 03/04/2020
YuYuan Ltd. | GE | 20482 | True |  | 4 | Yes | 2061 | 12 | 172 | 4510 | 46 | 98 | 5709 | 68 | 84 | [5 empty] | LED |  | Federally-Regulated Consumer Product | 06/21/2016 |  | 03/04/2020
YuYuan Ltd. | GE | 20475 | True |  | 4 | Yes | 2061 | 12 | 172 | 4510 | 46 | 98 | 5709 | 68 | 84 | [5 empty] | LED |  | Federally-Regulated Consumer Product | 06/21/2016 |  | 03/04/2020
YuYuan Ltd. | GE | 20628 | True |  | 4 | Yes | 2061 | 12 | 172 | 4510 | 46 | 98 | 5709 | 68 | 84 | [5 empty] | LED |  | Federally-Regulated Consumer Product | 06/21/2016 |  | 03/04/2020
YuYuan Ltd. | GE | 20444 | True |  | 3 | Yes | 2136 | 19 | 112 | 3217 | 34 | 95 | 3924 | 49 | 78 | [5 empty] | LED |  | Federally-Regulated Consumer Product | 06/21/2016 |  | 03/04/2020
YuYuan Ltd. | GE | 20505 | True |  | 3 | Yes | 2136 | 19 | 112 | 3217 | 34 | 95 | 3924 | 49 | 78 | [5 empty] | LED |  | Federally-Regulated Consumer Product | 06/21/2016 |  | 03/04/2020
YuYuan Ltd. | GE | 20611 | True |  | 3 | Yes | 2136 | 19 | 112 | 3217 | 34 | 95 | 3924 | 49 | 78 | [5 empty] | LED |  | Federally-Regulated Consumer Product | 06/21/2016 |  | 03/04/2020
YuYuan Ltd. | GE | 20512 | True |  | 4 | Yes | 1893 | 11 | 172 | 2783 | 21 | 133 | 3785 | 36 | 105 | [5 empty] | LED |  | Federally-Regulated Consumer Product | 06/21/2016 |  | 03/04/2020
YuYuan Ltd. | GE | 20529 | True |  | 4 | Yes | 1893 | 11 | 172 | 2783 | 21 | 133 | 3785 | 36 | 105 | [5 empty] | LED |  | Federally-Regulated Consumer Product | 06/21/2016 |  | 03/04/2020
Litex Industries | Harbor Breeze | E-BDB52BNK5BC4N | True |  | 3 | Yes | 2351 | 10 | 230 | 3863 | 30 | 127 | 5442 | 61 | 89 | [5 empty] | Incandescent |  | Federally-Regulated Consumer Product | 06/27/2016 |  | 03/04/2020
Litex Industries | Harbor Breeze | E-WK52NWZ5C1L | True |  | 3 | Yes | 1828 | 14 | 130 | 3256 | 35 | 93 | 4576 | 63 | 72 | [5 empty] | Incandescent |  | Federally-Regulated Consumer Product | 06/28/2016 |  | 03/04/2020
Litex Industries | Litex | WCK52LMW5NB | True |  | 3 | Yes | 2196 | 13 | 82 | 3631 | 32 | 113 | 5229 | 63 | 82 | [5 empty] | None |  | Federally-Regulated Consumer Product | 06/28/2016 |  | 03/04/2020
Litex Industries | Harbor Breeze | WCK52NWZ5N | True |  | 3 | Yes | 2196 | 13 | 82 | 3631 | 32 | 113 | 5229 | 63 | 82 | [5 empty] | None |  | Federally-Regulated Consumer Product | 06/28/2016 |  | 03/04/2020
Litex Industries | Harbor Breeze | E-BDB52MBK5BC4N | True |  | 3 | Yes | 2351 | 10 | 230 | 3863 | 30 | 127 | 5442 | 61 | 89 | [5 empty] | Incandescent |  | Federally-Regulated Consumer Product | 06/28/2016 |  | 03/04/2020
Litex Industries | Harbor Breeze | E-BDB52LW5BC4N | True |  | 3 | Yes | 2351 | 10 | 230 | 3863 | 30 | 127 | 5442 | 61 | 89 | [5 empty] | Incandescent |  | Federally-Regulated Consumer Product | 06/28/2016 |  | 03/04/2020
Kichler Lighting | Kichler | CPS1610-G | True |  | 3 | Yes | 910 | 7 | 130 | 2569 | 26 | 99 | 4079 | 67 | 61 | [5 empty] | LED |  | Federally-Regulated Consumer Product | 06/30/2016 |  | 03/04/2020
Kichler Lighting | Kichler | CPS1610-H | True |  | 3 | Yes | 1654 | 10 | 165 | 3228 | 28 | 115 | 5000 | 65 | 77 | [5 empty] | LED |  | Federally-Regulated Consumer Product | 06/30/2016 |  | 03/04/2020
Kichler Lighting | Kichler | CPS1610-I | True |  | 3 | Yes | 1603 | 10 | 160 | 3788 | 33 | 115 | 5921 | 74 | 80 | [5 empty] | LED |  | Federally-Regulated Consumer Product | 06/30/2016 |  | 03/04/2020
Kichler Lighting | Kichler | K1402-I3 | True |  | 3 | Yes | 1401 | 6 | 234 | 3800 | 31 | 123 | 6522 | 82 | 80 | [5 empty] | LED |  | Federally-Regulated Consumer Product | 06/30/2016 |  | 03/04/2020
Kichler Lighting | Kichler | 330150 | True |  | 3 | Yes | 910 | 7 | 130 | 2569 | 26 | 99 | 4079 | 67 | 61 | [5 empty] | LED |  | Federally-Regulated Consumer Product | 06/30/2016 |  | 03/04/2020
Kichler Lighting | Kichler | 330151 | True |  | 3 | Yes | 1654 | 10 | 165 | 3228 | 28 | 115 | 5000 | 65 | 77 | [5 empty] | LED |  | Federally-Regulated Consumer Product | 06/30/2016 |  | 03/04/2020
Kichler Lighting | Kichler | 330152 | True |  | 3 | Yes | 1603 | 10 | 160 | 3788 | 33 | 115 | 5921 | 74 | 80 | [5 empty] | LED |  | Federally-Regulated Consumer Product | 06/30/2016 |  | 03/04/2020
Kichler Lighting | Kichler | 380009 | True |  | 3 | Yes | 1401 | 6 | 234 | 3800 | 31 | 123 | 6522 | 82 | 80 | [5 empty] | LED |  | Federally-Regulated Consumer Product | 06/30/2016 |  | 03/04/2020
Litex Industries | Harbor Breeze | TEX52MBK5C1L | True |  | 3 | Yes | 2537 | 15 | 169 | 3821 | 37 | 103 | 5027 | 63 | 79 | [5 empty] | Incandescent |  | Federally-Regulated Consumer Product | 07/07/2016 |  | 03/04/2020
Litex Industries | Chapter | WC42WSN5C3WM | True |  | 3 | Yes | 1368 | 20 | 68 | 2657 | 33 | 81 | 3799 | 49 | 77 | [5 empty] | Incandescent |  | Federally-Regulated Consumer Product | 07/08/2016 |  | 03/04/2020
Litex Industries | Chapter | WC42AB5C3WAL | True |  | 3 | Yes | 1368 | 20 | 68 | 2657 | 33 | 81 | 3799 | 49 | 77 | [5 empty] | Incandescent |  | Federally-Regulated Consumer Product | 07/08/2016 |  | 03/04/2020
Litex Industries | Chapter | WC42BB5C3WAL | True |  | 3 | Yes | 1368 | 20 | 68 | 2657 | 33 | 81 | 3799 | 49 | 77 | [5 empty] | Incandescent |  | Federally-Regulated Consumer Product | 07/08/2016 |  | 03/04/2020
Litex Industries | Chapter | WC42FBZ5C3WM | True |  | 3 | Yes | 1368 | 20 | 68 | 2657 | 33 | 81 | 3799 | 49 | 77 | [5 empty] | Incandescent |  | Federally-Regulated Consumer Product | 07/08/2016 |  | 03/04/2020
Litex Industries | Chapter | WOD52FBZ5WAL | True |  | 3 | Yes | 2543 | 13 | 195 | 3686 | 29 | 127 | 5444 | 60 | 90 | [5 empty] | Incandescent |  | Federally-Regulated Consumer Product | 07/08/2016 |  | 03/04/2020
Litex Industries | Chapter | WOD52WW5WAL | True |  | 3 | Yes | 2543 | 13 | 195 | 3686 | 29 | 127 | 5444 | 60 | 90 | [5 empty] | Incandescent |  | Federally-Regulated Consumer Product | 07/08/2016 |  | 03/04/2020
Litex Industries | Chapter | E-ELC52WW5LK1WAL | True |  | 3 | Yes | 2410 | 35 | 68 | 3436 | 38 | 90 | 4776 | 57 | 83 | [5 empty] | Incandescent |  | Federally-Regulated Consumer Product | 07/08/2016 |  | 03/04/2020
Litex Industries | Chapter | E-ELC52WW5LK1WM | True |  | 3 | Yes | 2410 | 35 | 68 | 3436 | 38 | 90 | 4776 | 57 | 83 | [5 empty] | Incandescent |  | Federally-Regulated Consumer Product | 07/08/2016 |  | 03/04/2020
Litex Industries | Litex | CAF56BNK5CRS | True |  | 3 | Yes | 2964 | 19 | 156 | 4421 | 41 | 108 | 6596 | 81 | 81 | [5 empty] | Incandescent |  | Federally-Regulated Consumer Product | 07/08/2016 |  | 03/04/2020
Litex Industries | Harbor Breeze | RLG52WW5C3L | True |  | 3 | Yes | 2152 | 15 | 143 | 3326 | 32 | 103 | 4562 | 58 | 78 | [5 empty] | Incandescent |  | Federally-Regulated Consumer Product | 07/08/2016 |  | 03/04/2020
Litex Industries | Harbor Breeze | RLG52NWZ5C3L | True |  | 3 | Yes | 2152 | 15 | 143 | 3326 | 32 | 103 | 4562 | 58 | 78 | [5 empty] | Incandescent |  | Federally-Regulated Consumer Product | 07/08/2016 |  | 03/04/2020
Litex Industries | Harbor Breeze | RLG52BNK5C3L | True |  | 3 | Yes | 2152 | 15 | 142 | 3326 | 32 | 103 | 4562 | 58 | 79 | [5 empty] | Incandescent |  | Federally-Regulated Consumer Product | 07/08/2016 |  | 03/04/2020
Fanimation | Fanimation | FP8062BN | True |  | 3 | Yes | 1896 | 9 | 203 | 3525 | 25 | 139 | 5596 | 60 | 93 | [5 empty] | LED |  | Federally-Regulated Consumer Product | 07/19/2016 |  | 03/04/2020
Fanimation | Fanimation | FP8062DZ | True |  | 3 | Yes | 1896 | 9 | 203 | 3525 | 25 | 139 | 5596 | 60 | 93 | [5 empty] | LED |  | Federally-Regulated Consumer Product | 07/19/2016 |  | 03/04/2020
Fanimation | Fanimation | FP8062MW | True |  | 3 | Yes | 1896 | 9 | 203 | 3525 | 25 | 139 | 5596 | 60 | 93 | [5 empty] | LED |  | Federally-Regulated Consumer Product | 07/19/2016 |  | 03/04/2020
Fanimation | Fanimation | FPD6236BN | True |  | V | Yes | 2487 | 3 | 777 | 5464 | 10 | 546 | 8197 | 40 | 204 | [5 empty] | LED |  | Federally-Regulated Consumer Product | 07/19/2016 |  | 03/04/2020
Fanimation | Fanimation | FPD6236DZ | True |  | V | Yes | 2487 | 3 | 777 | 5464 | 10 | 546 | 8197 | 40 | 204 | [5 empty] | LED |  | Federally-Regulated Consumer Product | 07/19/2016 |  | 03/04/2020
Fanimation | Fanimation | FPS8332BNW | True |  | 3 | Yes | 2551 | 14 | 181 | 3854 | 33 | 116 | 4503 | 50 | 90 | [5 empty] | LED |  | Federally-Regulated Consumer Product | 07/19/2016 |  | 03/04/2020
Fanimation | Fanimation | FPS8332DZW | True |  | 3 | Yes | 2551 | 14 | 181 | 3854 | 33 | 116 | 4503 | 50 | 90 | [5 empty] | LED |  | Federally-Regulated Consumer Product | 07/19/2016 |  | 03/04/2020
Fanimation | Fanimation | FPS8332GRW | True |  | 3 | Yes | 2551 | 14 | 181 | 3854 | 33 | 116 | 4503 | 50 | 90 | [5 empty] | LED |  | Federally-Regulated Consumer Product | 07/19/2016 |  | 03/04/2020
Fanimation | Fanimation | FPS8332MWW | True |  | 3 | Yes | 2551 | 14 | 181 | 3854 | 33 | 116 | 4503 | 50 | 90 | [5 empty] | LED |  | Federally-Regulated Consumer Product | 07/19/2016 |  | 03/04/2020
Fanimation | Fanimation Studio Collection | LP8242SLCH | True |  | 3 | Yes | 2395 | 12 | 200 | 4320 | 35 | 123 | 5910 | 67 | 88 | [5 empty] | Other |  | Federally-Regulated Consumer Product | 07/19/2016 |  | 03/04/2020
Fanimation | Fanimation Studio Collection | LP8074SLAZ | True |  | 3 | Yes | 427 | 17 | 25 | 694 | 27 | 26 | 934 | 56 | 17 | [5 empty] | Other |  | Federally-Regulated Consumer Product | 07/19/2016 |  | 03/04/2020
Fanimation | Fanimation Studio Collection | LP8147SLBN | True |  | 6 | Yes | 3155 | 2 | 1502 | 7558 | 14 | 532 | 10032 | 35 | 285 | [5 empty] | LED |  | Federally-Regulated Consumer Product | 07/19/2016 |  | 03/04/2020
Litex Industries | Harbor Breeze | TG44BNK3D1RC | True |  | 3 | Yes | 2313 | 15 | 151 | 3191 | 27 | 118 | 3965 | 45 | 88 | [5 empty] | LED |  | Federally-Regulated Consumer Product | 07/21/2016 |  | 03/04/2020
Madison Avenue Lighting & Fan Co. | Home Decorators Collection | 34315 | True |  | 3 | Yes | 2218 | 15 | 148 | 4148 | 39 | 106 | 5791 | 72 | 80 | [5 empty] | LED |  | Federally-Regulated Consumer Product | 07/25/2016 |  | 03/04/2020
The Modern Fan Company Inc. | The Modern Fan Co | ALT-**-36-**-250-*** | True |  | 3 | Yes | 1670 | 11 | 152 | 2766 | 28 | 99 | 3212 | 53 | 61 | [5 empty] | Incandescent |  | Federally-Regulated Consumer Product | 07/25/2016 |  | 03/04/2020
The Modern Fan Company Inc. | The Modern Fan Co | ALT-**-36-**-251-*** | True |  | 3 | Yes | 1670 | 11 | 152 | 2766 | 28 | 99 | 3212 | 53 | 61 | [5 empty] | Compact Flourescent |  | Federally-Regulated Consumer Product | 07/25/2016 |  | 03/04/2020
The Modern Fan Company Inc. | The Modern Fan Co | ALT-**-36-**-252-*** | True |  | 3 | Yes | 1670 | 11 | 152 | 2766 | 28 | 99 | 3212 | 53 | 61 | [5 empty] | Incandescent |  | Federally-Regulated Consumer Product | 07/25/2016 |  | 03/04/2020
The Modern Fan Company Inc. | The Modern Fan Co | ALT-**-36-**-253-*** | True |  | 3 | Yes | 1670 | 11 | 152 | 2766 | 28 | 99 | 3212 | 53 | 61 | [5 empty] | Compact Flourescent |  | Federally-Regulated Consumer Product | 07/25/2016 |  | 03/04/2020
The Modern Fan Company Inc. | The Modern Fan Co | ALT-**-36-**-270-*** | True |  | 3 | Yes | 1670 | 11 | 152 | 2766 | 28 | 99 | 3212 | 53 | 61 | [5 empty] | Incandescent |  | Federally-Regulated Consumer Product | 07/25/2016 |  | 03/04/2020
The Modern Fan Company Inc. | The Modern Fan Co | ALT-**-36-**-NL-*** | True |  | 3 | Yes | 1670 | 11 | 152 | 2766 | 28 | 99 | 3212 | 53 | 61 | [5 empty] | None |  | Federally-Regulated Consumer Product | 07/25/2016 |  | 03/04/2020
The Modern Fan Company Inc. | The Modern Fan Co | ATE-**-54-**-NL-*** | True |  | 3 | Yes | 2239 | 10 | 213 | 3995 | 28 | 143 | 6328 | 70 | 90 | [5 empty] | None |  | Federally-Regulated Consumer Product | 07/25/2016 |  | 03/04/2020
The Modern Fan Company Inc. | The Modern Fan Co | AUR-**-42-**-*** | True |  | 3 | Yes | 1736 | 10 | 167 | 3224 | 28 | 113 | 4372 | 62 | 70 | [5 empty] | Other |  | Federally-Regulated Consumer Product | 07/25/2016 |  | 03/04/2020
The Modern Fan Company Inc. | The Modern Fan Co | IND-**-42-**-950-*** | True |  | 3 | Yes | 1878 | 12 | 152 | 3587 | 38 | 94 | 5049 | 88 | 57 | [5 empty] | Incandescent |  | Federally-Regulated Consumer Product | 07/25/2016 |  | 03/04/2020
The Modern Fan Company Inc. | The Modern Fan Co | IND-**-42-**-951-*** | True |  | 3 | Yes | 1878 | 12 | 152 | 3587 | 38 | 94 | 5049 | 88 | 57 | [5 empty] | Compact Flourescent |  | Federally-Regulated Consumer Product | 07/25/2016 |  | 03/04/2020
The Modern Fan Company Inc. | The Modern Fan Co | IND-**-42-**-952-*** | True |  | 3 | Yes | 1878 | 12 | 152 | 3587 | 38 | 94 | 5049 | 88 | 57 | [5 empty] | Incandescent |  | Federally-Regulated Consumer Product | 07/25/2016 |  | 03/04/2020
The Modern Fan Company Inc. | The Modern Fan Co | IND-**-42-**-953-*** | True |  | 3 | Yes | 1878 | 12 | 152 | 3587 | 38 | 94 | 5049 | 88 | 57 | [5 empty] | Compact Flourescent |  | Federally-Regulated Consumer Product | 07/25/2016 |  | 03/04/2020
The Modern Fan Company Inc. | The Modern Fan Co | IND-**-42-**-NL-*** | True |  | 3 | Yes | 1878 | 12 | 152 | 3587 | 38 | 94 | 5049 | 88 | 57 | [5 empty] | None |  | Federally-Regulated Consumer Product | 07/25/2016 |  | 03/04/2020
The Modern Fan Company Inc. | The Modern Fan Co | SOL-**-42-**-470-*** | True |  | 3 | Yes | 1774 | 11 | 161 | 3203 | 28 | 114 | 4938 | 66 | 74 | [5 empty] | Incandescent |  | Federally-Regulated Consumer Product | 07/25/2016 |  | 03/04/2020
The Modern Fan Company Inc. | The Modern Fan Co | SOL-**-42-**-472-*** | True |  | 3 | Yes | 1774 | 11 | 161 | 3203 | 28 | 114 | 4938 | 66 | 74 | [5 empty] | Compact Flourescent |  | Federally-Regulated Consumer Product | 07/25/2016 |  | 03/04/2020
The Modern Fan Company Inc. | The Modern Fan Co | SOL-**-42-**-NL-*** | True |  | 3 | Yes | 1774 | 11 | 161 | 3203 | 28 | 114 | 4938 | 66 | 74 | [5 empty] | None |  | Federally-Regulated Consumer Product | 07/25/2016 |  | 03/04/2020
The Modern Fan Company Inc. | The Period Arts Fan Co | ARC-**-52-**-ES-*** | True |  | 3 | Yes | 1848 | 10 | 178 | 3612 | 29 | 123 | 6009 | 75 | 80 | [5 empty] | Compact Flourescent |  | Federally-Regulated Consumer Product | 07/25/2016 |  | 03/04/2020
The Modern Fan Company Inc. | The Period Arts Fan Co | ARC-**-52-**-IN-*** | True |  | 3 | Yes | 1848 | 10 | 178 | 3612 | 29 | 123 | 6009 | 75 | 80 | [5 empty] | Incandescent |  | Federally-Regulated Consumer Product | 07/25/2016 |  | 03/04/2020
The Modern Fan Company Inc. | The Period Arts Fan Co | IDY-**-42-**-950-*** | True |  | 3 | Yes | 1878 | 12 | 152 | 3587 | 38 | 94 | 5049 | 88 | 57 | [5 empty] | Incandescent |  | Federally-Regulated Consumer Product | 07/25/2016 |  | 03/04/2020
The Modern Fan Company Inc. | The Period Arts Fan Co | IDY-**-42-**-951-*** | True |  | 3 | Yes | 1878 | 12 | 152 | 3587 | 38 | 94 | 5049 | 88 | 57 | [5 empty] | Compact Flourescent |  | Federally-Regulated Consumer Product | 07/25/2016 |  | 03/04/2020
The Modern Fan Company Inc. | The Period Arts Fan Co | IDY-**-42-**-952-*** | True |  | 3 | Yes | 1878 | 12 | 152 | 3587 | 38 | 94 | 5049 | 88 | 57 | [5 empty] | Incandescent |  | Federally-Regulated Consumer Product | 07/25/2016 |  | 03/04/2020
The Modern Fan Company Inc. | The Period Arts Fan Co | IDY-**-42-**-953-*** | True |  | 3 | Yes | 1878 | 12 | 152 | 3587 | 38 | 94 | 5049 | 88 | 57 | [5 empty] | Compact Flourescent |  | Federally-Regulated Consumer Product | 07/25/2016 |  | 03/04/2020
The Modern Fan Company Inc. | The Period Arts Fan Co | IDY-**-42-**-NL-*** | True |  | 3 | Yes | 1878 | 12 | 152 | 3587 | 38 | 94 | 5049 | 88 | 57 | [5 empty] | None |  | Federally-Regulated Consumer Product | 07/25/2016 |  | 03/04/2020
The Modern Fan Company Inc. | The Period Arts Fan Co | PAR-**-52-**-ES-*** | True |  | 3 | Yes | 2022 | 11 | 184 | 3812 | 30 | 125 | 5816 | 70 | 83 | [5 empty] | Compact Flourescent |  | Federally-Regulated Consumer Product | 07/25/2016 |  | 03/04/2020
The Modern Fan Company Inc. | The Period Arts Fan Co | PAR-**-52-**-IN-*** | True |  | 3 | Yes | 2022 | 11 | 184 | 3812 | 30 | 125 | 5816 | 70 | 83 | [5 empty] | Incandescent |  | Federally-Regulated Consumer Product | 07/25/2016 |  | 03/04/2020
The Modern Fan Company Inc. | RH | 68080364-**** | True |  | 3 | Yes | 2239 | 10 | 213 | 3995 | 28 | 143 | 6328 | 70 | 90 | [5 empty] | None |  | Federally-Regulated Consumer Product | 07/25/2016 |  | 03/04/2020
Fanimation | Fanimation | FP6244BN | True |  | 3 | Yes | 1779 | 11 | 161 | 2948 | 29 | 101 | 3905 | 53 | 73 | [5 empty] | None |  | Federally-Regulated Consumer Product | 08/01/2016 |  | 03/04/2020
Fanimation | Fanimation | FP6244DZ | True |  | 3 | Yes | 1779 | 11 | 161 | 2948 | 29 | 101 | 3905 | 53 | 73 | [5 empty] | None |  | Federally-Regulated Consumer Product | 08/01/2016 |  | 03/04/2020
Fanimation | Fanimation | FP6244MW | True |  | 3 | Yes | 1779 | 11 | 161 | 2948 | 29 | 101 | 3905 | 53 | 73 | [5 empty] | None |  | Federally-Regulated Consumer Product | 08/01/2016 |  | 03/04/2020
Fanimation | Fanimation | FP6245BN | True |  | 3 | Yes | 1880 | 11 | 170 | 2880 | 29 | 99 | 3937 | 53 | 74 | [5 empty] | Compact Flourescent |  | Federally-Regulated Consumer Product | 08/01/2016 |  | 03/04/2020
Fanimation | Fanimation | FP6245DZ | True |  | 3 | Yes | 1880 | 11 | 170 | 2880 | 29 | 99 | 3937 | 53 | 74 | [5 empty] | Compact Flourescent |  | Federally-Regulated Consumer Product | 08/01/2016 |  | 03/04/2020
Fanimation | Fanimation | FP6245MW | True |  | 3 | Yes | 1880 | 11 | 170 | 2880 | 29 | 99 | 3937 | 53 | 74 | [5 empty] | Compact Flourescent |  | Federally-Regulated Consumer Product | 08/01/2016 |  | 03/04/2020
Fanimation | Fanimation | FP6284BN | True |  | 3 | Yes | 2099 | 11 | 190 | 3805 | 27 | 140 | 5284 | 54 | 97 | [5 empty] | None |  | Federally-Regulated Consumer Product | 08/01/2016 |  | 03/04/2020
Fanimation | Fanimation | FP6284DZ | True |  | 3 | Yes | 2099 | 11 | 190 | 3805 | 27 | 140 | 5284 | 54 | 97 | [5 empty] | None |  | Federally-Regulated Consumer Product | 08/01/2016 |  | 03/04/2020
Fanimation | Fanimation | FP6284MW | True |  | 3 | Yes | 2099 | 11 | 190 | 3805 | 27 | 140 | 5284 | 54 | 97 | [5 empty] | None |  | Federally-Regulated Consumer Product | 08/01/2016 |  | 03/04/2020
Fanimation | Fanimation | FP6285BN | True |  | 3 | Yes | 2060 | 11 | 187 | 3773 | 27 | 139 | 5279 | 54 | 97 | [5 empty] | Compact Flourescent |  | Federally-Regulated Consumer Product | 08/01/2016 |  | 03/04/2020
Fanimation | Fanimation | FP6285DZ | True |  | 3 | Yes | 2060 | 11 | 187 | 3773 | 27 | 139 | 5279 | 54 | 97 | [5 empty] | Compact Flourescent |  | Federally-Regulated Consumer Product | 08/01/2016 |  | 03/04/2020
Fanimation | Fanimation | FP6285MW | True |  | 3 | Yes | 2060 | 11 | 187 | 3773 | 27 | 139 | 5279 | 54 | 97 | [5 empty] | Compact Flourescent |  | Federally-Regulated Consumer Product | 08/01/2016 |  | 03/04/2020
Fanimation | Fanimation | FP6728BN | True |  | 3 | Yes | 2774 | 13 | 213 | 4835 | 33 | 146 | 7236 | 66 | 109 | [5 empty] | LED |  | Federally-Regulated Consumer Product | 08/01/2016 |  | 03/04/2020
Fanimation | Fanimation | FP6728DZ | True |  | 3 | Yes | 2774 | 13 | 213 | 4835 | 33 | 146 | 7236 | 66 | 109 | [5 empty] | LED |  | Federally-Regulated Consumer Product | 08/01/2016 |  | 03/04/2020
Fanimation | Fanimation | FPD8149BNWBL | True |  | V | Yes | 5560 | 6 | 926 | 7866 | 12 | 656 | 11190 | 32 | 349 | [5 empty] | LED |  | Federally-Regulated Consumer Product | 08/01/2016 |  | 03/04/2020
Fanimation | Fanimation | FPD8149BNWBN | True |  | V | Yes | 5560 | 6 | 926 | 7866 | 12 | 656 | 11190 | 32 | 349 | [5 empty] | LED |  | Federally-Regulated Consumer Product | 08/01/2016 |  | 03/04/2020
Fanimation | Fanimation | FPD8149DZW | True |  | V | Yes | 5560 | 6 | 926 | 7866 | 12 | 656 | 11190 | 32 | 349 | [5 empty] | LED |  | Federally-Regulated Consumer Product | 08/01/2016 |  | 03/04/2020
Fanimation | Fanimation | FPD8149GRW | True |  | V | Yes | 5560 | 6 | 926 | 7866 | 12 | 656 | 11190 | 32 | 349 | [5 empty] | LED |  | Federally-Regulated Consumer Product | 08/01/2016 |  | 03/04/2020
Fanimation | Fanimation | FPD8149MWW | True |  | V | Yes | 5560 | 6 | 926 | 7866 | 12 | 656 | 11190 | 32 | 349 | [5 empty] | LED |  | Federally-Regulated Consumer Product | 08/01/2016 |  | 03/04/2020
Fanimation | Fanimation | MA6721BN | True |  | 3 | Yes | 2433 | 14 | 173 | 4614 | 36 | 128 | 6641 | 61 | 108 | [5 empty] | None |  | Federally-Regulated Consumer Product | 08/01/2016 |  | 03/04/2020
Fanimation | Fanimation | MA6721BS | True |  | 3 | Yes | 2433 | 14 | 173 | 4614 | 36 | 128 | 6641 | 61 | 108 | [5 empty] | None |  | Federally-Regulated Consumer Product | 08/01/2016 |  | 03/04/2020
Fanimation | Fanimation | MA6721DF | True |  | 3 | Yes | 2433 | 14 | 173 | 4614 | 36 | 128 | 6641 | 61 | 108 | [5 empty] | None |  | Federally-Regulated Consumer Product | 08/01/2016 |  | 03/04/2020
Fanimation | Fanimation | MA6721DZ | True |  | 3 | Yes | 2433 | 14 | 173 | 4614 | 36 | 128 | 6641 | 61 | 108 | [5 empty] | None |  | Federally-Regulated Consumer Product | 08/01/2016 |  | 03/04/2020
Fanimation | Fanimation | MA6721GR | True |  | 3 | Yes | 2433 | 14 | 173 | 4614 | 36 | 128 | 6641 | 61 | 108 | [5 empty] | None |  | Federally-Regulated Consumer Product | 08/01/2016 |  | 03/04/2020
Fanimation | Fanimation | MAD7912BN | True |  | V | Yes | 3006 | 3 | 1002 | 4962 | 8 | 598 | 7695 | 34 | 226 | [5 empty] | None |  | Federally-Regulated Consumer Product | 08/01/2016 |  | 03/04/2020
Fanimation | Fanimation | MAD7912DZ | True |  | V | Yes | 3006 | 3 | 1002 | 4962 | 8 | 598 | 7695 | 34 | 226 | [5 empty] | None |  | Federally-Regulated Consumer Product | 08/01/2016 |  | 03/04/2020
Fanimation | Fanimation | MAD7912MW | True |  | V | Yes | 3006 | 3 | 1002 | 4962 | 8 | 598 | 7695 | 34 | 226 | [5 empty] | None |  | Federally-Regulated Consumer Product | 08/01/2016 |  | 03/04/2020
Fanimation | Fanimation | FPS7981DZ | True |  | 3 | Yes | 1718 | 10 | 171 | 2842 | 23 | 123 | 3855 | 45 | 85 | [5 empty] | Other |  | Federally-Regulated Consumer Product | 08/01/2016 |  | 03/04/2020
Fanimation | Fanimation | FPS7981GR | True |  | 3 | Yes | 1718 | 10 | 171 | 2842 | 23 | 123 | 3855 | 45 | 85 | [5 empty] | Other |  | Federally-Regulated Consumer Product | 08/01/2016 |  | 03/04/2020
Fanimation | Fanimation | MA7966BN | True |  | 3 | Yes | 1678 | 16 | 104 | 3104 | 26 | 119 | 4659 | 37 | 125 | [5 empty] | LED |  | Federally-Regulated Consumer Product | 08/01/2016 |  | 03/04/2020
Fanimation | Fanimation | MA7966DZ | True |  | 3 | Yes | 1678 | 16 | 104 | 3104 | 26 | 119 | 4659 | 37 | 125 | [5 empty] | LED |  | Federally-Regulated Consumer Product | 08/01/2016 |  | 03/04/2020
Fanimation | Fanimation | FPD7916DZ | True |  | V | Yes | 3083 | 3 | 1027 | 5040 | 9 | 560 | 7817 | 34 | 229 | [5 empty] | LED |  | Federally-Regulated Consumer Product | 08/05/2016 |  | 03/04/2020
Fanimation | Fanimation | FPD7916BN | True |  | V | Yes | 3083 | 3 | 1027 | 5040 | 9 | 560 | 7817 | 34 | 229 | [5 empty] | LED |  | Federally-Regulated Consumer Product | 08/08/2016 |  | 03/04/2020
Hunter Fan Company | Hunter | 52256 | True |  | 3 | Yes | 1057 | 7 | 151 | 1376 | 15 | 92 | 2607 | 62 | 42 | [5 empty] | LED |  | Federally-Regulated Consumer Product | 08/08/2016 |  | 03/04/2020
Hunter Fan Company | Hunter | 52257 | True |  | 3 | Yes | 1057 | 7 | 151 | 1376 | 15 | 92 | 2607 | 62 | 42 | [5 empty] | LED |  | Federally-Regulated Consumer Product | 08/08/2016 |  | 03/04/2020
King of Fans | Hampton Bay | 42-ADN | True |  | 3 | Yes | 1606 | 10 | 161 | 2431 | 21 | 116 | 3482 | 49 | 71 | [5 empty] | Compact Flourescent |  | Federally-Regulated Consumer Product | 08/09/2016 |  | 03/04/2020
Litex Industries | Craftmade | ANT54AV5WCR | True |  | 3 | Yes | 1626 | 11 | 147 | 3801 | 35 | 108 | 5831 | 73 | 79 | [5 empty] | None |  | Federally-Regulated Consumer Product | 08/15/2016 |  | 03/04/2020
Litex Industries | Craftmade | AT52** | True |  | 3 | Yes | 2131 | 13 | 163 | 4235 | 39 | 108 | 6290 | 80 | 78 | [5 empty] | None |  | Federally-Regulated Consumer Product | 08/15/2016 |  | 03/04/2020
Litex Industries | Ellington | BEL52***3CRW | True |  | 3 | Yes | 2178 | 14 | 155 | 3738 | 32 | 116 | 4795 | 51 | 94 | [5 empty] | Incandescent |  | Federally-Regulated Consumer Product | 08/15/2016 |  | 03/04/2020
Litex Industries | Ellington | BST52*** | True |  | 3 | Yes | 1547 | 12 | 128 | 3213 | 33 | 97 | 4518 | 65 | 69 | [5 empty] | None |  | Federally-Regulated Consumer Product | 08/15/2016 |  | 03/04/2020
Litex Industries | Craftmade | C201*** | True |  | 3 | Yes | 1660 | 11 | 150 | 3333 | 32 | 104 | 4643 | 63 | 73 | [5 empty] | Compact Flourescent |  | Federally-Regulated Consumer Product | 08/15/2016 |  | 03/04/2020
Litex Industries | Craftmade | C202*** | True |  | 3 | Yes | 1660 | 11 | 150 | 3333 | 32 | 104 | 4643 | 63 | 73 | [5 empty] | Compact Flourescent |  | Federally-Regulated Consumer Product | 08/15/2016 |  | 03/04/2020
Litex Industries | Craftmade | C203*** | True |  | 3 | Yes | 1668 | 10 | 166 | 3262 | 32 | 101 | 4639 | 64 | 72 | [5 empty] | Compact Flourescent |  | Federally-Regulated Consumer Product | 08/15/2016 |  | 03/04/2020
Litex Industries | Craftmade | C204*** | True |  | 3 | Yes | 1668 | 10 | 166 | 3262 | 32 | 101 | 4639 | 64 | 72 | [5 empty] | Compact Flourescent |  | Federally-Regulated Consumer Product | 08/15/2016 |  | 03/04/2020
Litex Industries | Craftmade | C205*** | True |  | 3 | Yes | 1652 | 10 | 165 | 3194 | 32 | 99 | 4635 | 63 | 73 | [5 empty] | Incandescent |  | Federally-Regulated Consumer Product | 08/15/2016 |  | 03/04/2020
Litex Industries | Craftmade | C206*** | True |  | 3 | Yes | 1652 | 10 | 165 | 3194 | 32 | 99 | 4635 | 63 | 73 | [5 empty] | Incandescent |  | Federally-Regulated Consumer Product | 08/15/2016 |  | 03/04/2020
Litex Industries | Craftmade | C207*** | True |  | 3 | Yes | 1660 | 11 | 150 | 3333 | 32 | 104 | 4643 | 63 | 73 | [5 empty] | Compact Flourescent |  | Federally-Regulated Consumer Product | 08/15/2016 |  | 03/04/2020
Litex Industries | Craftmade | C208*** | True |  | 3 | Yes | 1660 | 11 | 150 | 3333 | 32 | 104 | 4643 | 63 | 73 | [5 empty] | Compact Flourescent |  | Federally-Regulated Consumer Product | 08/15/2016 |  | 03/04/2020
Litex Industries | Craftmade | C209*** | True |  | 3 | Yes | 1544 | 11 | 140 | 3380 | 33 | 102 | 4517 | 63 | 71 | [5 empty] | Compact Flourescent |  | Federally-Regulated Consumer Product | 08/15/2016 |  | 03/04/2020
Litex Industries | Craftmade | C52AB | True |  | 3 | Yes | 1655 | 11 | 150 | 3300 | 32 | 103 | 4658 | 64 | 72 | [5 empty] | None |  | Federally-Regulated Consumer Product | 08/15/2016 |  | 03/04/2020
Litex Industries | Craftmade | C52ABZ | True |  | 3 | Yes | 1655 | 11 | 150 | 3300 | 32 | 103 | 4658 | 64 | 72 | [5 empty] | None |  | Federally-Regulated Consumer Product | 08/15/2016 |  | 03/04/2020
Litex Industries | Craftmade | C52AG | True |  | 3 | Yes | 1655 | 11 | 150 | 3300 | 32 | 103 | 4658 | 64 | 72 | [5 empty] | None |  | Federally-Regulated Consumer Product | 08/15/2016 |  | 03/04/2020
Litex Industries | Craftmade | C52AW | True |  | 3 | Yes | 1655 | 11 | 150 | 3300 | 32 | 103 | 4658 | 64 | 72 | [5 empty] | None |  | Federally-Regulated Consumer Product | 08/15/2016 |  | 03/04/2020
Litex Industries | Craftmade | C52BCW | True |  | 3 | Yes | 1655 | 11 | 150 | 3300 | 32 | 103 | 4658 | 64 | 72 | [5 empty] | None |  | Federally-Regulated Consumer Product | 08/15/2016 |  | 03/04/2020
Litex Industries | Craftmade | C52BN | True |  | 3 | Yes | 1655 | 11 | 150 | 3300 | 32 | 103 | 4658 | 64 | 72 | [5 empty] | None |  | Federally-Regulated Consumer Product | 08/15/2016 |  | 03/04/2020
Litex Industries | Craftmade | C52BNK | True |  | 3 | Yes | 1655 | 11 | 150 | 3300 | 32 | 103 | 4658 | 64 | 72 | [5 empty] | None |  | Federally-Regulated Consumer Product | 08/15/2016 |  | 03/04/2020
Litex Industries | Craftmade | C52OB | True |  | 3 | Yes | 1655 | 11 | 150 | 3300 | 32 | 103 | 4658 | 64 | 72 | [5 empty] | None |  | Federally-Regulated Consumer Product | 08/15/2016 |  | 03/04/2020
Litex Industries | Craftmade | C52PB | True |  | 3 | Yes | 1655 | 11 | 150 | 3300 | 32 | 103 | 4658 | 64 | 72 | [5 empty] | None |  | Federally-Regulated Consumer Product | 08/15/2016 |  | 03/04/2020
Litex Industries | Craftmade | C52W | True |  | 3 | Yes | 1655 | 11 | 150 | 3300 | 32 | 103 | 4658 | 64 | 72 | [5 empty] | None |  | Federally-Regulated Consumer Product | 08/15/2016 |  | 03/04/2020
Litex Industries | Ellington | E201*** | True |  | 3 | Yes | 1660 | 11 | 150 | 3333 | 32 | 104 | 4643 | 63 | 73 | [5 empty] | Compact Flourescent |  | Federally-Regulated Consumer Product | 08/15/2016 |  | 03/04/2020
Litex Industries | Ellington | E202*** | True |  | 3 | Yes | 1660 | 11 | 150 | 3333 | 32 | 104 | 4643 | 63 | 73 | [5 empty] | Compact Flourescent |  | Federally-Regulated Consumer Product | 08/15/2016 |  | 03/04/2020
Litex Industries | Ellington | E203*** | True |  | 3 | Yes | 1668 | 10 | 166 | 3262 | 32 | 101 | 4639 | 64 | 72 | [5 empty] | Compact Flourescent |  | Federally-Regulated Consumer Product | 08/15/2016 |  | 03/04/2020
Litex Industries | Ellington | E204*** | True |  | 3 | Yes | 1668 | 10 | 166 | 3262 | 32 | 101 | 4639 | 64 | 72 | [5 empty] | Compact Flourescent |  | Federally-Regulated Consumer Product | 08/15/2016 |  | 03/04/2020
Litex Industries | Ellington | E205*** | True |  | 3 | Yes | 1652 | 10 | 165 | 3194 | 32 | 99 | 4635 | 63 | 73 | [5 empty] | Incandescent |  | Federally-Regulated Consumer Product | 08/15/2016 |  | 03/04/2020
Litex Industries | Ellington | E206*** | True |  | 3 | Yes | 1652 | 10 | 165 | 3194 | 32 | 99 | 4635 | 63 | 73 | [5 empty] | Incandescent |  | Federally-Regulated Consumer Product | 08/15/2016 |  | 03/04/2020
Litex Industries | Ellington | E207*** | True |  | 3 | Yes | 1660 | 11 | 150 | 3333 | 32 | 104 | 4643 | 63 | 73 | [5 empty] | Compact Flourescent |  | Federally-Regulated Consumer Product | 08/15/2016 |  | 03/04/2020
Litex Industries | Ellington | E208*** | True |  | 3 | Yes | 1660 | 11 | 150 | 3333 | 32 | 104 | 4643 | 63 | 73 | [5 empty] | Compact Flourescent |  | Federally-Regulated Consumer Product | 08/15/2016 |  | 03/04/2020
Litex Industries | Ellington | E209*** | True |  | 3 | Yes | 1544 | 11 | 140 | 3380 | 33 | 102 | 4517 | 63 | 71 | [5 empty] | Compact Flourescent |  | Federally-Regulated Consumer Product | 08/15/2016 |  | 03/04/2020
Litex Industries | Ellington | E52AB | True |  | 3 | Yes | 1655 | 11 | 150 | 3300 | 32 | 103 | 4658 | 64 | 72 | [5 empty] | None |  | Federally-Regulated Consumer Product | 08/15/2016 |  | 03/04/2020
Litex Industries | Ellington | E52ABZ | True |  | 3 | Yes | 1655 | 11 | 150 | 3300 | 32 | 103 | 4658 | 64 | 72 | [5 empty] | None |  | Federally-Regulated Consumer Product | 08/15/2016 |  | 03/04/2020
Litex Industries | Ellington | E52AG | True |  | 3 | Yes | 1655 | 11 | 150 | 3300 | 32 | 103 | 4658 | 64 | 72 | [5 empty] | None |  | Federally-Regulated Consumer Product | 08/15/2016 |  | 03/04/2020
Litex Industries | Ellington | E52AW | True |  | 3 | Yes | 1655 | 11 | 150 | 3300 | 32 | 103 | 4658 | 64 | 72 | [5 empty] | None |  | Federally-Regulated Consumer Product | 08/15/2016 |  | 03/04/2020
Litex Industries | Ellington | E52BCW | True |  | 3 | Yes | 1655 | 11 | 150 | 3300 | 32 | 103 | 4658 | 64 | 72 | [5 empty] | None |  | Federally-Regulated Consumer Product | 08/15/2016 |  | 03/04/2020
Litex Industries | Ellington | E52BN | True |  | 3 | Yes | 1655 | 11 | 150 | 3300 | 32 | 103 | 4658 | 64 | 72 | [5 empty] | None |  | Federally-Regulated Consumer Product | 08/15/2016 |  | 03/04/2020
Litex Industries | Ellington | E52BNK | True |  | 3 | Yes | 1655 | 11 | 150 | 3300 | 32 | 103 | 4658 | 64 | 72 | [5 empty] | None |  | Federally-Regulated Consumer Product | 08/15/2016 |  | 03/04/2020
Litex Industries | Ellington | E52FB | True |  | 3 | Yes | 1655 | 11 | 150 | 3300 | 32 | 103 | 4658 | 64 | 72 | [5 empty] | None |  | Federally-Regulated Consumer Product | 08/15/2016 |  | 03/04/2020
Litex Industries | Ellington | E52OB | True |  | 3 | Yes | 1655 | 11 | 150 | 3300 | 32 | 103 | 4658 | 64 | 72 | [5 empty] | None |  | Federally-Regulated Consumer Product | 08/15/2016 |  | 03/04/2020
Litex Industries | Ellington | E52PB | True |  | 3 | Yes | 1655 | 11 | 150 | 3300 | 32 | 103 | 4658 | 64 | 72 | [5 empty] | None |  | Federally-Regulated Consumer Product | 08/15/2016 |  | 03/04/2020
Litex Industries | Ellington | E52W | True |  | 3 | Yes | 1592 | 9 | 176 | 2958 | 24 | 123 | 4638 | 61 | 76 | [5 empty] | None |  | Federally-Regulated Consumer Product | 08/15/2016 |  | 03/04/2020
Litex Industries | Craftmade | CCU52*** | True |  | 3 | Yes | 1592 | 9 | 176 | 2958 | 24 | 123 | 4638 | 61 | 76 | [5 empty] | Compact Flourescent |  | Federally-Regulated Consumer Product | 08/15/2016 |  | 03/04/2020
Litex Industries | Craftmade | CI52** | True |  | 3 | Yes | 2053 | 11 | 186 | 3190 | 25 | 127 | 5130 | 57 | 90 | [5 empty] | None |  | Federally-Regulated Consumer Product | 08/15/2016 |  | 03/04/2020
Litex Industries | Craftmade | CIU52**5 | True |  | 3 | Yes | 2053 | 11 | 186 | 3190 | 25 | 127 | 5130 | 57 | 90 | [5 empty] | None |  | Federally-Regulated Consumer Product | 08/15/2016 |  | 03/04/2020
Litex Industries | Craftmade | CR52** | True |  | 6 | Yes | 1361 | 3 | 453 | 3834 | 14 | 273 | 5264 | 32 | 164 | [5 empty] | None |  | Federally-Regulated Consumer Product | 08/15/2016 |  | 03/04/2020
Litex Industries | Craftmade | CV52** | True |  | 3 | Yes | 2018 | 12 | 168 | 3678 | 35 | 105 | 5842 | 78 | 74 | [5 empty] | None |  | Federally-Regulated Consumer Product | 08/15/2016 |  | 03/04/2020
Litex Industries | Craftmade | CXL52*** | True |  | 3 | Yes | 2241 | 14 | 160 | 3816 | 39 | 97 | 5415 | 69 | 78 | [5 empty] | None |  | Federally-Regulated Consumer Product | 08/15/2016 |  | 03/04/2020
Litex Industries | Ellington | DL60***5CRW | True |  | 3 | Yes | 2178 | 16 | 136 | 4740 | 44 | 107 | 7352 | 88 | 83 | [5 empty] | Incandescent |  | Federally-Regulated Consumer Product | 08/15/2016 |  | 03/04/2020
Litex Industries | Ellington | DUN52***5 | True |  | 3 | Yes | 2318 | 16 | 144 | 4038 | 44 | 91 | 5244 | 73 | 71 | [5 empty] | None |  | Federally-Regulated Consumer Product | 08/15/2016 |  | 03/04/2020
Litex Industries | Craftmade | FZA52***5C1 | True |  | 3 | Yes | 2547 | 13 | 195 | 3462 | 34 | 101 | 4929 | 65 | 75 | [5 empty] | Incandescent |  | Federally-Regulated Consumer Product | 08/15/2016 |  | 03/04/2020
Litex Industries | Craftmade | GM56***5LK | True |  | 3 | Yes | 2248 | 16 | 140 | 3750 | 37 | 101 | 5096 | 65 | 78 | [5 empty] | Compact Flourescent |  | Federally-Regulated Consumer Product | 08/15/2016 |  | 03/04/2020
Litex Industries | Craftmade | K52BN | True |  | 3 | Yes | 2397 | 15 | 159 | 4344 | 42 | 103 | 5863 | 70 | 83 | [5 empty] | None |  | Federally-Regulated Consumer Product | 08/15/2016 |  | 03/04/2020
Litex Industries | Craftmade | K52OB | True |  | 3 | Yes | 2397 | 15 | 159 | 4344 | 42 | 103 | 5863 | 70 | 83 | [5 empty] | None |  | Federally-Regulated Consumer Product | 08/15/2016 |  | 03/04/2020
Litex Industries | Craftmade | LAP54****5 | True |  | 3 | Yes | 1848 | 12 | 154 | 3368 | 37 | 91 | 4938 | 88 | 56 | [5 empty] | Incandescent |  | Federally-Regulated Consumer Product | 08/15/2016 |  | 03/04/2020
Litex Industries | Ellington | LAV44***4LK | True |  | 3 | Yes | 1783 | 11 | 162 | 3390 | 32 | 105 | 4546 | 57 | 79 | [5 empty] | Other |  | Federally-Regulated Consumer Product | 08/15/2016 |  | 03/04/2020
Litex Industries | Ellington | LAV52***4LK | True |  | 3 | Yes | 2345 | 13 | 180 | 4031 | 35 | 115 | 5707 | 70 | 81 | [5 empty] | Other |  | Federally-Regulated Consumer Product | 08/15/2016 |  | 03/04/2020
Litex Industries | Ellington | LAV52***4-NRG | True |  | 3 | Yes | 2345 | 13 | 180 | 4031 | 35 | 115 | 5707 | 70 | 81 | [5 empty] | Compact Flourescent |  | Federally-Regulated Consumer Product | 08/15/2016 |  | 03/04/2020
Litex Industries | Craftmade | LO52**3 | True |  | 3 | Yes | 1707 | 12 | 142 | 3291 | 29 | 113 | 4394 | 53 | 82 | [5 empty] | Other |  | Federally-Regulated Consumer Product | 08/15/2016 |  | 03/04/2020
Litex Industries | Ellington | MAJ52***5 | True |  | 3 | Yes | 2232 | 13 | 171 | 3721 | 33 | 112 | 5075 | 65 | 78 | [5 empty] | None |  | Federally-Regulated Consumer Product | 08/15/2016 |  | 03/04/2020
Litex Industries | Ellington | MAJ52****5C1 | True |  | 3 | Yes | 2051 | 13 | 157 | 3331 | 33 | 100 | 4872 | 66 | 73 | [5 empty] | Compact Flourescent |  | Federally-Regulated Consumer Product | 08/15/2016 |  | 03/04/2020
Litex Industries | Ellington | MET56BNK4 | True |  | 6 | Yes | 1773 | 3 | 591 | 4275 | 13 | 328 | 5898 | 33 | 178 | [5 empty] | LED |  | Federally-Regulated Consumer Product | 08/15/2016 |  | 03/04/2020
Litex Industries | Craftmade | MGN52*** | True |  | 3 | Yes | 1985 | 10 | 198 | 3911 | 34 | 115 | 6011 | 73 | 82 | [5 empty] | None |  | Federally-Regulated Consumer Product | 08/15/2016 |  | 03/04/2020
Litex Industries | Craftmade | MI52**** | True |  | 3 | Yes | 2316 | 13 | 178 | 3832 | 34 | 112 | 5432 | 68 | 79 | [5 empty] | Compact Flourescent |  | Federally-Regulated Consumer Product | 08/15/2016 |  | 03/04/2020
Litex Industries | Craftmade | MND54***3 | True |  | 6 | Yes | 1150 | 3 | 383 | 3900 | 13 | 300 | 5424 | 33 | 164 | [5 empty] | None |  | Federally-Regulated Consumer Product | 08/15/2016 |  | 03/04/2020
Litex Industries | Craftmade | MND72***6 | True |  | 6 | Yes | 3091 | 5 | 618 | 4629 | 14 | 330 | 5915 | 34 | 173 | [5 empty] | None |  | Federally-Regulated Consumer Product | 08/15/2016 |  | 03/04/2020
Litex Industries | Craftmade | MNR52*** | True |  | 6 | Yes | 2224 | 4 | 556 | 4676 | 12 | 389 | 6892 | 31 | 222 | [5 empty] | None |  | Federally-Regulated Consumer Product | 08/15/2016 |  | 03/04/2020
Litex Industries | Craftmade | MO56**4 | True |  | 3 | Yes | 2403 | 17 | 141 | 4278 | 43 | 99 | 5842 | 73 | 80 | [5 empty] | Incandescent |  | Federally-Regulated Consumer Product | 08/15/2016 |  | 03/04/2020
Litex Industries | Ellington | MR56***4C1 | True |  | 3 | Yes | 2776 | 16 | 173 | 4725 | 40 | 118 | 6141 | 64 | 95 | [5 empty] | Incandescent |  | Federally-Regulated Consumer Product | 08/15/2016 |  | 03/04/2020
Litex Industries | Craftmade | OMI52**** | True |  | 3 | Yes | 2305 | 13 | 177 | 3962 | 33 | 120 | 5868 | 67 | 87 | [5 empty] | Compact Flourescent |  | Federally-Regulated Consumer Product | 08/15/2016 |  | 03/04/2020
Litex Industries | Craftmade | OPXL52*** | True |  | 3 | Yes | 2308 | 14 | 153 | 3967 | 34 | 116 | 5522 | 61 | 90 | [5 empty] | None |  | Federally-Regulated Consumer Product | 08/15/2016 |  | 03/04/2020
Litex Industries | Ellington | PAP52***5RCDI | True |  | 3 | Yes | 1646 | 14 | 117 | 3765 | 41 | 91 | 4838 | 61 | 79 | [5 empty] | None |  | Federally-Regulated Consumer Product | 08/15/2016 |  | 03/04/2020
Litex Industries | Craftmade | PAR52***4 | True |  | 3 | Yes | 2132 | 11 | 193 | 4111 | 40 | 102 | 5409 | 66 | 81 | [5 empty] | Compact Flourescent |  | Federally-Regulated Consumer Product | 08/15/2016 |  | 03/04/2020
Litex Industries | Ellington | PAT64***5 | True |  | 3 | Yes | 2846 | 18 | 158 | 3298 | 42 | 78 | 5400 | 73 | 73 | [5 empty] | None |  | Federally-Regulated Consumer Product | 08/15/2016 |  | 03/04/2020
Litex Industries | Craftmade | PF52** | True |  | 3 | Yes | 1871 | 13 | 143 | 3242 | 32 | 101 | 4421 | 61 | 72 | [5 empty] | None |  | Federally-Regulated Consumer Product | 08/15/2016 |  | 03/04/2020
Litex Industries | Craftmade | PI30*** | True |  | 3 | Yes | 919 | 9 | 102 | 1642 | 21 | 78 | 2378 | 44 | 54 | [5 empty] | None |  | Federally-Regulated Consumer Product | 08/15/2016 |  | 03/04/2020
Litex Industries | Ellington | PNB52***5 | True |  | 3 | Yes | 2170 | 12 | 180 | 3361 | 32 | 105 | 5139 | 65 | 79 | [5 empty] | Compact Flourescent |  | Federally-Regulated Consumer Product | 08/15/2016 |  | 03/04/2020
Litex Industries | Craftmade | PU52**5 | True |  | 3 | Yes | 2239 | 18 | 124 | 3664 | 42 | 87 | 5276 | 75 | 70 | [5 empty] | Incandescent |  | Federally-Regulated Consumer Product | 08/15/2016 |  | 03/04/2020
Litex Industries | Craftmade | PV52** | True |  | 3 | Yes | 1741 | 11 | 158 | 3609 | 33 | 109 | 5990 | 76 | 78 | [5 empty] | Incandescent |  | Federally-Regulated Consumer Product | 08/15/2016 |  | 03/04/2020
Litex Industries | Craftmade | SAR52** | True |  | 3 | Yes | 2462 | 16 | 153 | 4414 | 41 | 107 | 5940 | 73 | 81 | [5 empty] | Incandescent |  | Federally-Regulated Consumer Product | 08/15/2016 |  | 03/04/2020
Litex Industries | Craftmade | SB52**4 | True |  | 3 | Yes | 1993 | 12 | 166 | 3514 | 34 | 103 | 4850 | 55 | 88 | [5 empty] | Compact Flourescent |  | Federally-Regulated Consumer Product | 08/15/2016 |  | 03/04/2020
Litex Industries | Craftmade | SE68*** | True |  | 3 | Yes | 2345 | 22 | 106 | 3883 | 50 | 77 | 5754 | 77 | 74 | [5 empty] | Incandescent |  | Federally-Regulated Consumer Product | 08/15/2016 |  | 03/04/2020
Litex Industries | Craftmade | SON52*** | True |  | 6 | Yes | 1464 | 3 | 488 | 4522 | 9 | 502 | 6769 | 22 | 307 | [5 empty] | LED |  | Federally-Regulated Consumer Product | 08/15/2016 |  | 03/04/2020
Litex Industries | Craftmade | SON60*** | True |  | 6 | Yes | 2101 | 3 | 700 | 5960 | 12 | 496 | 8904 | 32 | 278 | [5 empty] | LED |  | Federally-Regulated Consumer Product | 08/15/2016 |  | 03/04/2020
Litex Industries | Craftmade | SON70*** | True |  | 6 | Yes | 2857 | 4 | 714 | 6509 | 14 | 464 | 8922 | 32 | 278 | [5 empty] | LED |  | Federally-Regulated Consumer Product | 08/15/2016 |  | 03/04/2020
Litex Industries | Craftmade | STY52*** | True |  | 3 | Yes | 2335 | 16 | 145 | 3558 | 35 | 101 | 5089 | 64 | 79 | [5 empty] | LED |  | Federally-Regulated Consumer Product | 08/15/2016 |  | 03/04/2020
Litex Industries | Ellington | SUA56***5 | True |  | 3 | Yes | 2121 | 14 | 151 | 4072 | 42 | 96 | 5812 | 80 | 72 | [5 empty] | None |  | Federally-Regulated Consumer Product | 08/15/2016 |  | 03/04/2020
Litex Industries | Craftmade | TIM54*** | True |  | 3 | Yes | 1985 | 13 | 152 | 3553 | 37 | 96 | 4755 | 62 | 76 | [5 empty] | Incandescent |  | Federally-Regulated Consumer Product | 08/15/2016 |  | 03/04/2020
Litex Industries | Craftmade | TMP44***5 | True |  | 3 | Yes | 2103 | 16 | 131 | 3224 | 35 | 92 | 4199 | 59 | 71 | [5 empty] | LED |  | Federally-Regulated Consumer Product | 08/15/2016 |  | 03/04/2020
Litex Industries | Craftmade | TMP52***5 | True |  | 3 | Yes | 2177 | 16 | 136 | 3876 | 41 | 94 | 5304 | 73 | 72 | [5 empty] | LED |  | Federally-Regulated Consumer Product | 08/15/2016 |  | 03/04/2020
Litex Industries | Ellington | TRD60***4 | True |  | 3 | Yes | 2780 | 7 | 397 | 4616 | 19 | 242 | 5291 | 33 | 160 | [5 empty] | LED |  | Federally-Regulated Consumer Product | 08/15/2016 |  | 03/04/2020
Litex Industries | Ellington | TRI54***3 | True |  | 3 | Yes | 1955 | 11 | 177 | 4109 | 33 | 124 | 5542 | 70 | 79 | [5 empty] | LED |  | Federally-Regulated Consumer Product | 08/15/2016 |  | 03/04/2020
Litex Industries | Craftmade | TS52*** | True |  | 3 | Yes | 2214 | 14 | 158 | 3806 | 36 | 105 | 6061 | 79 | 76 | [5 empty] | None |  | Federally-Regulated Consumer Product | 08/15/2016 |  | 03/04/2020
Litex Industries | Ellington | UBR48***4 | True |  | 3 | Yes | 2119 | 14 | 151 | 3638 | 34 | 107 | 4423 | 52 | 85 | [5 empty] | Other |  | Federally-Regulated Consumer Product | 08/15/2016 |  | 03/04/2020
Litex Industries | Ellington | UBR52***4 | True |  | 3 | Yes | 2119 | 14 | 151 | 3638 | 34 | 107 | 4423 | 52 | 85 | [5 empty] | Other |  | Federally-Regulated Consumer Product | 08/15/2016 |  | 03/04/2020
Litex Industries | Craftmade | VE58**3 | True |  | 3 | Yes | 4326 | 28 | 149 | 5462 | 47 | 116 | 7731 | 84 | 92 | [5 empty] | None |  | Federally-Regulated Consumer Product | 08/15/2016 |  | 03/04/2020
Litex Industries | Craftmade | VS60**5 | True |  | 3 | Yes | 2267 | 20 | 113 | 3907 | 43 | 90 | 5328 | 73 | 72 | [5 empty] | Other |  | Federally-Regulated Consumer Product | 08/15/2016 |  | 03/04/2020
Litex Industries | Craftmade | WIN56*****5 | True |  | 3 | Yes | 3346 | 15 | 223 | 3879 | 22 | 176 | 4479 | 32 | 139 | [5 empty] | Incandescent |  | Federally-Regulated Consumer Product | 08/15/2016 |  | 03/04/2020
Litex Industries | Ellington | WOD52***5C | True |  | 3 | Yes | 1635 | 11 | 148 | 3535 | 32 | 110 | 5284 | 61 | 86 | [5 empty] | Incandescent |  | Federally-Regulated Consumer Product | 08/15/2016 |  | 03/04/2020
Litex Industries | Ellington | WOD52***5PC1 | True |  | 3 | Yes | 1635 | 11 | 148 | 3535 | 32 | 110 | 5284 | 61 | 86 | [5 empty] | Compact Flourescent |  | Federally-Regulated Consumer Product | 08/15/2016 |  | 03/04/2020
Litex Industries | Craftmade | WXL52*** | True |  | 3 | Yes | 2131 | 16 | 133 | 3698 | 42 | 88 | 5342 | 75 | 71 | [5 empty] | None |  | Federally-Regulated Consumer Product | 08/15/2016 |  | 03/04/2020
Litex Industries | Craftmade | YOR52***5 | True |  | 3 | Yes | 2250 | 12 | 187 | 4188 | 34 | 123 | 6464 | 74 | 87 | [5 empty] | None |  | Federally-Regulated Consumer Product | 08/15/2016 |  | 03/04/2020
Litex Industries | Ellington | CAV52***5LK | True |  | 3 | Yes | 2045 | 16 | 127 | 3642 | 36 | 101 | 5512 | 72 | 76 | [5 empty] | Incandescent |  | Federally-Regulated Consumer Product | 08/15/2016 |  | 03/04/2020
Litex Industries | Craftmade | DCEP70** | True |  | 6 | Yes | 3038 | 5 | 607 | 5788 | 17 | 340 | 6780 | 27 | 251 | [5 empty] | None |  | Federally-Regulated Consumer Product | 08/15/2016 |  | 03/04/2020
Litex Industries | Ellington | DCF52***5 | True |  | 3 | Yes | 2592 | 14 | 185 | 3826 | 31 | 123 | 5320 | 64 | 83 | [5 empty] | None |  | Federally-Regulated Consumer Product | 08/15/2016 |  | 03/04/2020
Litex Industries | Ellington | DCF52***5C1 | True |  | 3 | Yes | 2324 | 14 | 166 | 3287 | 30 | 109 | 4828 | 57 | 84 | [5 empty] | Incandescent |  | Federally-Regulated Consumer Product | 08/15/2016 |  | 03/04/2020
Litex Industries | Ellington | DCF52***5C3 | True |  | 3 | Yes | 2144 | 14 | 153 | 3631 | 31 | 117 | 4711 | 55 | 85 | [5 empty] | Incandescent |  | Federally-Regulated Consumer Product | 08/15/2016 |  | 03/04/2020
Litex Industries | Ellington | ELN52***LKD | True |  | 3 | Yes | 2390 | 10 | 239 | 4048 | 29 | 139 | 5649 | 63 | 89 | [5 empty] | Compact Flourescent |  | Federally-Regulated Consumer Product | 08/15/2016 |  | 03/04/2020
Litex Industries | Ellington | ELN52***LKD-LED | True |  | 3 | Yes | 2390 | 10 | 239 | 4048 | 29 | 139 | 5649 | 63 | 89 | [5 empty] | LED |  | Federally-Regulated Consumer Product | 08/15/2016 |  | 03/04/2020
Litex Industries | Ellington | KM52***5LKRCI | True |  | 3 | Yes | 2045 | 16 | 127 | 3642 | 36 | 101 | 5512 | 72 | 76 | [5 empty] | Incandescent |  | Federally-Regulated Consumer Product | 08/15/2016 |  | 03/04/2020
Litex Industries | Ellington | MAN52***5C1 | True |  | 3 | Yes | 1716 | 12 | 143 | 3165 | 28 | 113 | 4928 | 61 | 80 | [5 empty] | Compact Flourescent |  | Federally-Regulated Consumer Product | 08/15/2016 |  | 03/04/2020
Litex Industries | Craftmade | MN44**4 | True |  | 3 | Yes | 2298 | 15 | 153 | 3442 | 28 | 122 | 4548 | 49 | 92 | [5 empty] | Other |  | Federally-Regulated Consumer Product | 08/15/2016 |  | 03/04/2020
Litex Industries | Craftmade | RT52** | True |  | 3 | Yes | 1761 | 15 | 117 | 3660 | 40 | 91 | 5097 | 66 | 77 | [5 empty] | None |  | Federally-Regulated Consumer Product | 08/15/2016 |  | 03/04/2020
Litex Industries | Ellington | RVF52***5 | True |  | 3 | Yes | 2747 | 15 | 183 | 4257 | 34 | 125 | 5474 | 61 | 89 | [5 empty] | Compact Flourescent |  | Federally-Regulated Consumer Product | 08/15/2016 |  | 03/04/2020
Litex Industries | Ellington | TIT52***5LKRCI | True |  | 3 | Yes | 2069 | 15 | 137 | 3401 | 33 | 103 | 5032 | 63 | 79 | [5 empty] | Other |  | Federally-Regulated Consumer Product | 08/15/2016 |  | 03/04/2020
Litex Industries | Ellington | UB48**4C1 | True |  | 3 | Yes | 2626 | 25 | 105 | 4694 | 38 | 123 | 6555 | 58 | 113 | [5 empty] | Incandescent |  | Federally-Regulated Consumer Product | 08/15/2016 |  | 03/04/2020
Litex Industries | Ellington | UBW48***4C1 | True |  | 3 | Yes | 2041 | 25 | 81 | 3325 | 39 | 85 | 4919 | 59 | 83 | [5 empty] | Incandescent |  | Federally-Regulated Consumer Product | 08/15/2016 |  | 03/04/2020
Litex Industries | Craftmade | VG54**2 | True |  | 3 | Yes | 2117 | 14 | 151 | 3909 | 31 | 126 | 5904 | 64 | 92 | [5 empty] | Other |  | Federally-Regulated Consumer Product | 08/15/2016 |  | 03/04/2020
Litex Industries | Ellington | ANV52***5 | True |  | 3 | Yes | 1676 | 11 | 152 | 2944 | 26 | 113 | 4691 | 63 | 74 | [5 empty] | None |  | Federally-Regulated Consumer Product | 08/15/2016 |  | 03/04/2020
Litex Industries | Craftmade | ATA52***5 | True |  | 3 | Yes | 1605 | 11 | 145 | 3239 | 28 | 115 | 4921 | 63 | 78 | [5 empty] | Compact Flourescent |  | Federally-Regulated Consumer Product | 08/15/2016 |  | 03/04/2020
Litex Industries | Craftmade | BL52W | True |  | 3 | Yes | 2358 | 16 | 147 | 3632 | 35 | 103 | 5041 | 60 | 84 | [5 empty] | Compact Flourescent |  | Federally-Regulated Consumer Product | 08/15/2016 |  | 03/04/2020
Litex Industries | Craftmade | CN52***5 | True |  | 3 | Yes | 2052 | 11 | 186 | 3577 | 32 | 111 | 5179 | 56 | 92 | [5 empty] | Compact Flourescent |  | Federally-Regulated Consumer Product | 08/15/2016 |  | 03/04/2020
Litex Industries | Craftmade | CP52** | True |  | 3 | Yes | 1761 | 15 | 117 | 3660 | 40 | 91 | 5098 | 66 | 77 | [5 empty] | None |  | Federally-Regulated Consumer Product | 08/15/2016 |  | 03/04/2020
Litex Industries | Craftmade | DA30***3 | True |  | 3 | Yes | 1147 | 11 | 104 | 1515 | 22 | 68 | 2486 | 46 | 54 | [5 empty] | Other |  | Federally-Regulated Consumer Product | 08/15/2016 |  | 03/04/2020
Litex Industries | Craftmade | DCRT70** | True |  | 6 | Yes | 2130 | 3 | 710 | 6010 | 17 | 353 | 8655 | 42 | 206 | [5 empty] | None |  | Federally-Regulated Consumer Product | 08/15/2016 |  | 03/04/2020
Litex Industries | Craftmade | FB60***5 | True |  | 3 | Yes | 2520 | 17 | 148 | 4420 | 38 | 116 | 6127 | 65 | 94 | [5 empty] | Incandescent |  | Federally-Regulated Consumer Product | 08/15/2016 |  | 03/04/2020
Litex Industries | Craftmade | HE52***5 | True |  | 3 | Yes | 2615 | 13 | 201 | 3364 | 35 | 96 | 5518 | 69 | 79 | [5 empty] | Other |  | Federally-Regulated Consumer Product | 08/15/2016 |  | 03/04/2020
Litex Industries | Craftmade | HE52***5-CFL | True |  | 3 | Yes | 2615 | 13 | 201 | 3364 | 35 | 96 | 5518 | 69 | 79 | [5 empty] | Compact Flourescent |  | Federally-Regulated Consumer Product | 08/15/2016 |  | 03/04/2020
Litex Industries | Craftmade | JU54***3 | True |  | 3 | Yes | 2470 | 18 | 137 | 3935 | 36 | 109 | 5229 | 59 | 88 | [5 empty] | Other |  | Federally-Regulated Consumer Product | 08/15/2016 |  | 03/04/2020
Litex Industries | Craftmade | KAT72**** | True |  | 6 | Yes | 2273 | 5 | 454 | 6719 | 35 | 191 | 7501 | 44 | 170 | [5 empty] | LED |  | Federally-Regulated Consumer Product | 08/15/2016 |  | 03/04/2020
Litex Industries | Craftmade | LW52*** | True |  | 3 | Yes | 2074 | 12 | 172 | 3512 | 30 | 117 | 4729 | 59 | 80 | [5 empty] | None |  | Federally-Regulated Consumer Product | 08/15/2016 |  | 03/04/2020
Litex Industries | Craftmade | LY52*** | True |  | 3 | Yes | 2150 | 14 | 153 | 3617 | 33 | 109 | 4839 | 61 | 79 | [5 empty] | Incandescent |  | Federally-Regulated Consumer Product | 08/15/2016 |  | 03/04/2020
Litex Industries | Craftmade | ME52** | True |  | 3 | Yes | 2277 | 13 | 175 | 3981 | 35 | 113 | 5887 | 75 | 78 | [5 empty] | None |  | Federally-Regulated Consumer Product | 08/15/2016 |  | 03/04/2020
Litex Industries | Craftmade | OA52**** | True |  | 3 | Yes | 1761 | 15 | 117 | 3660 | 40 | 91 | 5098 | 66 | 77 | [5 empty] | None |  | Federally-Regulated Consumer Product | 08/15/2016 |  | 03/04/2020
Litex Industries | Craftmade | OV70** | True |  | 6 | Yes | 3531 | 5 | 706 | 5654 | 14 | 403 | 7143 | 31 | 230 | [5 empty] | Incandescent |  | Federally-Regulated Consumer Product | 08/15/2016 |  | 03/04/2020
Litex Industries | Craftmade | PIR48***3 | True |  | 6 | Yes | 1127 | 3 | 375 | 3329 | 14 | 237 | 4124 | 28 | 147 | [5 empty] | None |  | Federally-Regulated Consumer Product | 08/15/2016 |  | 03/04/2020
Litex Industries | Craftmade | PS52**4 | True |  | 3 | Yes | 2576 | 19 | 135 | 3588 | 35 | 102 | 4535 | 53 | 85 | [5 empty] | Compact Flourescent |  | Federally-Regulated Consumer Product | 08/15/2016 |  | 03/04/2020
Litex Industries | Craftmade | SOE54***5 | True |  | 6 | Yes | 2780 | 5 | 556 | 4888 | 19 | 257 | 5848 | 35 | 167 | [5 empty] | LED |  | Federally-Regulated Consumer Product | 08/15/2016 |  | 03/04/2020
Litex Industries | Craftmade | TG48***3 | True |  | 3 | Yes | 3087 | 20 | 154 | 4366 | 32 | 136 | 5534 | 53 | 104 | [5 empty] | LED |  | Federally-Regulated Consumer Product | 08/15/2016 |  | 03/04/2020
Litex Industries | Craftmade | TG52***3 | True |  | 3 | Yes | 3066 | 20 | 153 | 4141 | 32 | 129 | 5433 | 54 | 100 | [5 empty] | LED |  | Federally-Regulated Consumer Product | 08/15/2016 |  | 03/04/2020
Litex Industries | Craftmade | TO52** | True |  | 3 | Yes | 1761 | 15 | 117 | 3660 | 40 | 91 | 5098 | 66 | 77 | [5 empty] | None |  | Federally-Regulated Consumer Product | 08/15/2016 |  | 03/04/2020
Litex Industries | Craftmade | UN52***4 | True |  | 6 | Yes | 1522 | 4 | 380 | 3871 | 12 | 322 | 5976 | 30 | 199 | [5 empty] | Compact Flourescent |  | Federally-Regulated Consumer Product | 08/15/2016 |  | 03/04/2020
Litex Industries | Craftmade | WD52**** | True |  | 3 | Yes | 1761 | 15 | 117 | 3660 | 40 | 91 | 5097 | 66 | 77 | [5 empty] | None |  | Federally-Regulated Consumer Product | 08/15/2016 |  | 03/04/2020
Litex Industries | Craftmade | ZE56***5 | True |  | 3 | Yes | 2562 | 12 | 213 | 4461 | 33 | 135 | 7184 | 75 | 94 | [5 empty] | None |  | Federally-Regulated Consumer Product | 08/15/2016 |  | 03/04/2020
HKC - Hong Kong China Electric Appliance | Harbor Breeze | 726317 | True |  | 3 | Yes | 1536 | 11 | 139 | 2880 | 28 | 102 | 4081 | 53 | 77 | [5 empty] | LED |  | Federally-Regulated Consumer Product | 08/17/2016 |  | 03/04/2020
HKC - Hong Kong China Electric Appliance | Harbor Breeze | 803770 | True |  | 3 | Yes | 1648 | 10 | 164 | 3093 | 25 | 123 | 4594 | 54 | 85 | [5 empty] | LED |  | Federally-Regulated Consumer Product | 08/17/2016 |  | 03/04/2020
HKC - Hong Kong China Electric Appliance | Harbor Breeze | 803769 | True |  | 3 | Yes | 1648 | 10 | 164 | 3093 | 25 | 123 | 4594 | 54 | 85 | [5 empty] | LED |  | Federally-Regulated Consumer Product | 08/17/2016 |  | 03/04/2020
Kichler Lighting | Kichler | 35153 | True |  | 3 | Yes | 1720 | 16 | 105 | 3534 | 46 | 77 | 5094 | 84 | 60 | [5 empty] | LED |  | Federally-Regulated Consumer Product | 08/17/2016 |  | 03/04/2020
Kichler Lighting | Kichler | 35154 | True |  | 3 | Yes | 1987 | 10 | 195 | 3422 | 28 | 121 | 5049 | 60 | 84 | [5 empty] | Incandescent |  | Federally-Regulated Consumer Product | 08/17/2016 |  | 03/04/2020
Kichler Lighting | Allen + Roth | 35158 | True |  | 3 | Yes | 1611 | 10 | 158 | 3610 | 32 | 112 | 5144 | 65 | 79 | [5 empty] | LED |  | Federally-Regulated Consumer Product | 08/17/2016 |  | 03/04/2020
Hunter Fan Company | Hunter | 52029 | True |  | 3 | Yes | 1341 | 8 | 168 | 2167 | 16 | 135 | 4677 | 66 | 71 | [5 empty] | LED |  | Federally-Regulated Consumer Product | 08/18/2016 |  | 03/04/2020
Hunter Fan Company | Hunter | 59221 | True |  | 3 | Yes | 2234 | 11 | 203 | 3338 | 26 | 128 | 4910 | 63 | 78 | [5 empty] | LED |  | Federally-Regulated Consumer Product | 08/18/2016 |  | 03/04/2020
Hunter Fan Company | Hunter | 59272 | True |  | 3 | Yes | 1412 | 7 | 202 | 2188 | 16 | 137 | 3955 | 63 | 63 | [5 empty] | Compact Flourescent |  | Federally-Regulated Consumer Product | 08/18/2016 |  | 03/04/2020
Hunter Fan Company | Hunter | 59234 | True |  | 3 | Yes | 2257 | 12 | 188 | 3533 | 28 | 126 | 5444 | 65 | 84 | [5 empty] | LED |  | Federally-Regulated Consumer Product | 08/18/2016 |  | 03/04/2020
Kichler Lighting | Kichler | 35155 | True |  | 3 | Yes | 1291 | 9 | 143 | 3121 | 27 | 116 | 4810 | 57 | 84 | [5 empty] | Incandescent |  | Federally-Regulated Consumer Product | 08/19/2016 |  | 03/04/2020
Kichler Lighting | Kichler | 35156 | True |  | 3 | Yes | 1853 | 12 | 154 | 3914 | 38 | 103 | 5617 | 72 | 78 | [5 empty] | LED |  | Federally-Regulated Consumer Product | 08/19/2016 |  | 03/04/2020
Kichler Lighting | Allen + Roth | 35207 | True |  | 3 | Yes | 1345 | 9 | 149 | 3198 | 29 | 110 | 5135 | 60 | 86 | [5 empty] | Incandescent |  | Federally-Regulated Consumer Product | 08/19/2016 |  | 03/04/2020
Kichler Lighting | Kichler | 35208 | True |  | 3 | Yes | 1368 | 11 | 124 | 3215 | 32 | 100 | 5020 | 60 | 84 | [5 empty] | Incandescent |  | Federally-Regulated Consumer Product | 08/19/2016 |  | 03/04/2020
Air Cool Industrial Co., Ltd. | No Brand Home Depot | AC-552(B552QI-BN) | True |  | 3 | Yes | 1944 | 9 | 216 | 3757 | 30 | 125 | 5302 | 61 | 87 | [5 empty] | None |  | Federally-Regulated Consumer Product | 08/23/2016 |  | 03/04/2020
Air Cool Industrial Co., Ltd. | No Brand Home Depot | AC-552(B552QI-NI) | True |  | 3 | Yes | 1944 | 9 | 216 | 3757 | 30 | 125 | 5302 | 61 | 87 | [5 empty] | None |  | Federally-Regulated Consumer Product | 08/23/2016 |  | 03/04/2020
Air Cool Industrial Co., Ltd. | No Brand Home Depot | AC-552(B552QI-ORB) | True |  | 3 | Yes | 1944 | 9 | 216 | 3757 | 30 | 125 | 5302 | 61 | 87 | [5 empty] | None |  | Federally-Regulated Consumer Product | 08/23/2016 |  | 03/04/2020
Air Cool Industrial Co., Ltd. | No Brand Home Depot | AC-552(B552QI-TB) | True |  | 3 | Yes | 1944 | 9 | 216 | 3757 | 30 | 125 | 5302 | 61 | 87 | [5 empty] | None |  | Federally-Regulated Consumer Product | 08/23/2016 |  | 03/04/2020
Air Cool Industrial Co., Ltd. | No Brand Home Depot | AC-552(B552QI-WH) | True |  | 3 | Yes | 1944 | 9 | 216 | 3757 | 30 | 125 | 5302 | 61 | 87 | [5 empty] | None |  | Federally-Regulated Consumer Product | 08/23/2016 |  | 03/04/2020
Fanim Industries | Fanimation Studio Collection | LP8242SLCH | True |  | 3 | Yes | 2395 | 12 | 200 | 4320 | 35 | 123 | 5910 | 67 | 88 | [5 empty] | Other |  | Federally-Regulated Consumer Product | 08/24/2016 |  | 03/04/2020
Fanim Industries | Fanimation Studio Collection | LP8074SLAZ | True |  | 3 | Yes | 427 | 17 | 25 | 694 | 27 | 26 | 934 | 56 | 17 | [5 empty] | Other |  | Federally-Regulated Consumer Product | 08/24/2016 |  | 03/04/2020
Fanim Industries | Fanimation Studio Collection | LP8147SLBN | True |  | 6 | Yes | 3155 | 2 | 1502 | 7558 | 14 | 532 | 10032 | 35 | 285 | [5 empty] | LED |  | Federally-Regulated Consumer Product | 08/24/2016 |  | 03/04/2020
Fanim Industries | Fanimation Studio Collection | LP8277LBN | True |  | 3 | Yes | 2418 | 14 | 172 | 3769 | 30 | 125 | 4889 | 51 | 95 | [5 empty] | LED |  | Federally-Regulated Consumer Product | 08/24/2016 |  | 03/04/2020
Fanim Industries | Fanimation Studio Collection | LP8350LAZ | True |  | 3 | Yes | 541 | 11 | 48 | 993 | 23 | 43 | 1360 | 36 | 38 | [5 empty] | Other |  | Federally-Regulated Consumer Product | 08/26/2016 |  | 03/04/2020
Fanim Industries | Fanimation Studio Collection | LP8343LABA | True |  | 3 | Yes | 2451 | 14 | 173 | 4426 | 39 | 113 | 6603 | 71 | 93 | [5 empty] | Other |  | Federally-Regulated Consumer Product | 08/26/2016 |  | 03/04/2020
Fanimation | Fanimation | FPS8355BNW | True |  | 3 | Yes | 2867 | 13 | 220 | 4360 | 29 | 150 | 5838 | 51 | 114 | [5 empty] | LED |  | Federally-Regulated Consumer Product | 08/29/2016 |  | 03/04/2020
Fanimation | Fanimation | FPS8355DZW | True |  | 3 | Yes | 2867 | 13 | 220 | 4360 | 29 | 150 | 5838 | 51 | 114 | [5 empty] | LED |  | Federally-Regulated Consumer Product | 08/29/2016 |  | 03/04/2020
Fanimation | Fanimation | FPS8355GRW | True |  | 3 | Yes | 2867 | 13 | 220 | 4360 | 29 | 150 | 5838 | 51 | 114 | [5 empty] | LED |  | Federally-Regulated Consumer Product | 08/29/2016 |  | 03/04/2020
Fanimation | Fanimation | FPS8355MWW | True |  | 3 | Yes | 2867 | 13 | 220 | 4360 | 29 | 150 | 5838 | 51 | 114 | [5 empty] | LED |  | Federally-Regulated Consumer Product | 08/29/2016 |  | 03/04/2020
Fanim Industries | Fanimation Studio Collection | LP8064LBN | True |  | 3 | Yes | 2677 | 14 | 191 | 4175 | 29 | 143 | 5712 | 53 | 107 | [5 empty] | Compact Flourescent |  | Federally-Regulated Consumer Product | 08/29/2016 |  | 03/04/2020
Fanim Industries | Fanimation Studio Collection | LP8064LAZ | True |  | 3 | Yes | 2677 | 14 | 191 | 4175 | 29 | 143 | 5712 | 53 | 107 | [5 empty] | Compact Flourescent |  | Federally-Regulated Consumer Product | 08/29/2016 |  | 03/04/2020
Fanim Industries | Fanimation Studio Collection | LP8081LBN | True |  | 3 | Yes | 2291 | 12 | 190 | 3854 | 31 | 124 | 5399 | 60 | 89 | [5 empty] | Compact Flourescent |  | Federally-Regulated Consumer Product | 08/29/2016 |  | 03/04/2020
Fanim Industries | Fanimation Studio Collection | LP8081LAZ | True |  | 3 | Yes | 2291 | 12 | 190 | 3854 | 31 | 124 | 5399 | 60 | 89 | [5 empty] | Compact Flourescent |  | Federally-Regulated Consumer Product | 08/29/2016 |  | 03/04/2020
Fanim Industries | Fanimation Studio Collection | LP8347LAZ | True |  | 3 | Yes | 2343 | 13 | 180 | 3358 | 27 | 124 | 4536 | 51 | 88 | [5 empty] | LED |  | Federally-Regulated Consumer Product | 08/29/2016 |  | 03/04/2020
Fanim Industries | Fanimation Studio Collection | LP8347LBN | True |  | 3 | Yes | 2343 | 13 | 180 | 3358 | 27 | 124 | 4536 | 51 | 88 | [5 empty] | LED |  | Federally-Regulated Consumer Product | 08/29/2016 |  | 03/04/2020
Fanim Industries | Fanimation Studio Collection | LP8347LGR | True |  | 3 | Yes | 2343 | 13 | 180 | 3358 | 27 | 124 | 4536 | 51 | 88 | [5 empty] | LED |  | Federally-Regulated Consumer Product | 08/29/2016 |  | 03/04/2020
Fanim Industries | Fanimation Studio Collection | LP8347LMW | True |  | 3 | Yes | 2343 | 13 | 180 | 3358 | 27 | 124 | 4536 | 51 | 88 | [5 empty] | LED |  | Federally-Regulated Consumer Product | 08/29/2016 |  | 03/04/2020
Minka Group | Minka Aire | F889-*** | True |  | 6 | Yes | 5984 | 5 | 1197 | 8372 | 10 | 837 | 11022 | 27 | 408 | [5 empty] | Compact Flourescent |  | Federally-Regulated Consumer Product | 08/30/2016 |  | 03/04/2020
Minka Group | Minka Aire | F523-*** | True |  | 3 | Yes | 2092 | 13 | 161 | 3233 | 25 | 129 | 4835 | 52 | 93 | [5 empty] | Incandescent |  | Federally-Regulated Consumer Product | 08/30/2016 |  | 03/04/2020
Minka Group | Minka Aire | F598-*** | True |  | 3 | Yes | 1628 | 10 | 163 | 3472 | 35 | 99 | 5668 | 82 | 69 | [5 empty] | Incandescent |  | Federally-Regulated Consumer Product | 08/30/2016 |  | 03/04/2020
Minka Group | Minka Aire | F711-*** | True |  | 3 | Yes | 2145 | 17 | 126 | 3913 | 41 | 95 | 5367 | 70 | 77 | [5 empty] | Incandescent |  | Federally-Regulated Consumer Product | 08/30/2016 |  | 03/04/2020
Minka Group | Minka Aire | F302-*** | True |  | 3 | Yes | 1778 | 24 | 74 | 1968 | 31 | 63 | 2350 | 59 | 40 | [5 empty] | Incandescent |  | Federally-Regulated Consumer Product | 08/30/2016 |  | 03/04/2020
Minka Group | Minka Aire | F502-*** | True |  | 3 | Yes | 2358 | 44 | 54 | 2988 | 63 | 47 | 3841 | 98 | 39 | [5 empty] | Incandescent |  | Federally-Regulated Consumer Product | 08/30/2016 |  | 03/04/2020
Minka Group | Minka Aire | F474-*** | True |  | 3 | Yes | 3230 | 18 | 179 | 4465 | 31 | 144 | 6053 | 51 | 119 | [5 empty] | Incandescent |  | Federally-Regulated Consumer Product | 08/30/2016 |  | 03/04/2020
Minka Group | Minka Aire | F476-*** | True |  | 3 | Yes | 3262 | 18 | 181 | 4554 | 31 | 147 | 5991 | 51 | 117 | [5 empty] | Incandescent |  | Federally-Regulated Consumer Product | 08/30/2016 |  | 03/04/2020
Minka Group | Minka Aire | F828-*** | True |  | 6 | Yes | 1756 | 3 | 585 | 4719 | 15 | 315 | 6363 | 32 | 199 | [5 empty] | LED |  | Federally-Regulated Consumer Product | 08/30/2016 |  | 03/04/2020
Minka Group | Minka Aire | F726-*** | True |  | 6 | Yes | 2133 | 3 | 711 | 4996 | 13 | 384 | 7230 | 32 | 226 | [5 empty] | LED |  | Federally-Regulated Consumer Product | 08/30/2016 |  | 03/04/2020
Minka Group | Minka Aire | 4621 | True |  | 3 | Yes | 2571 | 13 | 198 | 4287 | 31 | 138 | 6417 | 66 | 97 | [5 empty] | Other |  | Federally-Regulated Consumer Product | 08/30/2016 |  | 03/04/2020
Minka Group | Minka Aire | 4622 | True |  | 3 | Yes | 2571 | 13 | 198 | 4287 | 31 | 138 | 6417 | 66 | 97 | [5 empty] | Other |  | Federally-Regulated Consumer Product | 08/30/2016 |  | 03/04/2020
Minka Group | Minka Aire | 4623 | True |  | 3 | Yes | 2571 | 13 | 198 | 4287 | 31 | 138 | 6417 | 66 | 97 | [5 empty] | Other |  | Federally-Regulated Consumer Product | 08/30/2016 |  | 03/04/2020
Minka Group | Minka Aire | 4642 | True |  | 3 | Yes | 3491 | 22 | 159 | 5386 | 46 | 117 | 7562 | 84 | 90 | [5 empty] | None |  | Federally-Regulated Consumer Product | 08/30/2016 |  | 03/04/2020
Minka Group | Minka Aire | F477-*** | True |  | 3 | Yes | 3033 | 18 | 169 | 5220 | 41 | 127 | 7026 | 65 | 108 | [5 empty] | Other |  | Federally-Regulated Consumer Product | 09/07/2016 |  | 03/04/2020
Minka Group | Minka Aire | F753L-*** | True |  | 3 | Yes | 2643 | 15 | 176 | 3966 | 27 | 147 | 5682 | 47 | 121 | [5 empty] | LED |  | Federally-Regulated Consumer Product | 09/07/2016 |  | 03/04/2020
Minka Group | Minka Aire | F681-*** | True |  | 3 | Yes | 2351 | 12 | 196 | 4316 | 32 | 135 | 6392 | 65 | 98 | [5 empty] | Other |  | Federally-Regulated Consumer Product | 09/07/2016 |  | 03/04/2020
Minka Group | Minka Aire | F304L-*** | True |  | 3 | Yes | 1553 | 44 | 35 | 1795 | 62 | 29 | 2726 | 108 | 25 | [5 empty] | LED |  | Federally-Regulated Consumer Product | 09/07/2016 |  | 03/04/2020
Minka Group | Minka Aire | F306L-*** | True |  | 3 | Yes | 1893 | 43 | 44 | 2679 | 62 | 43 | 4082 | 109 | 37 | [5 empty] | LED |  | Federally-Regulated Consumer Product | 09/07/2016 |  | 03/04/2020
Minka Group | Minka Aire | 4624 | True |  | 3 | Yes | 2571 | 13 | 198 | 4287 | 31 | 138 | 6417 | 66 | 97 | [5 empty] | LED |  | Federally-Regulated Consumer Product | 09/07/2016 |  | 03/04/2020
Hunter Fan Company | Hunter | 52267 | True |  | 3 | Yes | 1763 | 7 | 252 | 2452 | 16 | 153 | 4793 | 64 | 75 | [5 empty] | LED |  | Federally-Regulated Consumer Product | 09/08/2016 |  | 03/04/2020
Hunter Fan Company | Hunter | 52268 | True |  | 3 | Yes | 1763 | 7 | 252 | 2452 | 16 | 153 | 4793 | 64 | 75 | [5 empty] | LED |  | Federally-Regulated Consumer Product | 09/08/2016 |  | 03/04/2020
Hunter Fan Company | Hunter | 52269 | True |  | 3 | Yes | 1763 | 7 | 252 | 2452 | 16 | 153 | 4793 | 64 | 75 | [5 empty] | LED |  | Federally-Regulated Consumer Product | 09/08/2016 |  | 03/04/2020
Hunter Fan Company | Hunter | 53222 | True |  | 3 | Yes | 1492 | 9 | 166 | 2501 | 24 | 104 | 3642 | 64 | 57 | [5 empty] | LED |  | Federally-Regulated Consumer Product | 09/08/2016 |  | 03/04/2020
Hunter Fan Company | Hunter | 59218 | True |  | 3 | Yes | 2392 | 9 | 266 | 3306 | 24 | 138 | 5120 | 61 | 84 | [5 empty] | LED |  | Federally-Regulated Consumer Product | 09/08/2016 |  | 03/04/2020
Hunter Fan Company | Hunter | 51008 | True |  | 3 | Yes | 1006 | 8 | 126 | 1514 | 15 | 101 | 2993 | 48 | 62 | [5 empty] | LED |  | Federally-Regulated Consumer Product | 09/08/2016 |  | 03/04/2020
Hunter Fan Company | Hunter | 53272 | True |  | 3 | Yes | 1428 | 9 | 159 | 2294 | 25 | 92 | 3488 | 62 | 56 | [5 empty] | LED |  | Federally-Regulated Consumer Product | 09/08/2016 |  | 03/04/2020
Hunter Fan Company | Hunter | 53276 | True |  | 3 | Yes | 1428 | 9 | 159 | 2294 | 25 | 92 | 3488 | 62 | 56 | [5 empty] | LED |  | Federally-Regulated Consumer Product | 09/08/2016 |  | 03/04/2020
Hunter Fan Company | Hunter | 53277 | True |  | 3 | Yes | 1428 | 9 | 159 | 2294 | 25 | 92 | 3488 | 62 | 56 | [5 empty] | LED |  | Federally-Regulated Consumer Product | 09/08/2016 |  | 03/04/2020
Hunter Fan Company | Hunter | 52118 | True |  | 3 | Yes | 1543 | 7 | 220 | 2357 | 16 | 147 | 4480 | 63 | 71 | [5 empty] | LED |  | Federally-Regulated Consumer Product | 09/08/2016 |  | 03/04/2020
Hunter Fan Company | Hunter | 52119 | True |  | 3 | Yes | 1543 | 7 | 220 | 2357 | 16 | 147 | 4480 | 63 | 71 | [5 empty] | LED |  | Federally-Regulated Consumer Product | 09/08/2016 |  | 03/04/2020
Hunter Fan Company | Hunter | 54127 | True |  | 3 | Yes | 1742 | 9 | 194 | 3502 | 27 | 130 | 6112 | 80 | 76 | [5 empty] | LED |  | Federally-Regulated Consumer Product | 09/08/2016 |  | 03/04/2020
Hunter Fan Company | Hunter | 52078 | True |  | 3 | Yes | 1262 | 7 | 180 | 2237 | 16 | 140 | 4564 | 64 | 71 | [5 empty] | LED |  | Federally-Regulated Consumer Product | 09/08/2016 |  | 03/04/2020
Hunter Fan Company | Hunter | 54052 | True |  | 3 | Yes | 2130 | 10 | 213 | 3553 | 28 | 127 | 5920 | 76 | 78 | [5 empty] | LED |  | Federally-Regulated Consumer Product | 09/08/2016 |  | 03/04/2020
Hunter Fan Company | Hunter | 53037 | True |  | 3 | Yes | 1428 | 10 | 143 | 2288 | 26 | 88 | 3531 | 65 | 54 | [5 empty] | LED |  | Federally-Regulated Consumer Product | 09/08/2016 |  | 03/04/2020
Hunter Fan Company | Casablanca | 59284 | True |  | 4 | Yes | 2214 | 11 | 201 | 4235 | 41 | 103 | 5079 | 65 | 78 | [5 empty] | LED |  | Federally-Regulated Consumer Product | 10/03/2016 |  | 03/04/2020
Hunter Fan Company | Casablanca | 59286 | True |  | 4 | Yes | 2047 | 10 | 205 | 3936 | 40 | 98 | 4527 | 61 | 74 | [5 empty] | LED |  | Federally-Regulated Consumer Product | 10/03/2016 |  | 03/04/2020
Hunter Fan Company | Casablanca | 59285 | True |  | 4 | Yes | 2214 | 11 | 201 | 4235 | 41 | 103 | 5079 | 65 | 78 | [5 empty] | LED |  | Federally-Regulated Consumer Product | 10/03/2016 |  | 03/04/2020
Hunter Fan Company | Casablanca | 59287 | True |  | 4 | Yes | 2047 | 10 | 205 | 3936 | 40 | 98 | 4527 | 61 | 74 | [5 empty] | LED |  | Federally-Regulated Consumer Product | 10/03/2016 |  | 03/04/2020
Fanimation | Fanimation | FP6258BNMW | True |  | 3 | Yes | 1995 | 11 | 181 | 3790 | 29 | 129 | 6508 | 76 | 85 | [5 empty] | LED |  | Federally-Regulated Consumer Product | 10/10/2016 |  | 03/04/2020
Kichler Lighting | Kichler | K1609-A(300702) | True |  | 3 | Yes | 1039 | 11 | 94 | 3717 | 38 | 98 | 5854 | 82 | 71 | [5 empty] | LED |  | Federally-Regulated Consumer Product | 10/19/2016 |  | 03/04/2020
Litex Industries | Litex | E-BLR44ABZ5C | True |  | 3 | Yes | 1526 | 23 | 66 | 2569 | 34 | 76 | 3532 | 50 | 71 | [5 empty] | Incandescent |  | Federally-Regulated Consumer Product | 11/01/2016 |  | 03/04/2020
Litex Industries | Litex | E-BLR44BNK5C | True |  | 3 | Yes | 1526 | 23 | 66 | 2569 | 34 | 76 | 3532 | 50 | 71 | [5 empty] | Incandescent |  | Federally-Regulated Consumer Product | 11/01/2016 |  | 03/04/2020
Litex Industries | Litex | WOD52GV5 | True |  | 3 | Yes | 1605 | 23 | 70 | 3584 | 42 | 85 | 5470 | 65 | 84 | [5 empty] | None |  | Federally-Regulated Consumer Product | 11/01/2016 |  | 03/04/2020
Litex Industries | Litex | E-WOD52WW5C | True |  | 3 | Yes | 1635 | 11 | 149 | 3536 | 31 | 114 | 5284 | 61 | 87 | [5 empty] | Incandescent |  | Federally-Regulated Consumer Product | 11/01/2016 |  | 03/04/2020
Litex Industries | Litex | E-WOD52ABZ5C | True |  | 3 | Yes | 1635 | 11 | 149 | 3536 | 31 | 114 | 5284 | 61 | 87 | [5 empty] | Incandescent |  | Federally-Regulated Consumer Product | 11/01/2016 |  | 03/04/2020
Litex Industries | Litex | E-PZ52BNK5C | True |  | 3 | Yes | 1676 | 25 | 67 | 3890 | 48 | 81 | 5884 | 73 | 81 | [5 empty] | Incandescent |  | Federally-Regulated Consumer Product | 11/01/2016 |  | 03/04/2020
Litex Industries | Litex | E-BT52ABZC5C1S | True |  | 3 | Yes | 1738 | 10 | 174 | 4390 | 36 | 121 | 6003 | 69 | 87 | [5 empty] | Incandescent |  | Federally-Regulated Consumer Product | 11/01/2016 |  | 03/04/2020
Litex Industries | Litex | E-EH52NON5C1S | True |  | 3 | Yes | 1804 | 11 | 164 | 3335 | 37 | 90 | 4363 | 61 | 72 | [5 empty] | Incandescent |  | Federally-Regulated Consumer Product | 11/01/2016 |  | 03/04/2020
Litex Industries | Litex | E-BR52LPN5C1S | True |  | 3 | Yes | 1935 | 11 | 176 | 3586 | 30 | 120 | 5189 | 62 | 84 | [5 empty] | Incandescent |  | Federally-Regulated Consumer Product | 11/01/2016 |  | 03/04/2020
Litex Industries | Litex | E-VN52ABZ5C1 | True |  | 3 | Yes | 1968 | 25 | 79 | 3329 | 39 | 85 | 5071 | 59 | 86 | [5 empty] | Incandescent |  | Federally-Regulated Consumer Product | 11/01/2016 |  | 03/04/2020
Litex Industries | Litex | E-BU52HGB5C1S | True |  | 3 | Yes | 1977 | 10 | 198 | 3692 | 29 | 127 | 5077 | 59 | 86 | [5 empty] | Incandescent |  | Federally-Regulated Consumer Product | 11/01/2016 |  | 03/04/2020
Litex Industries | Litex | E-DTD52ALS5CM | True |  | 3 | Yes | 2003 | 15 | 134 | 3916 | 43 | 91 | 5146 | 72 | 71 | [5 empty] | Incandescent |  | Federally-Regulated Consumer Product | 11/01/2016 |  | 03/04/2020
Litex Industries | Litex | E-UBW48BC4C1 | True |  | 3 | Yes | 2041 | 25 | 82 | 3325 | 38 | 88 | 4919 | 59 | 83 | [5 empty] | Incandescent |  | Federally-Regulated Consumer Product | 11/01/2016 |  | 03/04/2020
Litex Industries | Litex | E-UBW48ABZ4C1 | True |  | 3 | Yes | 2041 | 25 | 82 | 3325 | 38 | 88 | 4919 | 59 | 83 | [5 empty] | Incandescent |  | Federally-Regulated Consumer Product | 11/01/2016 |  | 03/04/2020
Litex Industries | Litex | E-UBW48WW4C1 | True |  | 3 | Yes | 2041 | 25 | 82 | 3325 | 38 | 88 | 4919 | 59 | 83 | [5 empty] | Incandescent |  | Federally-Regulated Consumer Product | 11/01/2016 |  | 03/04/2020
Litex Industries | Litex | E-KM52ABZ5CMR | True |  | 3 | Yes | 2045 | 16 | 128 | 3643 | 36 | 101 | 5513 | 71 | 78 | [5 empty] | Incandescent |  | Federally-Regulated Consumer Product | 11/01/2016 |  | 03/04/2020
Litex Industries | Litex | E-TIT52SCH5LKRC | True |  | 3 | Yes | 2070 | 14 | 148 | 3401 | 32 | 106 | 5033 | 63 | 80 | [5 empty] | LED |  | Federally-Regulated Consumer Product | 11/01/2016 |  | 03/04/2020
Litex Industries | Litex | E-TIT52ABZ5LKRC | True |  | 3 | Yes | 2070 | 14 | 148 | 3401 | 32 | 106 | 5033 | 63 | 80 | [5 empty] | LED |  | Federally-Regulated Consumer Product | 11/01/2016 |  | 03/04/2020
Litex Industries | Litex | E-TIT52WW5LKRC | True |  | 3 | Yes | 2070 | 14 | 148 | 3401 | 32 | 106 | 5033 | 63 | 80 | [5 empty] | LED |  | Federally-Regulated Consumer Product | 11/01/2016 |  | 03/04/2020
Litex Industries | Litex | E-DCF52BNK5C3 | True |  | 3 | Yes | 2144 | 13 | 165 | 3631 | 30 | 121 | 4711 | 54 | 87 | [5 empty] | Incandescent |  | Federally-Regulated Consumer Product | 11/01/2016 |  | 03/04/2020
Litex Industries | Litex | E-DCF52FBZ5C3 | True |  | 3 | Yes | 2144 | 13 | 165 | 3631 | 30 | 121 | 4711 | 54 | 87 | [5 empty] | Incandescent |  | Federally-Regulated Consumer Product | 11/01/2016 |  | 03/04/2020
Litex Industries | Litex | E-DCF52MWW5C3 | True |  | 3 | Yes | 2144 | 13 | 165 | 3631 | 30 | 121 | 4711 | 54 | 87 | [5 empty] | Incandescent |  | Federally-Regulated Consumer Product | 11/01/2016 |  | 03/04/2020
Litex Industries | Litex | E-DCF52BNK5C1 | True |  | 3 | Yes | 2324 | 14 | 166 | 3287 | 29 | 113 | 4828 | 57 | 85 | [5 empty] | Incandescent |  | Federally-Regulated Consumer Product | 11/01/2016 |  | 03/04/2020
Litex Industries | Litex | E-DCF52FBZ5C1 | True |  | 3 | Yes | 2324 | 14 | 166 | 3287 | 29 | 113 | 4828 | 57 | 85 | [5 empty] | Incandescent |  | Federally-Regulated Consumer Product | 11/01/2016 |  | 03/04/2020
Litex Industries | Litex | E-DCF52MWW5C1 | True |  | 3 | Yes | 2324 | 14 | 166 | 3287 | 29 | 113 | 4828 | 57 | 85 | [5 empty] | Incandescent |  | Federally-Regulated Consumer Product | 11/01/2016 |  | 03/04/2020
Litex Industries | Litex | E-BFT52BNK5C | True |  | 3 | Yes | 2347 | 16 | 147 | 3783 | 36 | 105 | 5382 | 64 | 84 | [5 empty] | Incandescent |  | Federally-Regulated Consumer Product | 11/01/2016 |  | 03/04/2020
Litex Industries | Litex | GC60ABZ5L | True |  | 3 | Yes | 2557 | 13 | 197 | 4395 | 35 | 126 | 6249 | 83 | 75 | [5 empty] | None |  | Federally-Regulated Consumer Product | 11/01/2016 |  | 03/04/2020
Litex Industries | Litex | E-UB48BC4C1 | True |  | 3 | Yes | 2627 | 24 | 109 | 4695 | 38 | 124 | 6556 | 58 | 113 | [5 empty] | Incandescent |  | Federally-Regulated Consumer Product | 11/01/2016 |  | 03/04/2020
Litex Industries | Litex | E-VER54ABZ5LKRW | True |  | 3 | Yes | 2211 | 16 | 138 | 3497 | 36 | 97 | 5116 | 70 | 73 | [5 empty] | Compact Flourescent |  | Federally-Regulated Consumer Product | 11/01/2016 |  | 03/04/2020
Litex Industries | Litex | E-BDB52ABZC5BC1S | True |  | 3 | Yes | 2351 | 10 | 235 | 3963 | 31 | 128 | 5442 | 61 | 89 | [5 empty] | Compact Flourescent |  | Federally-Regulated Consumer Product | 11/01/2016 |  | 03/04/2020
Litex Industries | Litex | E-BDB52BNK5BC1S | True |  | 3 | Yes | 2351 | 10 | 235 | 3963 | 31 | 128 | 5442 | 61 | 89 | [5 empty] | Compact Flourescent |  | Federally-Regulated Consumer Product | 11/01/2016 |  | 03/04/2020
Litex Industries | Litex | E-PK52ORB5C1RS | True |  | 3 | Yes | 2280 | 14 | 163 | 3618 | 34 | 106 | 5349 | 69 | 78 | [5 empty] | Compact Flourescent |  | Federally-Regulated Consumer Product | 11/01/2016 |  | 03/04/2020
Litex Industries | Litex | E-A52BNK5C1R | True |  | 3 | Yes | 3353 | 14 | 240 | 4945 | 34 | 145 | 6802 | 60 | 113 | [5 empty] | LED |  | Federally-Regulated Consumer Product | 11/01/2016 |  | 03/04/2020
Litex Industries | Litex | E-C52ABZ5C1 | True |  | 3 | Yes | 2687 | 11 | 244 | 4076 | 30 | 136 | 6129 | 67 | 91 | [5 empty] | Incandescent |  | Federally-Regulated Consumer Product | 11/01/2016 |  | 03/04/2020
Litex Industries | Litex | WOD52ESP5 | True |  | 3 | Yes | 1734 | 11 | 158 | 3675 | 32 | 115 | 5532 | 59 | 94 | [5 empty] | None |  | Federally-Regulated Consumer Product | 11/01/2016 |  | 03/04/2020
Litex Industries | Litex | WOD52MBK5 | True |  | 3 | Yes | 1734 | 11 | 158 | 3675 | 32 | 115 | 5532 | 59 | 94 | [5 empty] | None |  | Federally-Regulated Consumer Product | 11/01/2016 |  | 03/04/2020
HKC - Hong Kong China Electric Appliance | Harbor Breeze | 747607 | True |  | 3 | Yes | 1447 | 11 | 132 | 3072 | 27 | 113 | 3931 | 52 | 75 | [5 empty] | Incandescent |  | Federally-Regulated Consumer Product | 11/01/2016 |  | 03/04/2020
HKC - Hong Kong China Electric Appliance | Harbor Breeze | 747608 | True |  | 3 | Yes | 1447 | 11 | 132 | 3072 | 27 | 113 | 3931 | 52 | 75 | [5 empty] | Incandescent |  | Federally-Regulated Consumer Product | 11/01/2016 |  | 03/04/2020
HKC - Hong Kong China Electric Appliance | Harbor Breeze | 80443 | True |  | 3 | Yes | 1813 | 11 | 164 | 3725 | 26 | 143 | 5792 | 54 | 107 | [5 empty] | Incandescent |  | Federally-Regulated Consumer Product | 11/01/2016 |  | 03/04/2020
HKC - Hong Kong China Electric Appliance | Harbor Breeze | 179178 | True |  | 3 | Yes | 1163 | 11 | 103 | 2282 | 28 | 81 | 3031 | 53 | 57 | [5 empty] | Incandescent |  | Federally-Regulated Consumer Product | 11/01/2016 |  | 03/04/2020
HKC - Hong Kong China Electric Appliance | Harbor Breeze | 176493 | True |  | 3 | Yes | 1163 | 11 | 103 | 2282 | 28 | 81 | 3031 | 53 | 57 | [5 empty] | Incandescent |  | Federally-Regulated Consumer Product | 11/01/2016 |  | 03/04/2020
Minka Group | Minka Aire | F402-*** | True |  | 3 | Yes | 2900 | 48 | 60 | 3400 | 67 | 50 | 5050 | 102 | 49 | [5 empty] | Incandescent |  | Federally-Regulated Consumer Product | 11/08/2016 |  | 03/04/2020
Minka Group | Minka Aire | F602-*** | True |  | 3 | Yes | 2900 | 48 | 60 | 3400 | 67 | 51 | 5050 | 102 | 50 | [5 empty] | Incandescent |  | Federally-Regulated Consumer Product | 11/08/2016 |  | 03/04/2020
Minka Group | Minka Aire | F802-*** | True |  | 3 | Yes | 2900 | 48 | 60 | 3400 | 67 | 51 | 5050 | 102 | 50 | [5 empty] | Incandescent |  | Federally-Regulated Consumer Product | 11/08/2016 |  | 03/04/2020
Minka Group | Minka Aire | F840-*** | True |  | 3 | Yes | 2380 | 16 | 149 | 3979 | 40 | 99 | 5374 | 78 | 69 | [5 empty] | Incandescent |  | Federally-Regulated Consumer Product | 11/08/2016 |  | 03/04/2020
Minka Group | Minka Aire | F887 72"-*** | True |  | V | Yes | 4331 | 4 | 984 | 6471 | 9 | 719 | 10203 | 29 | 352 | [5 empty] | Compact Flourescent |  | Federally-Regulated Consumer Product | 11/08/2016 |  | 03/04/2020
Minka Group | Minka Aire | F887 80"-*** | True |  | V | Yes | 5124 | 6 | 854 | 8015 | 14 | 557 | 10298 | 30 | 343 | [5 empty] | Compact Flourescent |  | Federally-Regulated Consumer Product | 11/08/2016 |  | 03/04/2020
Minka Group | Minka Aire | F887 88"-*** | True |  | V | Yes | 6705 | 7 | 958 | 8914 | 14 | 637 | 12209 | 31 | 394 | [5 empty] | Compact Flourescent |  | Federally-Regulated Consumer Product | 11/08/2016 |  | 03/04/2020
HKC - Hong Kong China Electric Appliance | HD Supply | 269502 | True |  | 3 | Yes | 1265 | 11 | 115 | 2600 | 25 | 104 | 3033 | 51 | 59 | [5 empty] | Incandescent |  | Federally-Regulated Consumer Product | 11/09/2016 |  | 03/04/2020
HKC - Hong Kong China Electric Appliance | HD Supply | 269500 | True |  | 3 | Yes | 1265 | 11 | 115 | 2600 | 25 | 104 | 3033 | 51 | 59 | [5 empty] | Incandescent |  | Federally-Regulated Consumer Product | 11/09/2016 |  | 03/04/2020
HKC - Hong Kong China Electric Appliance | HD Supply | 269504 | True |  | 3 | Yes | 1265 | 11 | 115 | 2600 | 25 | 104 | 3033 | 51 | 59 | [5 empty] | Incandescent |  | Federally-Regulated Consumer Product | 11/09/2016 |  | 03/04/2020
HKC - Hong Kong China Electric Appliance | HD Supply | 269268 | True |  | 3 | Yes | 1033 | 11 | 92 | 2200 | 21 | 104 | 2733 | 52 | 52 | [5 empty] | Incandescent |  | Federally-Regulated Consumer Product | 11/09/2016 |  | 03/04/2020
HKC - Hong Kong China Electric Appliance | HD Supply | 269269 | True |  | 3 | Yes | 1033 | 11 | 92 | 2200 | 21 | 104 | 2733 | 52 | 52 | [5 empty] | Incandescent |  | Federally-Regulated Consumer Product | 11/09/2016 |  | 03/04/2020
HKC - Hong Kong China Electric Appliance | HD Supply | 269440 | True |  | 3 | Yes | 1088 | 11 | 96 | 2200 | 21 | 104 | 2803 | 53 | 53 | [5 empty] | Incandescent |  | Federally-Regulated Consumer Product | 11/09/2016 |  | 03/04/2020
HKC - Hong Kong China Electric Appliance | HD Supply | 269608 | True |  | 3 | Yes | 468 | 8 | 58 | 1915 | 19 | 100 | 2734 | 56 | 49 | [5 empty] | Incandescent |  | Federally-Regulated Consumer Product | 11/09/2016 |  | 03/04/2020
HKC - Hong Kong China Electric Appliance | HD Supply | 269610 | True |  | 3 | Yes | 468 | 8 | 58 | 1915 | 19 | 100 | 2734 | 56 | 49 | [5 empty] | Incandescent |  | Federally-Regulated Consumer Product | 11/09/2016 |  | 03/04/2020
HKC - Hong Kong China Electric Appliance | HD Supply | 269606 | True |  | 3 | Yes | 468 | 8 | 58 | 1915 | 19 | 100 | 2734 | 56 | 49 | [5 empty] | Incandescent |  | Federally-Regulated Consumer Product | 11/09/2016 |  | 03/04/2020
HKC - Hong Kong China Electric Appliance | HD Supply | 269602 | True |  | 3 | Yes | 974 | 11 | 88 | 2200 | 21 | 104 | 2621 | 52 | 50 | [5 empty] | Incandescent |  | Federally-Regulated Consumer Product | 11/09/2016 |  | 03/04/2020
HKC - Hong Kong China Electric Appliance | HD Supply | 269600 | True |  | 3 | Yes | 974 | 11 | 88 | 2200 | 21 | 104 | 2621 | 52 | 50 | [5 empty] | Incandescent |  | Federally-Regulated Consumer Product | 11/09/2016 |  | 03/04/2020
HKC - Hong Kong China Electric Appliance | HD Supply | 269604 | True |  | 3 | Yes | 974 | 11 | 88 | 2200 | 21 | 104 | 2621 | 52 | 50 | [5 empty] | Incandescent |  | Federally-Regulated Consumer Product | 11/09/2016 |  | 03/04/2020
HKC - Hong Kong China Electric Appliance | HD Supply | 269442 | True |  | 3 | Yes | 960 | 10 | 96 | 2200 | 21 | 104 | 2756 | 53 | 52 | [5 empty] | Incandescent |  | Federally-Regulated Consumer Product | 11/09/2016 |  | 03/04/2020
HKC - Hong Kong China Electric Appliance | HD Supply | 269336 | True |  | 3 | Yes | 1097 | 11 | 100 | 2200 | 21 | 104 | 2755 | 53 | 52 | [5 empty] | Incandescent |  | Federally-Regulated Consumer Product | 11/09/2016 |  | 03/04/2020
HKC - Hong Kong China Electric Appliance | HD Supply | 269061 | True |  | 3 | Yes | 1067 | 10 | 104 | 2180 | 20 | 104 | 2943 | 54 | 54 | [5 empty] | Incandescent |  | Federally-Regulated Consumer Product | 11/09/2016 |  | 03/04/2020
HKC - Hong Kong China Electric Appliance | HD Supply | 269152 | True |  | 3 | Yes | 1596 | 9 | 169 | 3200 | 31 | 103 | 4237 | 58 | 73 | [5 empty] | Incandescent |  | Federally-Regulated Consumer Product | 11/09/2016 |  | 03/04/2020
HKC - Hong Kong China Electric Appliance | HD Supply | 269512 | True |  | 3 | Yes | 1259 | 10 | 120 | 2600 | 25 | 104 | 3026 | 50 | 60 | [5 empty] | Incandescent |  | Federally-Regulated Consumer Product | 11/09/2016 |  | 03/04/2020
HKC - Hong Kong China Electric Appliance | HD Supply | 269514 | True |  | 3 | Yes | 1259 | 10 | 120 | 2600 | 25 | 104 | 3026 | 50 | 60 | [5 empty] | Incandescent |  | Federally-Regulated Consumer Product | 11/09/2016 |  | 03/04/2020
HKC - Hong Kong China Electric Appliance | HD Supply | 294243 | True |  | 3 | Yes | 305 | 8 | 36 | 1520 | 14 | 104 | 2178 | 54 | 40 | [5 empty] | Incandescent |  | Federally-Regulated Consumer Product | 11/09/2016 |  | 03/04/2020
HKC - Hong Kong China Electric Appliance | HD Supply | 269520 | True |  | 3 | Yes | 716 | 10 | 71 | 1456 | 14 | 104 | 2947 | 57 | 52 | [5 empty] | Incandescent |  | Federally-Regulated Consumer Product | 11/09/2016 |  | 03/04/2020
HKC - Hong Kong China Electric Appliance | HD Supply | 269508 | True |  | 3 | Yes | 1398 | 9 | 155 | 2815 | 27 | 104 | 4393 | 65 | 67 | [5 empty] | Incandescent |  | Federally-Regulated Consumer Product | 11/09/2016 |  | 03/04/2020
HKC - Hong Kong China Electric Appliance | HD Supply | 269510 | True |  | 3 | Yes | 1398 | 9 | 155 | 2815 | 27 | 104 | 4393 | 65 | 67 | [5 empty] | Incandescent |  | Federally-Regulated Consumer Product | 11/09/2016 |  | 03/04/2020
HKC - Hong Kong China Electric Appliance | HD Supply | 269506 | True |  | 3 | Yes | 1398 | 9 | 155 | 2815 | 27 | 104 | 4393 | 65 | 67 | [5 empty] | Incandescent |  | Federally-Regulated Consumer Product | 11/09/2016 |  | 03/04/2020
HKC - Hong Kong China Electric Appliance | HD Supply | 269263 | True |  | 3 | Yes | 1573 | 10 | 157 | 3072 | 27 | 113 | 4003 | 56 | 71 | [5 empty] | Incandescent |  | Federally-Regulated Consumer Product | 11/09/2016 |  | 03/04/2020
HKC - Hong Kong China Electric Appliance | HD Supply | 269287 | True |  | 3 | Yes | 1573 | 10 | 157 | 3072 | 27 | 113 | 4003 | 56 | 71 | [5 empty] | Incandescent |  | Federally-Regulated Consumer Product | 11/09/2016 |  | 03/04/2020
HKC - Hong Kong China Electric Appliance | HD Supply | 269340 | True |  | 3 | Yes | 1598 | 9 | 177 | 3200 | 31 | 103 | 4501 | 65 | 69 | [5 empty] | Incandescent |  | Federally-Regulated Consumer Product | 11/09/2016 |  | 03/04/2020
HKC - Hong Kong China Electric Appliance | HD Supply | 269338 | True |  | 3 | Yes | 1428 | 10 | 142 | 2600 | 25 | 104 | 3945 | 56 | 70 | [5 empty] | Incandescent |  | Federally-Regulated Consumer Product | 11/09/2016 |  | 03/04/2020
HKC - Hong Kong China Electric Appliance | HD Supply | 269516 | True |  | 3 | Yes | 1297 | 10 | 129 | 2610 | 25 | 104 | 3380 | 50 | 67 | [5 empty] | Incandescent |  | Federally-Regulated Consumer Product | 11/09/2016 |  | 03/04/2020
HKC - Hong Kong China Electric Appliance | HD Supply | 269518 | True |  | 3 | Yes | 1297 | 10 | 129 | 2610 | 25 | 104 | 3380 | 50 | 67 | [5 empty] | Incandescent |  | Federally-Regulated Consumer Product | 11/09/2016 |  | 03/04/2020
HKC - Hong Kong China Electric Appliance | Seasons | 269508 | True |  | 3 | Yes | 1398 | 9 | 155 | 2815 | 27 | 104 | 4393 | 65 | 67 | [5 empty] | Incandescent |  | Federally-Regulated Consumer Product | 11/14/2016 |  | 03/04/2020
HKC - Hong Kong China Electric Appliance | Seasons | 269510 | True |  | 3 | Yes | 1398 | 9 | 155 | 2815 | 27 | 104 | 4393 | 65 | 67 | [5 empty] | Incandescent |  | Federally-Regulated Consumer Product | 11/14/2016 |  | 03/04/2020
HKC - Hong Kong China Electric Appliance | Seasons | 269506 | True |  | 3 | Yes | 1398 | 9 | 155 | 2815 | 27 | 104 | 4393 | 65 | 67 | [5 empty] | Incandescent |  | Federally-Regulated Consumer Product | 11/14/2016 |  | 03/04/2020
HKC - Hong Kong China Electric Appliance | Seasons | 269263 | True |  | 3 | Yes | 1573 | 10 | 157 | 3072 | 27 | 113 | 4003 | 56 | 71 | [5 empty] | Incandescent |  | Federally-Regulated Consumer Product | 11/14/2016 |  | 03/04/2020
HKC - Hong Kong China Electric Appliance | Seasons | 269287 | True |  | 3 | Yes | 1573 | 10 | 157 | 3072 | 27 | 113 | 4003 | 56 | 71 | [5 empty] | Incandescent |  | Federally-Regulated Consumer Product | 11/14/2016 |  | 03/04/2020
HKC - Hong Kong China Electric Appliance | Seasons | 269502 | True |  | 3 | Yes | 1265 | 11 | 115 | 2600 | 25 | 104 | 3033 | 51 | 59 | [5 empty] | Incandescent |  | Federally-Regulated Consumer Product | 11/14/2016 |  | 03/04/2020
HKC - Hong Kong China Electric Appliance | Seasons | 269500 | True |  | 3 | Yes | 1265 | 11 | 115 | 2600 | 25 | 104 | 3033 | 51 | 59 | [5 empty] | Incandescent |  | Federally-Regulated Consumer Product | 11/14/2016 |  | 03/04/2020
HKC - Hong Kong China Electric Appliance | Seasons | 269504 | True |  | 3 | Yes | 1265 | 11 | 115 | 2600 | 25 | 104 | 3033 | 51 | 59 | [5 empty] | Incandescent |  | Federally-Regulated Consumer Product | 11/14/2016 |  | 03/04/2020
HKC - Hong Kong China Electric Appliance | Seasons | 269268 | True |  | 3 | Yes | 1033 | 11 | 92 | 2200 | 21 | 104 | 2733 | 52 | 52 | [5 empty] | Incandescent |  | Federally-Regulated Consumer Product | 11/14/2016 |  | 03/04/2020
HKC - Hong Kong China Electric Appliance | Seasons | 269269 | True |  | 3 | Yes | 1033 | 11 | 92 | 2200 | 21 | 104 | 2733 | 52 | 52 | [5 empty] | Incandescent |  | Federally-Regulated Consumer Product | 11/14/2016 |  | 03/04/2020
HKC - Hong Kong China Electric Appliance | Seasons | 269440 | True |  | 3 | Yes | 1088 | 11 | 96 | 2200 | 21 | 104 | 2803 | 53 | 53 | [5 empty] | Incandescent |  | Federally-Regulated Consumer Product | 11/14/2016 |  | 03/04/2020
HKC - Hong Kong China Electric Appliance | Seasons | 269608 | True |  | 3 | Yes | 468 | 8 | 58 | 1915 | 19 | 100 | 2734 | 56 | 49 | [5 empty] | Incandescent |  | Federally-Regulated Consumer Product | 11/14/2016 |  | 03/04/2020
HKC - Hong Kong China Electric Appliance | Seasons | 269610 | True |  | 3 | Yes | 468 | 8 | 58 | 1915 | 19 | 100 | 2734 | 56 | 49 | [5 empty] | Incandescent |  | Federally-Regulated Consumer Product | 11/14/2016 |  | 03/04/2020
HKC - Hong Kong China Electric Appliance | Seasons | 269606 | True |  | 3 | Yes | 468 | 8 | 58 | 1915 | 19 | 100 | 2734 | 56 | 49 | [5 empty] | Incandescent |  | Federally-Regulated Consumer Product | 11/14/2016 |  | 03/04/2020
HKC - Hong Kong China Electric Appliance | Seasons | 269602 | True |  | 3 | Yes | 974 | 11 | 88 | 2200 | 21 | 104 | 2621 | 52 | 50 | [5 empty] | Incandescent |  | Federally-Regulated Consumer Product | 11/14/2016 |  | 03/04/2020
HKC - Hong Kong China Electric Appliance | Seasons | 269600 | True |  | 3 | Yes | 974 | 11 | 88 | 2200 | 21 | 104 | 2621 | 52 | 50 | [5 empty] | Incandescent |  | Federally-Regulated Consumer Product | 11/14/2016 |  | 03/04/2020
HKC - Hong Kong China Electric Appliance | Seasons | 269604 | True |  | 3 | Yes | 974 | 11 | 88 | 2200 | 21 | 104 | 2621 | 52 | 50 | [5 empty] | Incandescent |  | Federally-Regulated Consumer Product | 11/14/2016 |  | 03/04/2020
HKC - Hong Kong China Electric Appliance | Seasons | 269442 | True |  | 3 | Yes | 960 | 10 | 96 | 2200 | 21 | 104 | 2756 | 53 | 52 | [5 empty] | Incandescent |  | Federally-Regulated Consumer Product | 11/14/2016 |  | 03/04/2020
HKC - Hong Kong China Electric Appliance | Seasons | 269512 | True |  | 3 | Yes | 1259 | 10 | 120 | 2600 | 25 | 104 | 3026 | 50 | 60 | [5 empty] | Incandescent |  | Federally-Regulated Consumer Product | 11/14/2016 |  | 03/04/2020
HKC - Hong Kong China Electric Appliance | Seasons | 269514 | True |  | 3 | Yes | 1259 | 10 | 120 | 2600 | 25 | 104 | 3026 | 50 | 60 | [5 empty] | Incandescent |  | Federally-Regulated Consumer Product | 11/14/2016 |  | 03/04/2020
HKC - Hong Kong China Electric Appliance | Seasons | 269516 | True |  | 3 | Yes | 1297 | 10 | 129 | 2610 | 25 | 104 | 3380 | 50 | 67 | [5 empty] | Incandescent |  | Federally-Regulated Consumer Product | 11/14/2016 |  | 03/04/2020
HKC - Hong Kong China Electric Appliance | Seasons | 269518 | True |  | 3 | Yes | 1297 | 10 | 129 | 2610 | 25 | 104 | 3380 | 50 | 67 | [5 empty] | Incandescent |  | Federally-Regulated Consumer Product | 11/14/2016 |  | 03/04/2020
HKC - Hong Kong China Electric Appliance | Seasons | 269520 | True |  | 3 | Yes | 716 | 10 | 71 | 1456 | 14 | 104 | 2947 | 57 | 52 | [5 empty] | Incandescent |  | Federally-Regulated Consumer Product | 11/14/2016 |  | 03/04/2020
HKC - Hong Kong China Electric Appliance | Seasons | 269259 | True |  | 3 | Yes | 1573 | 10 | 157 | 3072 | 27 | 113 | 4003 | 56 | 71 | [5 empty] | Incandescent |  | Federally-Regulated Consumer Product | 11/14/2016 |  | 03/04/2020
King of Fans | Hampton Bay | 52-COPY | True |  | 3 | Yes | 1704 | 10 | 170 | 2913 | 26 | 112 | 4358 | 62 | 70 | [5 empty] | LED |  | Federally-Regulated Consumer Product | 11/21/2016 |  | 03/04/2020
King of Fans | Home Decorators Collection | 60-SUDE | True |  | 3 | Yes | 2272 | 16 | 142 | 3661 | 35 | 105 | 5525 | 71 | 78 | [5 empty] | LED |  | Federally-Regulated Consumer Product | 11/21/2016 |  | 03/04/2020
King of Fans | Home Decorators Collection | 48-MADO | True |  | 3 | Yes | 1882 | 13 | 145 | 3132 | 31 | 101 | 4074 | 49 | 83 | [5 empty] | LED |  | Federally-Regulated Consumer Product | 11/21/2016 |  | 03/04/2020
King of Fans | Home Decorators Collection | 48-ATR | True |  | 3 | Yes | 1994 | 14 | 142 | 3072 | 31 | 99 | 4491 | 63 | 71 | [5 empty] | None |  | Federally-Regulated Consumer Product | 11/21/2016 |  | 03/04/2020
King of Fans | Hampton Bay | 52-MNL | True |  | 3 | Yes | 1426 | 10 | 143 | 2455 | 26 | 94 | 3320 | 61 | 54 | [5 empty] | LED |  | Federally-Regulated Consumer Product | 11/21/2016 |  | 03/04/2020
Madison Avenue Lighting & Fan Co. | Home Decorators Collection | 54078 | True |  | 3 | Yes | 2975 | 23 | 129 | 4649 | 47 | 99 | 6240 | 79 | 79 | [5 empty] | LED |  | Federally-Regulated Consumer Product | 11/21/2016 |  | 03/04/2020
Air Cool Industrial Co., Ltd. | Fanimation Studio Collection | LP8323LBN | True |  | V | Yes | 2233 | 2 | 1116 | 3094 | 5 | 619 | 6180 | 18 | 343 | [5 empty] | None |  | Federally-Regulated Consumer Product | 11/22/2016 |  | 03/04/2020
Minka Group | Minka Aire | F617L-*** | True |  | V | Yes | 2457 | 4 | 614 | 4247 | 10 | 424 | 7039 | 33 | 213 | [5 empty] | LED |  | Federally-Regulated Consumer Product | 11/22/2016 |  | 03/04/2020
Minka Group | Minka Aire | F624-*** | True |  | V | Yes | 2185 | 10 | 218 | 5533 | 38 | 144 | 7567 | 71 | 107 | [5 empty] | None |  | Federally-Regulated Consumer Product | 11/22/2016 |  | 03/04/2020
Minka Group | Minka Aire | F656L-*** | True |  | 3 | Yes | 1583 | 9 | 175 | 3716 | 31 | 119 | 5994 | 75 | 80 | [5 empty] | LED |  | Federally-Regulated Consumer Product | 11/22/2016 |  | 03/04/2020
Minka Group | Minka Aire | F715-*** | True |  | 3 | Yes | 2675 | 21 | 127 | 4768 | 50 | 95 | 7581 | 104 | 73 | [5 empty] | Incandescent |  | Federally-Regulated Consumer Product | 11/22/2016 |  | 03/04/2020
Minka Group | Minka Aire | F745-*** | True |  | V | Yes | 1635 | 3 | 545 | 3396 | 8 | 424 | 5779 | 33 | 175 | [5 empty] | LED |  | Federally-Regulated Consumer Product | 11/22/2016 |  | 03/04/2020
Minka Group | Minka Aire | F838L-*** | True |  | V | Yes | 3891 | 5 | 778 | 5165 | 11 | 469 | 6235 | 46 | 135 | [5 empty] | LED |  | Federally-Regulated Consumer Product | 11/22/2016 |  | 03/04/2020
Minka Group | Minka Aire | F887 96"-*** | True |  | V | Yes | 9152 | 11 | 832 | 10336 | 16 | 646 | 13080 | 30 | 436 | [5 empty] | Compact Flourescent |  | Federally-Regulated Consumer Product | 11/22/2016 |  | 03/04/2020
Minka Group | Minka Aire | F899L-*** | True |  | V | Yes | 7803 | 12 | 650 | 9891 | 20 | 492 | 13350 | 45 | 295 | [5 empty] | LED |  | Federally-Regulated Consumer Product | 11/22/2016 |  | 03/04/2020
Summer Wind International, Ltd. | Home Decorators Collection | 54661 | True |  | 3 | Yes | 2456 | 15 | 163 | 4087 | 32 | 127 | 5833 | 62 | 94 | [5 empty] | LED |  | Federally-Regulated Consumer Product | 11/23/2016 |  | 03/04/2020
Summer Wind International, Ltd. | Home Decorators Collection | 54662 | True |  | 3 | Yes | 2456 | 15 | 163 | 4087 | 32 | 127 | 5833 | 62 | 94 | [5 empty] | LED |  | Federally-Regulated Consumer Product | 11/23/2016 |  | 03/04/2020
Summer Wind International, Ltd. | Home Decorators Collection | 54663 | True |  | 3 | Yes | 2456 | 15 | 163 | 4087 | 32 | 127 | 5833 | 62 | 94 | [5 empty] | LED |  | Federally-Regulated Consumer Product | 11/23/2016 |  | 03/04/2020
Madison Avenue Lighting & Fan Co. | Hampton Bay | 14035 | True |  | 3 | Yes | 1807 | 13 | 139 | 3692 | 34 | 109 | 5081 | 59 | 86 | [5 empty] | Incandescent |  | Federally-Regulated Consumer Product | 11/28/2016 |  | 03/04/2020
Madison Avenue Lighting & Fan Co. | Hampton Bay | 14949 | True |  | 3 | Yes | 1512 | 9 | 168 | 3169 | 29 | 109 | 4862 | 62 | 78 | [5 empty] | Incandescent |  | Federally-Regulated Consumer Product | 11/28/2016 |  | 03/04/2020
HKC - Hong Kong China Electric Appliance | Harbor Breeze | 810517 | True |  | 3 | Yes | 1346 | 10 | 134 | 2505 | 27 | 92 | 3708 | 55 | 67 | [5 empty] | Incandescent |  | Federally-Regulated Consumer Product | 11/28/2016 |  | 03/04/2020
King of Fans | Hampton Bay | 52-RPT | True |  | 3 | Yes | 1513 | 10 | 151 | 2841 | 28 | 101 | 4396 | 69 | 64 | [5 empty] | LED |  | Federally-Regulated Consumer Product | 12/05/2016 |  | 03/04/2020
Litex Industries | Harbor Breeze | RLG42WW5C3L | True |  | 3 | Yes | 2218 | 18 | 123 | 2913 | 30 | 97 | 3704 | 50 | 74 | [5 empty] | Incandescent |  | Federally-Regulated Consumer Product | 12/09/2016 |  | 03/04/2020
Hunter Fan Company | Hunter | 52265 | True |  | 3 | Yes | 1493 | 7 | 213 | 2414 | 15 | 161 | 4225 | 63 | 67 | [5 empty] | Compact Flourescent |  | Federally-Regulated Consumer Product | 12/14/2016 |  | 03/04/2020
Hunter Fan Company | Hunter | 52266 | True |  | 3 | Yes | 1493 | 7 | 213 | 2414 | 15 | 161 | 4225 | 63 | 67 | [5 empty] | Compact Flourescent |  | Federally-Regulated Consumer Product | 12/14/2016 |  | 03/04/2020
Hunter Fan Company | Hunter | 59280 | True |  | 3 | Yes | 1761 | 11 | 160 | 3823 | 28 | 137 | 5687 | 84 | 68 | [5 empty] | LED |  | Federally-Regulated Consumer Product | 12/14/2016 |  | 03/04/2020
Hunter Fan Company | Hunter | 52271 | True |  | 3 | Yes | 1585 | 7 | 226 | 2912 | 25 | 116 | 4507 | 65 | 69 | [5 empty] | Incandescent |  | Federally-Regulated Consumer Product | 12/14/2016 |  | 03/04/2020
Hunter Fan Company | Hunter | 52272 | True |  | 3 | Yes | 1585 | 7 | 226 | 2912 | 25 | 116 | 4507 | 65 | 69 | [5 empty] | Incandescent |  | Federally-Regulated Consumer Product | 12/14/2016 |  | 03/04/2020
Hunter Fan Company | Hunter | 52273 | True |  | 3 | Yes | 1585 | 7 | 226 | 2912 | 25 | 116 | 4507 | 65 | 69 | [5 empty] | Incandescent |  | Federally-Regulated Consumer Product | 12/14/2016 |  | 03/04/2020
Hunter Fan Company | Hunter | 52274 | True |  | 3 | Yes | 1550 | 7 | 221 | 3252 | 27 | 120 | 4464 | 64 | 70 | [5 empty] | Incandescent |  | Federally-Regulated Consumer Product | 12/14/2016 |  | 03/04/2020
Hunter Fan Company | Hunter | 52275 | True |  | 3 | Yes | 1550 | 7 | 221 | 3252 | 27 | 120 | 4464 | 64 | 70 | [5 empty] | Incandescent |  | Federally-Regulated Consumer Product | 12/14/2016 |  | 03/04/2020
Hunter Fan Company | Hunter | 52276 | True |  | 3 | Yes | 1550 | 7 | 221 | 3252 | 27 | 120 | 4464 | 64 | 70 | [5 empty] | Incandescent |  | Federally-Regulated Consumer Product | 12/14/2016 |  | 03/04/2020
Air Cool Industrial Co., Ltd. | No Brand Home Depot | AL383LED-*** | True |  | 3 | Yes | 1847 | 10 | 185 | 3281 | 29 | 113 | 4670 | 60 | 78 | [5 empty] | LED |  | Federally-Regulated Consumer Product | 12/15/2016 |  | 03/04/2020
Summer Wind International, Ltd. | Hampton Bay | CF552H | True |  | 3 | Yes | 1621 | 14 | 115 | 2675 | 31 | 86 | 3809 | 68 | 56 | [5 empty] | Incandescent |  | Federally-Regulated Consumer Product | 12/16/2016 |  | 03/04/2020
Summer Wind International, Ltd. | Hampton Bay | CF548HE | True |  | 3 | Yes | 1574 | 10 | 157 | 2728 | 27 | 101 | 3958 | 51 | 77 | [5 empty] | Incandescent |  | Federally-Regulated Consumer Product | 12/16/2016 |  | 03/04/2020
Summer Wind International, Ltd. | No Brand | CF552H-PEH | True |  | 3 | Yes | 2015 | 14 | 143 | 2960 | 31 | 95 | 3867 | 57 | 67 | [5 empty] | Incandescent |  | Federally-Regulated Consumer Product | 12/16/2016 |  | 03/04/2020
Summer Wind International, Ltd. | No Brand | CF544H-PEH | True |  | 3 | Yes | 361 | 15 | 24 | 543 | 29 | 18 | 635 | 48 | 13 | [5 empty] | Incandescent |  | Federally-Regulated Consumer Product | 12/16/2016 |  | 03/04/2020
Air Cool Industrial Co., Ltd. | No Brand Home Depot | AL-383H(AL383LED-BN) | True |  | 3 | Yes | 928 | 9 | 103 | 2202 | 28 | 79 | 3256 | 58 | 56 | [5 empty] | LED |  | Federally-Regulated Consumer Product | 12/16/2016 |  | 03/04/2020
Air Cool Industrial Co., Ltd. | No Brand Home Depot | AL-383H(AL383LED-WH) | True |  | 3 | Yes | 928 | 9 | 103 | 2202 | 28 | 79 | 3256 | 58 | 56 | [5 empty] | LED |  | Federally-Regulated Consumer Product | 12/16/2016 |  | 03/04/2020
Air Cool Industrial Co., Ltd. | No Brand Home Depot | AL-383H(AL383LED-BK) | True |  | 3 | Yes | 928 | 9 | 103 | 2202 | 28 | 79 | 3256 | 58 | 56 | [5 empty] | LED |  | Federally-Regulated Consumer Product | 12/16/2016 |  | 03/04/2020
Madison Avenue Lighting & Fan Co. | Hampton Bay | 14905 | True |  | 3 | Yes | 1806 | 9 | 201 | 3309 | 25 | 132 | 4808 | 48 | 100 | [5 empty] | Incandescent |  | Federally-Regulated Consumer Product | 12/22/2016 |  | 03/04/2020
Madison Avenue Lighting & Fan Co. | Hampton Bay | 14924 | True |  | 3 | Yes | 1950 | 13 | 150 | 3418 | 29 | 118 | 5119 | 63 | 81 | [5 empty] | Other |  | Federally-Regulated Consumer Product | 12/22/2016 |  | 03/04/2020
Madison Avenue Lighting & Fan Co. | Hampton Bay | 14198 | True |  | 3 | Yes | 1808 | 15 | 121 | 3455 | 36 | 96 | 5302 | 68 | 78 | [5 empty] | Incandescent |  | Federally-Regulated Consumer Product | 12/22/2016 |  | 03/04/2020
Madison Avenue Lighting & Fan Co. | Hampton Bay | 34314 | True |  | 3 | Yes | 1200 | 16 | 75 | 3150 | 32 | 98 | 5300 | 68 | 78 | [5 empty] | Compact Flourescent |  | Federally-Regulated Consumer Product | 12/22/2016 |  | 03/04/2020
Madison Avenue Lighting & Fan Co. | Hampton Bay | 34342 | True |  | 3 | Yes | 1995 | 16 | 125 | 3053 | 38 | 80 | 5267 | 70 | 75 | [5 empty] | Compact Flourescent |  | Federally-Regulated Consumer Product | 12/22/2016 |  | 03/04/2020
Madison Avenue Lighting & Fan Co. | Hampton Bay | 14935 | True |  | 3 | Yes | 2107 | 14 | 151 | 3319 | 34 | 98 | 4575 | 61 | 75 | [5 empty] | Incandescent |  | Federally-Regulated Consumer Product | 12/22/2016 |  | 03/04/2020
Madison Avenue Lighting & Fan Co. | Hampton Bay | 14926 | True |  | 3 | Yes | 1777 | 10 | 178 | 3383 | 28 | 121 | 4741 | 46 | 103 | [5 empty] | Other |  | Federally-Regulated Consumer Product | 12/22/2016 |  | 03/04/2020
HKC - Hong Kong China Electric Appliance | Harbor Breeze | 833928 | True |  | 3 | Yes | 434 | 10 | 43 | 2200 | 24 | 92 | 3275 | 55 | 59 | [5 empty] | Incandescent |  | Federally-Regulated Consumer Product | 12/22/2016 |  | 03/04/2020
HKC - Hong Kong China Electric Appliance | Harbor Breeze | 807431 | True |  | 3 | Yes | 368 | 9 | 40 | 1425 | 27 | 52 | 1906 | 42 | 45 | [5 empty] | Incandescent |  | Federally-Regulated Consumer Product | 12/22/2016 |  | 03/04/2020
Air Cool Industrial Co., Ltd. | Hampton Bay | AC-552(YG593-BN) | True |  | 3 | Yes | 1970 | 14 | 141 | 3580 | 37 | 97 | 5186 | 73 | 71 | [5 empty] | None |  | Federally-Regulated Consumer Product | 12/22/2016 |  | 03/04/2020
Air Cool Industrial Co., Ltd. | Hampton Bay | AC-552(YG593-TB) | True |  | 3 | Yes | 1970 | 14 | 141 | 3580 | 37 | 97 | 5186 | 73 | 71 | [5 empty] | None |  | Federally-Regulated Consumer Product | 12/22/2016 |  | 03/04/2020
Air Cool Industrial Co., Ltd. | Hampton Bay | AC-552(YG593-EB) | True |  | 3 | Yes | 1970 | 14 | 141 | 3580 | 37 | 97 | 5186 | 73 | 71 | [5 empty] | None |  | Federally-Regulated Consumer Product | 12/22/2016 |  | 03/04/2020
Air Cool Industrial Co., Ltd. | Hampton Bay | AC-552(YG593-WH) | True |  | 3 | Yes | 1970 | 14 | 141 | 3580 | 37 | 97 | 5186 | 73 | 71 | [5 empty] | None |  | Federally-Regulated Consumer Product | 12/22/2016 |  | 03/04/2020
Air Cool Industrial Co., Ltd. | Home Decorators Collection | AC-460F726-DC(AM489-BN) | True |  | V | Yes | 2123 | 2 | 1061 | 4461 | 10 | 446 | 6408 | 34 | 188 | [5 empty] | LED |  | Federally-Regulated Consumer Product | 12/22/2016 |  | 03/04/2020
Air Cool Industrial Co., Ltd. | Home Decorators Collection | AC-460F726-DC(AM489-EB) | True |  | V | Yes | 2123 | 2 | 1061 | 4461 | 10 | 446 | 6408 | 34 | 188 | [5 empty] | LED |  | Federally-Regulated Consumer Product | 12/22/2016 |  | 03/04/2020
Air Cool Industrial Co., Ltd. | Home Decorators Collection | AM472(AM550-BN) | True |  | V | Yes | 1752 | 3 | 584 | 3270 | 7 | 467 | 5100 | 30 | 170 | [5 empty] | LED |  | Federally-Regulated Consumer Product | 12/22/2016 |  | 03/04/2020
Air Cool Industrial Co., Ltd. | Home Decorators Collection | AC-552OD(YG617-NI) | True |  | 3 | Yes | 1927 | 12 | 161 | 3321 | 30 | 111 | 4722 | 58 | 81 | [5 empty] | LED |  | Federally-Regulated Consumer Product | 12/22/2016 |  | 03/04/2020
Air Cool Industrial Co., Ltd. | Home Decorators Collection | AC-552(YG620-BN) | True |  | 3 | Yes | 1856 | 14 | 133 | 2871 | 30 | 96 | 4161 | 62 | 67 | [5 empty] | None |  | Federally-Regulated Consumer Product | 12/22/2016 |  | 03/04/2020
Air Cool Industrial Co., Ltd. | Home Decorators Collection | AC-552(YG629-NI) | True |  | 3 | Yes | 1707 | 10 | 171 | 3245 | 32 | 101 | 4659 | 69 | 68 | [5 empty] | LED |  | Federally-Regulated Consumer Product | 12/22/2016 |  | 03/04/2020
Air Cool Industrial Co., Ltd. | Hampton Bay | AC-552(AG524-BN) | True |  | 3 | Yes | 1519 | 10 | 152 | 2973 | 32 | 93 | 4329 | 64 | 68 | [5 empty] | LED |  | Federally-Regulated Consumer Product | 12/23/2016 |  | 03/04/2020
Air Cool Industrial Co., Ltd. | Hampton Bay | AC-552(AG524-FB) | True |  | 3 | Yes | 1519 | 10 | 152 | 2973 | 32 | 93 | 4329 | 64 | 68 | [5 empty] | LED |  | Federally-Regulated Consumer Product | 12/23/2016 |  | 03/04/2020
Air Cool Industrial Co., Ltd. | Hampton Bay | AC-552(AG524-ORB) | True |  | 3 | Yes | 1519 | 10 | 152 | 2973 | 32 | 93 | 4329 | 64 | 68 | [5 empty] | LED |  | Federally-Regulated Consumer Product | 12/23/2016 |  | 03/04/2020
Air Cool Industrial Co., Ltd. | Hampton Bay | AC-552(AG524-WH) | True |  | 3 | Yes | 1519 | 10 | 152 | 2973 | 32 | 93 | 4329 | 64 | 68 | [5 empty] | LED |  | Federally-Regulated Consumer Product | 12/23/2016 |  | 03/04/2020
Air Cool Industrial Co., Ltd. | Hampton Bay | AC-542(AL958-TB) | True |  | 3 | Yes | 1351 | 11 | 123 | 2900 | 30 | 97 | 3752 | 56 | 67 | [5 empty] | LED |  | Federally-Regulated Consumer Product | 12/23/2016 |  | 03/04/2020
Air Cool Industrial Co., Ltd. | Hampton Bay | AC-542(AL958-BN) | True |  | 3 | Yes | 1351 | 11 | 123 | 2900 | 30 | 97 | 3752 | 56 | 67 | [5 empty] | LED |  | Federally-Regulated Consumer Product | 12/23/2016 |  | 03/04/2020
Air Cool Industrial Co., Ltd. | Hampton Bay | AC-542(AL958-FB) | True |  | 3 | Yes | 1351 | 11 | 123 | 2900 | 30 | 97 | 3752 | 56 | 67 | [5 empty] | LED |  | Federally-Regulated Consumer Product | 12/23/2016 |  | 03/04/2020
Air Cool Industrial Co., Ltd. | Hampton Bay | AC-542(AL958-ORB) | True |  | 3 | Yes | 1351 | 11 | 123 | 2900 | 30 | 97 | 3752 | 56 | 67 | [5 empty] | LED |  | Federally-Regulated Consumer Product | 12/23/2016 |  | 03/04/2020
Air Cool Industrial Co., Ltd. | Home Decorators Collection | YG493OD(YG493OD-BN) | True |  | V | Yes | 2663 | 2 | 1332 | 5983 | 9 | 665 | 9330 | 33 | 283 | [5 empty] | LED |  | Federally-Regulated Consumer Product | 12/23/2016 |  | 03/04/2020
Air Cool Industrial Co., Ltd. | Home Decorators Collection | YG493OD(YG493OD-WH) | True |  | V | Yes | 2663 | 2 | 1332 | 5983 | 9 | 665 | 9330 | 33 | 283 | [5 empty] | LED |  | Federally-Regulated Consumer Product | 12/23/2016 |  | 03/04/2020
Air Cool Industrial Co., Ltd. | Home Decorators Collection | AC-552A(AM560-NI/BN) | True |  | 3 | Yes | 1957 | 13 | 151 | 3435 | 34 | 101 | 5174 | 72 | 72 | [5 empty] | LED |  | Federally-Regulated Consumer Product | 12/23/2016 |  | 03/04/2020
Air Cool Industrial Co., Ltd. | Home Decorators Collection | AM472(YG588-BN) | True |  | V | Yes | 1624 | 3 | 541 | 3787 | 9 | 421 | 5454 | 32 | 170 | [5 empty] | None |  | Federally-Regulated Consumer Product | 12/23/2016 |  | 03/04/2020
Air Cool Industrial Co., Ltd. | Home Decorators Collection | AM472(YG588-EB) | True |  | V | Yes | 1624 | 3 | 541 | 3787 | 9 | 421 | 5454 | 32 | 170 | [5 empty] | None |  | Federally-Regulated Consumer Product | 12/23/2016 |  | 03/04/2020
Air Cool Industrial Co., Ltd. | Home Decorators Collection | YG622(YG622-NI) | True |  | 3 | Exception 3 | 389 | 11 | 35 | 608 | 15 | 41 | 877 | 33 | 27 | [5 empty] | None |  | Federally-Regulated Consumer Product | 12/23/2016 |  | 03/04/2020
Air Cool Industrial Co., Ltd. | Home Decorators Collection | YG622(YG622-SL) | True |  | 3 | Exception 3 | 389 | 11 | 35 | 608 | 15 | 41 | 877 | 33 | 27 | [5 empty] | None |  | Federally-Regulated Consumer Product | 12/23/2016 |  | 03/04/2020
Air Cool Industrial Co., Ltd. | Home Decorators Collection | YG622(YG622-MWH) | True |  | 3 | Exception 3 | 389 | 11 | 35 | 608 | 15 | 41 | 877 | 33 | 27 | [5 empty] | None |  | Federally-Regulated Consumer Product | 12/23/2016 |  | 03/04/2020
Air Cool Industrial Co., Ltd. | Home Decorators Collection | AM472(YG631-NI) | True |  | V | Yes | 1500 | 2 | 750 | 3296 | 8 | 412 | 5080 | 30 | 169 | [5 empty] | LED |  | Federally-Regulated Consumer Product | 12/23/2016 |  | 03/04/2020
Air Cool Industrial Co., Ltd. | Home Decorators Collection | AC-552(YG590-BN) | True |  | 3 | Yes | 1945 | 11 | 177 | 2935 | 25 | 117 | 4472 | 56 | 80 | [5 empty] | LED |  | Federally-Regulated Consumer Product | 01/25/2017 |  | 03/04/2020
Air Cool Industrial Co., Ltd. | Home Decorators Collection | AC-552(YG612-EB) | True |  | 3 | Yes | 1353 | 13 | 104 | 1925 | 22 | 87 | 2758 | 42 | 65 | [5 empty] | None |  | Federally-Regulated Consumer Product | 01/25/2017 |  | 03/04/2020
Air Cool Industrial Co., Ltd. | Home Decorators Collection | AC-552(YG612-WH) | True |  | 3 | Yes | 1353 | 13 | 104 | 1925 | 22 | 87 | 2758 | 42 | 65 | [5 empty] | None |  | Federally-Regulated Consumer Product | 01/25/2017 |  | 03/04/2020
Air Cool Industrial Co., Ltd. | Home Decorators Collection | AC-552(AM441-BN) | True |  | 3 | Yes | 2274 | 15 | 152 | 3487 | 31 | 112 | 4917 | 59 | 83 | [5 empty] | LED |  | Federally-Regulated Consumer Product | 01/25/2017 |  | 03/04/2020
Air Cool Industrial Co., Ltd. | Home Decorators Collection | AC-552(AM441-WH) | True |  | 3 | Yes | 2274 | 15 | 152 | 3487 | 31 | 112 | 4917 | 59 | 83 | [5 empty] | LED |  | Federally-Regulated Consumer Product | 01/25/2017 |  | 03/04/2020
Air Cool Industrial Co., Ltd. | Home Decorators Collection | AC-552(YG615-BN+RD) | True |  | 3 | Yes | 1739 | 11 | 158 | 3016 | 30 | 101 | 4459 | 62 | 72 | [5 empty] | LED |  | Federally-Regulated Consumer Product | 01/25/2017 |  | 03/04/2020
Air Cool Industrial Co., Ltd. | Home Decorators Collection | AC-552OD(AM456-NI) | True |  | 3 | Yes | 1937 | 11 | 176 | 3244 | 29 | 112 | 4537 | 53 | 86 | [5 empty] | LED |  | Federally-Regulated Consumer Product | 01/25/2017 |  | 03/04/2020
Air Cool Industrial Co., Ltd. | Home Decorators Collection | AC-552OD(YG633-MWH) | True |  | 3 | Yes | 1615 | 11 | 147 | 2732 | 29 | 94 | 3524 | 50 | 70 | [5 empty] | LED |  | Federally-Regulated Consumer Product | 01/25/2017 |  | 03/04/2020
Summer Wind International, Ltd. | Home Decorators Collection | 14427 | True |  | 3 | Yes | 1787 | 15 | 119 | 3243 | 31 | 104 | 4534 | 59 | 76 | [5 empty] | LED |  | Federally-Regulated Consumer Product | 02/07/2017 |  | 03/04/2020
Summer Wind International, Ltd. | Home Decorators Collection | 24425 | True |  | 3 | Yes | 1787 | 15 | 119 | 3243 | 31 | 104 | 4534 | 59 | 76 | [5 empty] | LED |  | Federally-Regulated Consumer Product | 02/07/2017 |  | 03/04/2020
Summer Wind International, Ltd. | Home Decorators Collection | 24426 | True |  | 3 | Yes | 1787 | 15 | 119 | 3243 | 31 | 104 | 4534 | 59 | 76 | [5 empty] | LED |  | Federally-Regulated Consumer Product | 02/07/2017 |  | 03/04/2020
Summer Wind International, Ltd. | Home Decorators Collection | 14431 | True |  | 3 | Yes | 1966 | 15 | 131 | 3477 | 33 | 105 | 5474 | 72 | 76 | [5 empty] | LED |  | Federally-Regulated Consumer Product | 02/07/2017 |  | 03/04/2020
Summer Wind International, Ltd. | Home Decorators Collection | 14436 | True |  | 3 | Yes | 2010 | 14 | 143 | 3889 | 32 | 121 | 5101 | 68 | 75 | [5 empty] | LED |  | Federally-Regulated Consumer Product | 02/07/2017 |  | 03/04/2020
Summer Wind International, Ltd. | Home Decorators Collection | SW1478ORB | True |  | 3 | Yes | 1807 | 14 | 129 | 2866 | 30 | 95 | 4259 | 61 | 69 | [5 empty] | LED |  | Federally-Regulated Consumer Product | 02/07/2017 |  | 03/04/2020
Summer Wind International, Ltd. | Home Decorators Collection | SW1478BN | True |  | 3 | Yes | 1807 | 14 | 129 | 2866 | 30 | 95 | 4259 | 61 | 69 | [5 empty] | LED |  | Federally-Regulated Consumer Product | 02/07/2017 |  | 03/04/2020
Summer Wind International, Ltd. | Home Decorators Collection | SW1422BN | True |  | 3 | Yes | 2325 | 15 | 155 | 3540 | 27 | 131 | 4961 | 52 | 95 | [5 empty] | LED |  | Federally-Regulated Consumer Product | 02/07/2017 |  | 03/04/2020
Summer Wind International, Ltd. | Hampton Bay | SW1072 | True |  | 3 | Yes | 1640 | 10 | 164 | 3041 | 40 | 76 | 4310 | 64 | 67 | [5 empty] | Incandescent |  | Federally-Regulated Consumer Product | 02/07/2017 |  | 03/04/2020
Summer Wind International, Ltd. | Hampton Bay | CF548KR-CL160(BN) | True |  | 3 | Yes | 1649 | 13 | 126 | 2556 | 23 | 111 | 3656 | 46 | 79 | [5 empty] | LED |  | Federally-Regulated Consumer Product | 02/07/2017 |  | 03/04/2020
Summer Wind International, Ltd. | Hampton Bay | CF548KR-CL160(ORB) | True |  | 3 | Yes | 1649 | 13 | 126 | 2556 | 23 | 111 | 3656 | 46 | 79 | [5 empty] | LED |  | Federally-Regulated Consumer Product | 02/07/2017 |  | 03/04/2020
Summer Wind International, Ltd. | Home Decorators Collection | 14430 | True |  | 3 | Yes | 1966 | 15 | 131 | 3477 | 33 | 105 | 5474 | 72 | 76 | [5 empty] | LED |  | Federally-Regulated Consumer Product | 02/07/2017 |  | 03/04/2020
Summer Wind International, Ltd. | Home Decorators Collection | 14435 | True |  | 3 | Yes | 2010 | 14 | 143 | 3889 | 32 | 121 | 5101 | 68 | 75 | [5 empty] | LED |  | Federally-Regulated Consumer Product | 02/07/2017 |  | 03/04/2020
Summer Wind International, Ltd. | Hampton Bay | 14927 | True |  | 3 | Yes | 1870 | 10 | 187 | 3769 | 33 | 114 | 5531 | 75 | 73 | [5 empty] | Incandescent |  | Federally-Regulated Consumer Product | 02/07/2017 |  | 03/04/2020
Summer Wind International, Ltd. | Hampton Bay | 14928 | True |  | 3 | Yes | 1870 | 10 | 187 | 3769 | 33 | 114 | 5531 | 75 | 73 | [5 empty] | Incandescent |  | Federally-Regulated Consumer Product | 02/07/2017 |  | 03/04/2020
Summer Wind International, Ltd. | Hampton Bay | 14920 | True |  | 3 | Yes | 1690 | 12 | 140 | 3014 | 32 | 94 | 4628 | 64 | 72 | [5 empty] | Incandescent |  | Federally-Regulated Consumer Product | 02/07/2017 |  | 03/04/2020
Summer Wind International, Ltd. | Hampton Bay | 14921 | True |  | 3 | Yes | 1690 | 12 | 140 | 3014 | 32 | 94 | 4628 | 64 | 72 | [5 empty] | Incandescent |  | Federally-Regulated Consumer Product | 02/07/2017 |  | 03/04/2020
Summer Wind International, Ltd. | Hampton Bay | 14922 | True |  | 3 | Yes | 1690 | 12 | 140 | 3014 | 32 | 94 | 4628 | 64 | 72 | [5 empty] | Incandescent |  | Federally-Regulated Consumer Product | 02/07/2017 |  | 03/04/2020
Summer Wind International, Ltd. | Home Decorators Collection | SW1422MBK | True |  | 3 | Yes | 2325 | 15 | 155 | 3540 | 27 | 131 | 4961 | 52 | 95 | [5 empty] | LED |  | Federally-Regulated Consumer Product | 02/07/2017 |  | 03/04/2020
Summer Wind International, Ltd. | Home Decorators Collection | SW1422WH | True |  | 3 | Yes | 2325 | 15 | 155 | 3540 | 27 | 131 | 4961 | 52 | 95 | [5 empty] | LED |  | Federally-Regulated Consumer Product | 02/07/2017 |  | 03/04/2020
Summer Wind International, Ltd. | Home Decorators Collection | SW1618BN | True |  | 3 | Yes | 1994 | 11 | 181 | 2750 | 20 | 137 | 4259 | 48 | 88 | [5 empty] | LED |  | Federally-Regulated Consumer Product | 02/07/2017 |  | 03/04/2020
Summer Wind International, Ltd. | Home Decorators Collection | SW1618MBK | True |  | 3 | Yes | 1994 | 11 | 181 | 2750 | 20 | 137 | 4259 | 48 | 88 | [5 empty] | LED |  | Federally-Regulated Consumer Product | 02/07/2017 |  | 03/04/2020
Summer Wind International, Ltd. | Home Decorators Collection | SW1618WH | True |  | 3 | Yes | 1994 | 11 | 181 | 2750 | 20 | 137 | 4259 | 48 | 88 | [5 empty] | LED |  | Federally-Regulated Consumer Product | 02/07/2017 |  | 03/04/2020
Summer Wind International, Ltd. | Home Decorators Collection | CL11012 | True |  | 9 | Yes | 2165 | 2 | 1082 | 4776 | 7 | 682 | 7807 | 30 | 260 | [5 empty] | LED |  | Federally-Regulated Consumer Product | 02/07/2017 |  | 03/04/2020
Westinghouse Lighting | Westinghouse | 72094 | True |  | 3 | Yes | 1451 | 13 | 112 | 2232 | 29 | 77 | 3315 | 59 | 56 | [5 empty] | LED |  | Federally-Regulated Consumer Product | 02/10/2017 |  | 03/04/2020
Westinghouse Lighting | Westinghouse | 72039 | True |  | 6 | Yes | 2389 | 2 | 1195 | 5514 | 14 | 394 | 7234 | 31 | 233 | [5 empty] | LED |  | Federally-Regulated Consumer Product | 02/10/2017 |  | 03/04/2020
Westinghouse Lighting | Westinghouse | 72042 | True |  | 3 | Yes | 2389 | 2 | 1195 | 5514 | 14 | 394 | 7234 | 31 | 233 | [5 empty] | LED |  | Federally-Regulated Consumer Product | 02/10/2017 |  | 03/04/2020
Westinghouse Lighting | Westinghouse | 72053 | True |  | 3 | Yes | 1532 | 14 | 109 | 2285 | 30 | 76 | 3577 | 61 | 59 | [5 empty] | LED |  | Federally-Regulated Consumer Product | 02/10/2017 |  | 03/04/2020
Westinghouse Lighting | Westinghouse | 72090 | True |  | 3 | Yes | 1532 | 14 | 109 | 2285 | 30 | 76 | 3577 | 61 | 59 | [5 empty] | LED |  | Federally-Regulated Consumer Product | 02/10/2017 |  | 03/04/2020
Westinghouse Lighting | Westinghouse | 72046 | True |  | 4 | Yes | 2219 | 12 | 185 | 3293 | 31 | 106 | 5450 | 69 | 79 | [5 empty] | LED |  | Federally-Regulated Consumer Product | 02/10/2017 |  | 03/04/2020
Westinghouse Lighting | Westinghouse | 72051 | True |  | 3 | Yes | 1888 | 14 | 135 | 3002 | 30 | 100 | 4585 | 60 | 76 | [5 empty] | LED |  | Federally-Regulated Consumer Product | 02/10/2017 |  | 03/04/2020
Westinghouse Lighting | Westinghouse | 72059 | True |  | 4 | Yes | 1686 | 12 | 141 | 2907 | 25 | 116 | 4789 | 59 | 81 | [5 empty] | LED |  | Federally-Regulated Consumer Product | 02/10/2017 |  | 03/04/2020
Westinghouse Lighting | Westinghouse | 72065 | True |  | 3 | Yes | 1723 | 12 | 144 | 2707 | 26 | 104 | 4452 | 62 | 72 | [5 empty] | LED |  | Federally-Regulated Consumer Product | 02/10/2017 |  | 03/04/2020
Westinghouse Lighting | Westinghouse | 72074 | True |  | 3 | Yes | 2086 | 14 | 149 | 3272 | 30 | 109 | 4861 | 60 | 81 | [5 empty] | LED |  | Federally-Regulated Consumer Product | 02/10/2017 |  | 03/04/2020
Westinghouse Lighting | Westinghouse | 72076 | True |  | 3 | Yes | 1981 | 14 | 142 | 3385 | 30 | 113 | 5045 | 61 | 83 | [5 empty] | None |  | Federally-Regulated Consumer Product | 02/10/2017 |  | 03/04/2020
Westinghouse Lighting | Westinghouse | 72077 | True |  | 4 | Yes | 2517 | 21 | 120 | 3579 | 35 | 102 | 6098 | 81 | 75 | [5 empty] | LED |  | Federally-Regulated Consumer Product | 02/10/2017 |  | 03/04/2020
Westinghouse Lighting | Westinghouse | 72078 | True |  | 3 | Yes | 2517 | 21 | 120 | 3579 | 35 | 102 | 6098 | 81 | 75 | [5 empty] | LED |  | Federally-Regulated Consumer Product | 02/10/2017 |  | 03/04/2020
Westinghouse Lighting | Westinghouse | 72092 | True |  | 3 | Yes | 1181 | 31 | 38 | 1755 | 36 | 49 | 2564 | 54 | 47 | [5 empty] | LED |  | Federally-Regulated Consumer Product | 02/10/2017 |  | 03/04/2020
Westinghouse Lighting | Westinghouse | 72089 | True |  | 6 | Yes | 1385 | 4 | 346 | 3697 | 14 | 264 | 5206 | 32 | 163 | [5 empty] | LED |  | Federally-Regulated Consumer Product | 02/10/2017 |  | 03/04/2020
Westinghouse Lighting | Westinghouse | 78003 | True |  | 4 | Yes | 1395 | 7 | 199 | 3695 | 28 | 132 | 6045 | 64 | 94 | [5 empty] | None |  | Federally-Regulated Consumer Product | 02/10/2017 |  | 03/04/2020
Westinghouse Lighting | Westinghouse | 72079 | True |  | 3 | Yes | 1174 | 10 | 117 | 2295 | 28 | 82 | 3835 | 64 | 60 | [5 empty] | Incandescent |  | Federally-Regulated Consumer Product | 02/10/2017 |  | 03/04/2020
Westinghouse Lighting | Westinghouse | 72098 | True |  | 3 | Yes | 1886 | 12 | 157 | 2993 | 27 | 111 | 4588 | 59 | 78 | [5 empty] | LED |  | Federally-Regulated Consumer Product | 02/10/2017 |  | 03/04/2020
King of Fans | Progress Lighting | P2538-xx | True |  | 3 | Yes | 1424 | 11 | 129 | 3132 | 30 | 104 | 4742 | 64 | 74 | [5 empty] | Compact Flourescent |  | Federally-Regulated Consumer Product | 02/16/2017 |  | 03/04/2020
Quorum International | Quorum International | 92623-** | True |  | 4 | Yes | 2373 | 11 | 129 | 4989 | 54 | 92 | 5914 | 67 | 88 | [5 empty] | None |  | Federally-Regulated Consumer Product | 02/21/2017 |  | 03/04/2020
Quorum International | Quorum International | 3525 | True |  | 3 | Yes | 2805 | 21 | 131 | 3616 | 35 | 103 | 5010 | 67 | 74 | [5 empty] | Compact Flourescent |  | Federally-Regulated Consumer Product | 02/21/2017 |  | 03/04/2020
Quorum International | Quorum International | 18605-* | True |  | 3 | Yes | 2487 | 12 | 201 | 4435 | 36 | 123 | 6972 | 78 | 89 | [5 empty] | Compact Flourescent |  | Federally-Regulated Consumer Product | 02/21/2017 |  | 03/04/2020
Quorum International | Quorum International | 18605-** | True |  | 3 | Yes | 2487 | 12 | 201 | 4435 | 36 | 123 | 6972 | 78 | 89 | [5 empty] | Compact Flourescent |  | Federally-Regulated Consumer Product | 02/21/2017 |  | 03/04/2020
Quorum International | Quorum International | 78605-** | True |  | 3 | Yes | 2331 | 14 | 167 | 4085 | 38 | 108 | 5633 | 69 | 81 | [5 empty] | None |  | Federally-Regulated Consumer Product | 02/21/2017 |  | 03/04/2020
Litex Industries | Harbor Breeze | E-TK52MBK5CR | True |  | 3 | Yes | 1858 | 11 | 155 | 3899 | 30 | 126 | 5983 | 68 | 87 | [5 empty] | Incandescent |  | Federally-Regulated Consumer Product | 02/28/2017 |  | 03/04/2020
Litex Industries | Ellington | WOD52CS5 | True |  | 3 | Yes | 1734 | 10 | 158 | 3658 | 31 | 118 | 5532 | 58 | 94 | [5 empty] | None |  | Federally-Regulated Consumer Product | 02/28/2017 |  | 03/04/2020
Litex Industries | Harbor Breeze | E-LKD52AB5CL | True |  | 3 | Yes | 2969 | 13 | 212 | 3431 | 33 | 101 | 4912 | 62 | 79 | [5 empty] | Incandescent |  | Federally-Regulated Consumer Product | 02/28/2017 |  | 03/04/2020
Litex Industries | Litex | E-MLV36BNK4LK1 | True |  | 3 | Yes | 1309 | 7 | 164 | 2117 | 20 | 106 | 2842 | 43 | 65 | [5 empty] | Other |  | Federally-Regulated Consumer Product | 02/28/2017 |  | 03/04/2020
Litex Industries | Litex | E-MLV36ESP4LK1 | True |  | 3 | Yes | 1309 | 7 | 164 | 2117 | 20 | 106 | 2842 | 43 | 65 | [5 empty] | Other |  | Federally-Regulated Consumer Product | 02/28/2017 |  | 03/04/2020
Litex Industries | Litex | E-MLV36MWW4LK1 | True |  | 3 | Yes | 1309 | 7 | 164 | 2117 | 20 | 106 | 2842 | 43 | 65 | [5 empty] | Other |  | Federally-Regulated Consumer Product | 02/28/2017 |  | 03/04/2020
Beacon Lighting America Inc. | Lucci | 21052001 | True |  | V | Yes | 1266 | 3 | 422 | 4173 | 13 | 321 | 5706 | 33 | 173 | [5 empty] | None |  | Federally-Regulated Consumer Product | 03/01/2017 |  | 03/04/2020
Beacon Lighting America Inc. | Lucci | 21052101 | True |  | V | Yes | 1266 | 3 | 422 | 4173 | 13 | 321 | 5706 | 33 | 173 | [5 empty] | None |  | Federally-Regulated Consumer Product | 03/01/2017 |  | 03/04/2020
Beacon Lighting America Inc. | Lucci | 21052201 | True |  | V | Yes | 1266 | 3 | 422 | 4173 | 13 | 321 | 5706 | 33 | 173 | [5 empty] | None |  | Federally-Regulated Consumer Product | 03/01/2017 |  | 03/04/2020
Beacon Lighting America Inc. | Lucci | 21052501 | True |  | V | Yes | 1400 | 3 | 467 | 3821 | 13 | 294 | 5382 | 32 | 168 | [5 empty] | None |  | Federally-Regulated Consumer Product | 03/01/2017 |  | 03/04/2020
Beacon Lighting America Inc. | Lucci | 21052601 | True |  | V | Yes | 1400 | 3 | 467 | 3821 | 13 | 294 | 5382 | 32 | 168 | [5 empty] | None |  | Federally-Regulated Consumer Product | 03/01/2017 |  | 03/04/2020
Beacon Lighting America Inc. | Lucci | 21052701 | True |  | V | Yes | 1400 | 3 | 467 | 3821 | 13 | 294 | 5382 | 32 | 168 | [5 empty] | None |  | Federally-Regulated Consumer Product | 03/01/2017 |  | 03/04/2020
Beacon Lighting America Inc. | Lucci | 21052801 | True |  | V | Yes | 1400 | 3 | 467 | 3821 | 13 | 294 | 5382 | 32 | 168 | [5 empty] | None |  | Federally-Regulated Consumer Product | 03/01/2017 |  | 03/04/2020
Beacon Lighting America Inc. | Lucci | 21291001 | True |  | V | Yes | 1790 | 3 | 597 | 4346 | 15 | 290 | 5790 | 32 | 181 | [5 empty] | None |  | Federally-Regulated Consumer Product | 03/01/2017 |  | 03/04/2020
Beacon Lighting America Inc. | Lucci | 21291101 | True |  | V | Yes | 1790 | 3 | 597 | 4346 | 15 | 290 | 5790 | 32 | 181 | [5 empty] | None |  | Federally-Regulated Consumer Product | 03/01/2017 |  | 03/04/2020
Beacon Lighting America Inc. | Lucci | 21291201 | True |  | V | Yes | 1790 | 3 | 597 | 4346 | 15 | 290 | 5790 | 32 | 181 | [5 empty] | None |  | Federally-Regulated Consumer Product | 03/01/2017 |  | 03/04/2020
Beacon Lighting America Inc. | Lucci | 21291301 | True |  | V | Yes | 1790 | 3 | 597 | 4346 | 15 | 290 | 5790 | 32 | 181 | [5 empty] | None |  | Federally-Regulated Consumer Product | 03/01/2017 |  | 03/04/2020
Beacon Lighting America Inc. | Lucci | 21291401 | True |  | V | Yes | 1790 | 3 | 597 | 4346 | 15 | 290 | 5790 | 32 | 181 | [5 empty] | None |  | Federally-Regulated Consumer Product | 03/01/2017 |  | 03/04/2020
Fanimation | Fanimation | FP6245BBN | True |  | 3 | Yes | 1880 | 11 | 170 | 2880 | 29 | 99 | 3937 | 53 | 74 | [5 empty] | LED |  | Federally-Regulated Consumer Product | 03/03/2017 |  | 03/04/2020
Fanimation | Fanimation | FP6245BDZ | True |  | 3 | Yes | 1880 | 11 | 170 | 2880 | 29 | 99 | 3937 | 53 | 74 | [5 empty] | LED |  | Federally-Regulated Consumer Product | 03/03/2017 |  | 03/04/2020
Fanimation | Fanimation | FP6245BMW | True |  | 3 | Yes | 1880 | 11 | 170 | 2880 | 29 | 99 | 3937 | 53 | 74 | [5 empty] | LED |  | Federally-Regulated Consumer Product | 03/03/2017 |  | 03/04/2020
Fanimation | Fanimation | FP6285BBN | True |  | 3 | Yes | 2060 | 11 | 187 | 3773 | 27 | 138 | 5279 | 54 | 97 | [5 empty] | LED |  | Federally-Regulated Consumer Product | 03/03/2017 |  | 03/04/2020
Fanimation | Fanimation | FP6285BDZ | True |  | 3 | Yes | 2060 | 11 | 187 | 3773 | 27 | 138 | 5279 | 54 | 97 | [5 empty] | LED |  | Federally-Regulated Consumer Product | 03/03/2017 |  | 03/04/2020
Fanimation | Fanimation | FP6285BMW | True |  | 3 | Yes | 2060 | 11 | 187 | 3773 | 27 | 138 | 5279 | 54 | 97 | [5 empty] | LED |  | Federally-Regulated Consumer Product | 03/03/2017 |  | 03/04/2020
Fanimation | Fanimation | FPD6235GBL | True |  | 3 | Yes | 1853 | 2 | 846 | 5204 | 7 | 731 | 8877 | 37 | 239 | [5 empty] | None |  | Federally-Regulated Consumer Product | 03/03/2017 |  | 03/04/2020
Fanimation | Fanimation | FPD6235GWH | True |  | 3 | Yes | 1853 | 2 | 846 | 5204 | 7 | 731 | 8877 | 37 | 239 | [5 empty] | None |  | Federally-Regulated Consumer Product | 03/03/2017 |  | 03/04/2020
Fanimation | Fanimation | FPD6235SL | True |  | 3 | Yes | 1853 | 2 | 846 | 5204 | 7 | 731 | 8877 | 37 | 239 | [5 empty] | None |  | Federally-Regulated Consumer Product | 03/03/2017 |  | 03/04/2020
Fanimation | Fanimation | MA6721MW | True |  | 3 | Yes | 2433 | 14 | 173 | 4614 | 36 | 128 | 6641 | 61 | 108 | [5 empty] | LED |  | Federally-Regulated Consumer Product | 03/03/2017 |  | 03/04/2020
Fanimation | Fanimation | FP6729BNW | True |  | 3 | Yes | 3548 | 13 | 265 | 5217 | 27 | 192 | 7782 | 58 | 134 | [5 empty] | LED |  | Federally-Regulated Consumer Product | 03/03/2017 |  | 03/04/2020
Fanimation | Fanimation | FP6729DZW | True |  | 3 | Yes | 3548 | 13 | 265 | 5217 | 27 | 192 | 7782 | 58 | 134 | [5 empty] | LED |  | Federally-Regulated Consumer Product | 03/03/2017 |  | 03/04/2020
Fanimation | Fanimation | FP6729MWW | True |  | 3 | Yes | 3548 | 13 | 265 | 5217 | 27 | 192 | 7782 | 58 | 134 | [5 empty] | LED |  | Federally-Regulated Consumer Product | 03/03/2017 |  | 03/04/2020
Fanimation | Fanimation | FP6260BLBN | True |  | 3 | Yes | 388 | 17 | 22 | 553 | 24 | 23 | 891 | 40 | 22 | [5 empty] | LED |  | Federally-Regulated Consumer Product | 03/03/2017 |  | 03/04/2020
Fanimation | Fanimation | FP6260BLBS | True |  | 3 | Yes | 388 | 17 | 22 | 553 | 24 | 23 | 891 | 40 | 22 | [5 empty] | LED |  | Federally-Regulated Consumer Product | 03/03/2017 |  | 03/04/2020
Hunter Fan Company | Hunter | 53393 | True |  | 3 | Yes | 1920 | 10 | 192 | 3200 | 36 | 89 | 4479 | 62 | 72 | [5 empty] | LED |  | Federally-Regulated Consumer Product | 03/07/2017 |  | 03/04/2020
Hunter Fan Company | Hunter | 53394 | True |  | 3 | Yes | 1920 | 10 | 192 | 3200 | 36 | 89 | 4479 | 62 | 72 | [5 empty] | LED |  | Federally-Regulated Consumer Product | 03/07/2017 |  | 03/04/2020
Hunter Fan Company | Hunter | 54187 | True |  | 3 | Yes | 2137 | 10 | 214 | 3970 | 46 | 86 | 5803 | 81 | 72 | [5 empty] | LED |  | Federally-Regulated Consumer Product | 03/07/2017 |  | 03/04/2020
Hunter Fan Company | Hunter | 54188 | True |  | 3 | Yes | 2137 | 10 | 214 | 3970 | 46 | 86 | 5803 | 81 | 72 | [5 empty] | LED |  | Federally-Regulated Consumer Product | 03/07/2017 |  | 03/04/2020
Hunter Fan Company | Casablanca | 59331 | True |  | 4 | Yes | 1387 | 9 | 154 | 3708 | 48 | 77 | 6028 | 87 | 69 | [5 empty] | LED |  | Federally-Regulated Consumer Product | 03/07/2017 |  | 03/04/2020
Hunter Fan Company | Casablanca | 59332 | True |  | 4 | Yes | 1387 | 9 | 154 | 3708 | 48 | 77 | 6028 | 87 | 69 | [5 empty] | LED |  | Federally-Regulated Consumer Product | 03/07/2017 |  | 03/04/2020
Hunter Fan Company | Casablanca | 59333 | True |  | 4 | Yes | 1387 | 9 | 154 | 3708 | 48 | 77 | 6028 | 87 | 69 | [5 empty] | LED |  | Federally-Regulated Consumer Product | 03/07/2017 |  | 03/04/2020
Hunter Fan Company | Casablanca | 59341 | True |  | 4 | Yes | 2055 | 10 | 206 | 3946 | 48 | 82 | 5836 | 85 | 69 | [5 empty] | LED |  | Federally-Regulated Consumer Product | 03/07/2017 |  | 03/04/2020
Hunter Fan Company | Casablanca | 59342 | True |  | 4 | Yes | 2055 | 10 | 206 | 3946 | 48 | 82 | 5836 | 85 | 69 | [5 empty] | LED |  | Federally-Regulated Consumer Product | 03/07/2017 |  | 03/04/2020
Hunter Fan Company | Casablanca | 55067 | True |  | 4 | Yes | 1842 | 9 | 205 | 3712 | 48 | 77 | 5582 | 87 | 64 | [5 empty] | None |  | Federally-Regulated Consumer Product | 03/07/2017 |  | 03/04/2020
Hunter Fan Company | Casablanca | 55068 | True |  | 4 | Yes | 1842 | 9 | 205 | 3712 | 48 | 77 | 5582 | 87 | 64 | [5 empty] | None |  | Federally-Regulated Consumer Product | 03/07/2017 |  | 03/04/2020
Hunter Fan Company | Casablanca | 55069 | True |  | 4 | Yes | 1842 | 9 | 205 | 3712 | 48 | 77 | 5582 | 87 | 64 | [5 empty] | None |  | Federally-Regulated Consumer Product | 03/07/2017 |  | 03/04/2020
Hunter Fan Company | Casablanca | 55070 | True |  | 4 | Yes | 1842 | 9 | 205 | 3712 | 48 | 77 | 5582 | 87 | 64 | [5 empty] | None |  | Federally-Regulated Consumer Product | 03/07/2017 |  | 03/04/2020
Hunter Fan Company | Casablanca | 55071 | True |  | 4 | Yes | 1842 | 9 | 205 | 3712 | 48 | 77 | 5582 | 87 | 64 | [5 empty] | None |  | Federally-Regulated Consumer Product | 03/07/2017 |  | 03/04/2020
Hunter Fan Company | Casablanca | 54192 | True |  | 4 | Yes | 1403 | 5 | 281 | 3736 | 42 | 89 | 6068 | 78 | 78 | [5 empty] | None |  | Federally-Regulated Consumer Product | 03/07/2017 |  | 03/04/2020
Hunter Fan Company | Casablanca | 54193 | True |  | 4 | Yes | 1403 | 5 | 281 | 3736 | 42 | 89 | 6068 | 78 | 78 | [5 empty] | None |  | Federally-Regulated Consumer Product | 03/07/2017 |  | 03/04/2020
Hunter Fan Company | Hunter | 59320 | True |  | 3 | Yes | 2062 | 11 | 187 | 3522 | 38 | 93 | 4981 | 65 | 77 | [5 empty] | LED |  | Federally-Regulated Consumer Product | 03/07/2017 |  | 03/04/2020
Hunter Fan Company | Hunter | 59321 | True |  | 3 | Yes | 2062 | 11 | 187 | 3522 | 38 | 93 | 4981 | 65 | 77 | [5 empty] | LED |  | Federally-Regulated Consumer Product | 03/07/2017 |  | 03/04/2020
Hunter Fan Company | Hunter | 53010 | True |  | 3 | Yes | 1732 | 9 | 192 | 3040 | 36 | 84 | 4347 | 62 | 70 | [5 empty] | LED |  | Federally-Regulated Consumer Product | 03/07/2017 |  | 03/04/2020
Hunter Fan Company | Hunter | 59161 | True |  | 3 | Yes | 2048 | 11 | 186 | 3471 | 38 | 91 | 4893 | 64 | 76 | [5 empty] | LED |  | Federally-Regulated Consumer Product | 03/07/2017 |  | 03/04/2020
Hunter Fan Company | Hunter | 59156 | True |  | 3 | Yes | 1980 | 10 | 198 | 3377 | 38 | 89 | 4774 | 65 | 73 | [5 empty] | LED |  | Federally-Regulated Consumer Product | 03/07/2017 |  | 03/04/2020
Hunter Fan Company | Hunter | 51063 | True |  | 3 | Yes | 1438 | 7 | 205 | 2376 | 29 | 82 | 3313 | 50 | 66 | [5 empty] | Compact Flourescent |  | Federally-Regulated Consumer Product | 03/07/2017 |  | 03/04/2020
Hunter Fan Company | Hunter | 52009 | True |  | 3 | Yes | 1754 | 11 | 159 | 2981 | 38 | 78 | 4207 | 64 | 66 | [5 empty] | LED |  | Federally-Regulated Consumer Product | 03/07/2017 |  | 03/04/2020
Hunter Fan Company | Hunter | 59063 | True |  | 3 | Yes | 2101 | 9 | 233 | 3350 | 37 | 91 | 4598 | 64 | 72 | [5 empty] | LED |  | Federally-Regulated Consumer Product | 03/07/2017 |  | 03/04/2020
Hunter Fan Company | Hunter | 59223 | True |  | 3 | Yes | 1971 | 11 | 179 | 3330 | 38 | 88 | 4688 | 64 | 73 | [5 empty] | LED |  | Federally-Regulated Consumer Product | 03/07/2017 |  | 03/04/2020
Hunter Fan Company | Hunter | 59301 | True |  | 3 | Yes | 1257 | 7 | 180 | 2174 | 28 | 78 | 3090 | 49 | 63 | [5 empty] | LED |  | Federally-Regulated Consumer Product | 03/07/2017 |  | 03/04/2020
Hunter Fan Company | Hunter | 59302 | True |  | 3 | Yes | 1257 | 7 | 180 | 2174 | 28 | 78 | 3090 | 49 | 63 | [5 empty] | LED |  | Federally-Regulated Consumer Product | 03/07/2017 |  | 03/04/2020
Hunter Fan Company | Hunter | 59074 | True |  | 3 | Yes | 1837 | 9 | 204 | 3061 | 37 | 83 | 4285 | 65 | 66 | [5 empty] | LED |  | Federally-Regulated Consumer Product | 03/07/2017 |  | 03/04/2020
Hunter Fan Company | Hunter | 59548 | True |  | 6 | Yes | 1210 | 2 | 605 | 3376 | 19 | 178 | 5542 | 36 | 154 | [5 empty] | LED |  | Federally-Regulated Consumer Product | 03/07/2017 |  | 03/04/2020
Hunter Fan Company | Hunter | 59552 | True |  | 3 | Yes | 1263 | 9 | 140 | 2632 | 36 | 73 | 4001 | 63 | 64 | [5 empty] | LED |  | Federally-Regulated Consumer Product | 03/07/2017 |  | 03/04/2020
Hunter Fan Company | Hunter | 59553 | True |  | 3 | Yes | 1263 | 9 | 140 | 2632 | 36 | 73 | 4001 | 63 | 64 | [5 empty] | LED |  | Federally-Regulated Consumer Product | 03/07/2017 |  | 03/04/2020
Hunter Fan Company | Hunter | 59157 | True |  | 3 | Yes | 1302 | 10 | 130 | 2378 | 38 | 63 | 3453 | 65 | 53 | [5 empty] | LED |  | Federally-Regulated Consumer Product | 03/07/2017 |  | 03/04/2020
Hunter Fan Company | Hunter | 52260 | True |  | 3 | Yes | 1822 | 10 | 182 | 2943 | 36 | 82 | 4064 | 62 | 66 | [5 empty] | LED |  | Federally-Regulated Consumer Product | 03/07/2017 |  | 03/04/2020
Hunter Fan Company | Hunter | 52262 | True |  | 3 | Yes | 1822 | 10 | 182 | 2943 | 36 | 82 | 4064 | 62 | 66 | [5 empty] | LED |  | Federally-Regulated Consumer Product | 03/07/2017 |  | 03/04/2020
Hunter Fan Company | Hunter | 52263 | True |  | 3 | Yes | 1822 | 10 | 182 | 2943 | 36 | 82 | 4064 | 62 | 66 | [5 empty] | LED |  | Federally-Regulated Consumer Product | 03/07/2017 |  | 03/04/2020
Hunter Fan Company | Hunter | 54180 | True |  | 3 | Yes | 1363 | 9 | 151 | 3112 | 46 | 68 | 4860 | 83 | 59 | [5 empty] | None |  | Federally-Regulated Consumer Product | 03/07/2017 |  | 03/04/2020
Hunter Fan Company | Hunter | 54181 | True |  | 3 | Yes | 1363 | 9 | 151 | 3112 | 46 | 68 | 4860 | 83 | 59 | [5 empty] | None |  | Federally-Regulated Consumer Product | 03/07/2017 |  | 03/04/2020
Hunter Fan Company | Hunter | 54182 | True |  | 3 | Yes | 1363 | 9 | 151 | 3112 | 46 | 68 | 4860 | 83 | 59 | [5 empty] | LED |  | Federally-Regulated Consumer Product | 03/07/2017 |  | 03/04/2020
Hunter Fan Company | Hunter | 54183 | True |  | 3 | Yes | 1363 | 9 | 151 | 3112 | 46 | 68 | 4860 | 83 | 59 | [5 empty] | LED |  | Federally-Regulated Consumer Product | 03/07/2017 |  | 03/04/2020
Hunter Fan Company | Hunter | 54184 | True |  | 3 | Yes | 1363 | 9 | 151 | 3112 | 46 | 68 | 4860 | 83 | 59 | [5 empty] | LED |  | Federally-Regulated Consumer Product | 03/07/2017 |  | 03/04/2020
Hunter Fan Company | Hunter | 54185 | True |  | 3 | Yes | 1363 | 9 | 151 | 3112 | 46 | 68 | 4860 | 83 | 59 | [5 empty] | LED |  | Federally-Regulated Consumer Product | 03/07/2017 |  | 03/04/2020
Hunter Fan Company | Hunter | 54176 | True |  | 3 | Yes | 2298 | 10 | 230 | 4303 | 46 | 94 | 6307 | 81 | 78 | [5 empty] | LED |  | Federally-Regulated Consumer Product | 03/07/2017 |  | 03/04/2020
Hunter Fan Company | Hunter | 54177 | True |  | 3 | Yes | 2298 | 10 | 230 | 4303 | 46 | 94 | 6307 | 81 | 78 | [5 empty] | LED |  | Federally-Regulated Consumer Product | 03/07/2017 |  | 03/04/2020
Hunter Fan Company | Hunter | 54178 | True |  | 3 | Yes | 2298 | 10 | 230 | 4303 | 46 | 94 | 6307 | 81 | 78 | [5 empty] | LED |  | Federally-Regulated Consumer Product | 03/07/2017 |  | 03/04/2020
Hunter Fan Company | Hunter | 54179 | True |  | 3 | Yes | 2298 | 10 | 230 | 4303 | 46 | 94 | 6307 | 81 | 78 | [5 empty] | LED |  | Federally-Regulated Consumer Product | 03/07/2017 |  | 03/04/2020
Hunter Fan Company | Hunter | 59310 | True |  | 3 | Yes | 1707 | 9 | 190 | 3505 | 44 | 80 | 5302 | 79 | 67 | [5 empty] | LED |  | Federally-Regulated Consumer Product | 03/07/2017 |  | 03/04/2020
Hunter Fan Company | Hunter | 59311 | True |  | 3 | Yes | 1707 | 9 | 190 | 3505 | 44 | 80 | 5302 | 79 | 67 | [5 empty] | LED |  | Federally-Regulated Consumer Product | 03/07/2017 |  | 03/04/2020
Hunter Fan Company | Hunter | 59312 | True |  | 3 | Yes | 1707 | 9 | 190 | 3505 | 44 | 80 | 5302 | 79 | 67 | [5 empty] | LED |  | Federally-Regulated Consumer Product | 03/07/2017 |  | 03/04/2020
Hunter Fan Company | Hunter | 59307 | True |  | 3 | Yes | 1833 | 8 | 229 | 3755 | 43 | 87 | 5676 | 78 | 73 | [5 empty] | LED |  | Federally-Regulated Consumer Product | 03/07/2017 |  | 03/04/2020
Hunter Fan Company | Hunter | 59308 | True |  | 3 | Yes | 1833 | 8 | 229 | 3755 | 43 | 87 | 5676 | 78 | 73 | [5 empty] | LED |  | Federally-Regulated Consumer Product | 03/07/2017 |  | 03/04/2020
Hunter Fan Company | Hunter | 59309 | True |  | 3 | Yes | 1833 | 8 | 229 | 3755 | 43 | 87 | 5676 | 78 | 73 | [5 empty] | LED |  | Federally-Regulated Consumer Product | 03/07/2017 |  | 03/04/2020
Hunter Fan Company | Hunter | 59058 | True |  | 3 | Yes | 1956 | 10 | 196 | 3377 | 38 | 89 | 4797 | 65 | 74 | [5 empty] | LED |  | Federally-Regulated Consumer Product | 03/07/2017 |  | 03/04/2020
Hunter Fan Company | Hunter | 53396 | True |  | 3 | Yes | 2143 | 10 | 214 | 3556 | 37 | 96 | 4968 | 64 | 78 | [5 empty] | LED |  | Federally-Regulated Consumer Product | 03/07/2017 |  | 03/04/2020
Hunter Fan Company | Hunter | 53397 | True |  | 3 | Yes | 2143 | 10 | 214 | 3556 | 37 | 96 | 4968 | 64 | 78 | [5 empty] | LED |  | Federally-Regulated Consumer Product | 03/07/2017 |  | 03/04/2020
Hunter Fan Company | Hunter | 59363 | True |  | 3 | Yes | 1866 | 11 | 170 | 3142 | 36 | 87 | 4417 | 60 | 74 | [5 empty] | LED |  | Federally-Regulated Consumer Product | 03/07/2017 |  | 03/04/2020
Hunter Fan Company | Casablanca | 55073 | True |  | 4 | Yes | 1464 | 5 | 293 | 3855 | 46 | 84 | 6246 | 86 | 73 | [5 empty] | None |  | Federally-Regulated Consumer Product | 03/07/2017 |  | 03/04/2020
Hunter Fan Company | Casablanca | 55074 | True |  | 4 | Yes | 1840 | 5 | 368 | 4605 | 46 | 100 | 7369 | 87 | 85 | [5 empty] | None |  | Federally-Regulated Consumer Product | 03/07/2017 |  | 03/04/2020
Hunter Fan Company | Casablanca | 55075 | True |  | 4 | Yes | 1840 | 5 | 368 | 4605 | 46 | 100 | 7369 | 87 | 85 | [5 empty] | None |  | Federally-Regulated Consumer Product | 03/07/2017 |  | 03/04/2020
Hunter Fan Company | Hunter | 52278 | True |  | 3 | Yes | 1634 | 7 | 233 | 3074 | 36 | 85 | 4514 | 64 | 71 | [5 empty] | Incandescent |  | Federally-Regulated Consumer Product | 03/07/2017 |  | 03/04/2020
Hunter Fan Company | Hunter | 52279 | True |  | 3 | Yes | 1634 | 7 | 233 | 3074 | 36 | 85 | 4514 | 64 | 71 | [5 empty] | Incandescent |  | Federally-Regulated Consumer Product | 03/07/2017 |  | 03/04/2020
Hunter Fan Company | Hunter | 52280 | True |  | 3 | Yes | 1634 | 7 | 233 | 3074 | 36 | 85 | 4514 | 64 | 71 | [5 empty] | Incandescent |  | Federally-Regulated Consumer Product | 03/07/2017 |  | 03/04/2020
Hunter Fan Company | Hunter | 52281 | True |  | 3 | Yes | 1566 | 7 | 224 | 3091 | 36 | 86 | 4615 | 64 | 72 | [5 empty] | Incandescent |  | Federally-Regulated Consumer Product | 03/07/2017 |  | 03/04/2020
Hunter Fan Company | Hunter | 52282 | True |  | 3 | Yes | 1566 | 7 | 224 | 3091 | 36 | 86 | 4615 | 64 | 72 | [5 empty] | Incandescent |  | Federally-Regulated Consumer Product | 03/07/2017 |  | 03/04/2020
Hunter Fan Company | Hunter | 52283 | True |  | 3 | Yes | 1566 | 7 | 224 | 3091 | 36 | 86 | 4615 | 64 | 72 | [5 empty] | Incandescent |  | Federally-Regulated Consumer Product | 03/07/2017 |  | 03/04/2020
Hunter Fan Company | Hunter | 59071 | True |  | 3 | Yes | 1579 | 10 | 158 | 3080 | 39 | 79 | 4580 | 67 | 68 | [5 empty] | LED |  | Federally-Regulated Consumer Product | 03/07/2017 |  | 03/04/2020
Hunter Fan Company | Hunter | 59254 | True |  | 3 | Yes | 787 | 12 | 66 | 1109 | 33 | 34 | 1431 | 54 | 27 | [5 empty] | None |  | Federally-Regulated Consumer Product | 03/07/2017 |  | 03/04/2020
Hunter Fan Company | Hunter | 59255 | True |  | 3 | Yes | 787 | 12 | 66 | 1109 | 33 | 34 | 1431 | 54 | 27 | [5 empty] | None |  | Federally-Regulated Consumer Product | 03/07/2017 |  | 03/04/2020
Hunter Fan Company | Hunter | 59545 | True |  | 6 | Yes | 1606 | 3 | 535 | 3897 | 19 | 205 | 6188 | 35 | 177 | [5 empty] | LED |  | Federally-Regulated Consumer Product | 03/07/2017 |  | 03/04/2020
Hunter Fan Company | Hunter | 59546 | True |  | 6 | Yes | 1606 | 3 | 535 | 3897 | 19 | 205 | 6188 | 35 | 177 | [5 empty] | LED |  | Federally-Regulated Consumer Product | 03/07/2017 |  | 03/04/2020
Hunter Fan Company | Hunter | 59314 | True |  | 3 | Yes | 1605 | 9 | 178 | 3543 | 45 | 79 | 5480 | 81 | 68 | [5 empty] | LED |  | Federally-Regulated Consumer Product | 03/07/2017 |  | 03/04/2020
Hunter Fan Company | Hunter | 59315 | True |  | 3 | Yes | 1605 | 9 | 178 | 3543 | 45 | 79 | 5480 | 81 | 68 | [5 empty] | LED |  | Federally-Regulated Consumer Product | 03/07/2017 |  | 03/04/2020
Hunter Fan Company | Hunter | 59303 | True |  | 3 | Yes | 1257 | 7 | 180 | 2174 | 28 | 78 | 3090 | 49 | 63 | [5 empty] | LED |  | Federally-Regulated Consumer Product | 03/07/2017 |  | 03/04/2020
Kichler Lighting | Kichler | 330000*** | True |  | 3 | Yes | 1982 | 11 | 179 | 3892 | 36 | 108 | 5779 | 73 | 79 | [5 empty] | LED |  | Federally-Regulated Consumer Product | 03/07/2017 |  | 03/04/2020
Kichler Lighting | Kichler | 300304*** | True |  | 3 | Yes | 1338 | 8 | 167 | 2932 | 23 | 126 | 4598 | 54 | 85 | [5 empty] | LED |  | Federally-Regulated Consumer Product | 03/08/2017 |  | 03/04/2020
Kichler Lighting | Kichler | 310145*** | True |  | 3 | Yes | 1605 | 14 | 114 | 3279 | 30 | 109 | 5272 | 68 | 77 | [5 empty] | None |  | Federally-Regulated Consumer Product | 03/08/2017 |  | 03/04/2020
Kichler Lighting | Kichler | 330001*** | True |  | 3 | Yes | 2094 | 14 | 149 | 3795 | 38 | 100 | 5698 | 78 | 73 | [5 empty] | LED |  | Federally-Regulated Consumer Product | 03/08/2017 |  | 03/04/2020
Kichler Lighting | Kichler | 300024*** | True |  | 3 | Yes | 1934 | 3 | 644 | 4307 | 12 | 358 | 5891 | 32 | 184 | [5 empty] | LED |  | Federally-Regulated Consumer Product | 03/08/2017 |  | 03/04/2020
Hunter Fan Company | Hunter | 52261 | True |  | 3 | Yes | 1822 | 10 | 182 | 2943 | 36 | 82 | 4064 | 62 | 66 | [5 empty] | LED |  | Federally-Regulated Consumer Product | 03/08/2017 |  | 03/04/2020
HKC - Hong Kong China Electric Appliance | Mainstay | 10232 | True |  | 3 | Yes | 367 | 10 | 36 | 1422 | 71 | 20 | 1988 | 38 | 52 | [5 empty] | LED |  | Federally-Regulated Consumer Product | 03/09/2017 |  | 03/04/2020
HKC - Hong Kong China Electric Appliance | Mainstay | 10233 | True |  | 3 | Yes | 367 | 10 | 36 | 1422 | 71 | 20 | 1988 | 38 | 52 | [5 empty] | LED |  | Federally-Regulated Consumer Product | 03/09/2017 |  | 03/04/2020
HKC - Hong Kong China Electric Appliance | Mainstay | 10302 | True |  | 3 | Yes | 660 | 6 | 43 | 1462 | 73 | 20 | 3093 | 61 | 50 | [5 empty] | LED |  | Federally-Regulated Consumer Product | 03/09/2017 |  | 03/04/2020
Air Cool Industrial Co., Ltd. | Home Decorators Collection | AC-552(YG612-BN) | True |  | 3 | Yes | 1353 | 13 | 104 | 1925 | 22 | 87 | 2758 | 42 | 65 | [5 empty] | None |  | Federally-Regulated Consumer Product | 03/13/2017 |  | 03/04/2020
Kichler Lighting | Kichler | 300008*** | True |  | 3 | Yes | 2678 | 24 | 111 | 4641 | 55 | 83 | 6178 | 91 | 67 | [5 empty] | Incandescent |  | Federally-Regulated Consumer Product | 03/14/2017 |  | 03/04/2020
Kichler Lighting | Kichler | 300011*** | True |  | 3 | Yes | 2685 | 27 | 99 | 4522 | 50 | 90 | 5736 | 76 | 75 | [5 empty] | Incandescent |  | Federally-Regulated Consumer Product | 03/14/2017 |  | 03/04/2020
Kichler Lighting | Kichler | 300018*** | True |  | 3 | Yes | 1895 | 14 | 135 | 3670 | 39 | 94 | 5515 | 80 | 68 | [5 empty] | Other |  | Federally-Regulated Consumer Product | 03/14/2017 |  | 03/04/2020
Kichler Lighting | Kichler | 300020*** | True |  | 3 | Yes | 2131 | 12 | 177 | 3838 | 34 | 112 | 5054 | 59 | 85 | [5 empty] | Other |  | Federally-Regulated Consumer Product | 03/14/2017 |  | 03/04/2020
Kichler Lighting | Kichler | 300025*** | True |  | 3 | Yes | 3074 | 23 | 133 | 4469 | 45 | 99 | 6293 | 83 | 75 | [5 empty] | LED |  | Federally-Regulated Consumer Product | 03/14/2017 |  | 03/04/2020
Kichler Lighting | Kichler | 300106*** | True |  | 6 | Yes | 2333 | 5 | 466 | 3928 | 9 | 436 | 6588 | 37 | 178 | [5 empty] | None |  | Federally-Regulated Consumer Product | 03/14/2017 |  | 03/04/2020
Kichler Lighting | Kichler | 300114*** | True |  | 3 | Yes | 1498 | 14 | 107 | 3393 | 39 | 87 | 5022 | 70 | 71 | [5 empty] | Incandescent |  | Federally-Regulated Consumer Product | 03/14/2017 |  | 03/04/2020
Kichler Lighting | Kichler | 300126*** | True |  | 3 | Yes | 2058 | 13 | 158 | 3852 | 33 | 116 | 6308 | 72 | 87 | [5 empty] | Incandescent |  | Federally-Regulated Consumer Product | 03/14/2017 |  | 03/04/2020
Kichler Lighting | Kichler | 300138*** | True |  | 3 | Yes | 2093 | 11 | 190 | 4127 | 31 | 133 | 6308 | 70 | 90 | [5 empty] | Compact Flourescent |  | Federally-Regulated Consumer Product | 03/14/2017 |  | 03/04/2020
Visual Comfort & Company | Monte Carlo | 3AVMR64**** | True |  | 6 | Yes | 3107 | 3 | 1036 | 6068 | 13 | 467 | 9077 | 28 | 324 | [5 empty] | LED |  | Federally-Regulated Consumer Product | 03/15/2017 |  | 03/04/2020
Visual Comfort & Company | Monte Carlo | 3AVOR56*** | True |  | 6 | Yes | 2160 | 2 | 1080 | 4569 | 8 | 571 | 6598 | 18 | 366 | [5 empty] | LED |  | Federally-Regulated Consumer Product | 03/15/2017 |  | 03/04/2020
Visual Comfort & Company | Monte Carlo | 3DIR58*** | True |  | 4 | Yes | 1368 | 11 | 124 | 3605 | 38 | 95 | 4710 | 64 | 74 | [5 empty] | LED |  | Federally-Regulated Consumer Product | 03/15/2017 |  | 03/04/2020
Visual Comfort & Company | Monte Carlo | 3DSTR57**** | True |  | 6 | Yes | 1644 | 3 | 548 | 3408 | 13 | 262 | 5569 | 31 | 180 | [5 empty] | LED |  | Federally-Regulated Consumer Product | 03/15/2017 |  | 03/04/2020
Visual Comfort & Company | Monte Carlo | 3MAVR60**** | True |  | 6 | Yes | 2803 | 3 | 934 | 5805 | 10 | 581 | 8244 | 27 | 305 | [5 empty] | None |  | Federally-Regulated Consumer Product | 03/15/2017 |  | 03/04/2020
Visual Comfort & Company | Monte Carlo | 3MAVR70**** | True |  | 6 | Yes | 4393 | 4 | 1098 | 6955 | 11 | 632 | 9018 | 25 | 361 | [5 empty] | None |  | Federally-Regulated Consumer Product | 03/15/2017 |  | 03/04/2020
Visual Comfort & Company | Monte Carlo | 3MAVR88**** | True |  | 6 | Yes | 4637 | 3 | 1546 | 7000 | 12 | 583 | 14784 | 26 | 569 | [5 empty] | None |  | Federally-Regulated Consumer Product | 03/15/2017 |  | 03/04/2020
Visual Comfort & Company | Monte Carlo | 3OWR60**** | True |  | 4 | Yes | 1701 | 14 | 122 | 2939 | 31 | 95 | 4638 | 66 | 70 | [5 empty] | LED |  | Federally-Regulated Consumer Product | 03/15/2017 |  | 03/04/2020
Visual Comfort & Company | Monte Carlo | 3SKYR56**** | True |  | 6 | Yes | 2509 | 4 | 627 | 4008 | 10 | 401 | 6161 | 26 | 237 | [5 empty] | LED |  | Federally-Regulated Consumer Product | 03/15/2017 |  | 03/04/2020
Visual Comfort & Company | Monte Carlo | 8EEDR60*** | True |  | 6 | Yes | 3107 | 4 | 777 | 5250 | 16 | 328 | 7815 | 30 | 261 | [5 empty] | LED |  | Federally-Regulated Consumer Product | 03/15/2017 |  | 03/04/2020
Quorum International | Quorum International | 196608-* | True |  | 6 | Yes | 2520 | 4 | 630 | 4838 | 9 | 538 | 8327 | 32 | 260 | [5 empty] | None |  | Federally-Regulated Consumer Product | 03/15/2017 |  | 03/04/2020
King of Fans | Home Decorators Collection | 44-WWD | True |  | 3 | Yes | 1735 | 13 | 133 | 2969 | 30 | 99 | 4424 | 65 | 68 | [5 empty] | LED |  | Federally-Regulated Consumer Product | 03/15/2017 |  | 03/04/2020
King of Fans | Home Decorators Collection | 52-RTY | True |  | 3 | Yes | 1126 | 9 | 125 | 2878 | 35 | 82 | 3826 | 58 | 66 | [5 empty] | LED |  | Federally-Regulated Consumer Product | 03/15/2017 |  | 03/04/2020
Quorum International | Quorum International | 3525-** | True |  | 3 | Yes | 2805 | 21 | 131 | 3616 | 35 | 103 | 5010 | 67 | 74 | [5 empty] | Compact Flourescent |  | Federally-Regulated Consumer Product | 03/20/2017 |  | 03/04/2020
Quorum International | Quorum International | 96015-** | True |  | 6 | Yes | 2373 | 5 | 475 | 3783 | 11 | 344 | 5982 | 30 | 99 | [5 empty] | None |  | Federally-Regulated Consumer Product | 03/20/2017 |  | 03/04/2020
Quorum International | Quorum International | 97215-* | True |  | 6 | Yes | 2488 | 5 | 498 | 4280 | 12 | 357 | 6486 | 34 | 191 | [5 empty] | None |  | Federally-Regulated Consumer Product | 03/20/2017 |  | 03/04/2020
Quorum International | Quorum International | 96015-* | True |  | 6 | Yes | 2373 | 5 | 475 | 3783 | 11 | 344 | 5982 | 30 | 99 | [5 empty] | None |  | Federally-Regulated Consumer Product | 03/20/2017 |  | 03/04/2020
Quorum International | Quorum International | 97215-** | True |  | 6 | Yes | 2488 | 5 | 498 | 4280 | 12 | 357 | 6486 | 34 | 191 | [5 empty] | None |  | Federally-Regulated Consumer Product | 03/20/2017 |  | 03/04/2020
Quorum International | Quorum International | 14605-** | True |  | 3 | Yes | 2422 | 22 | 10 | 3131 | 38 | 82 | 4518 | 75 | 60 | [5 empty] | Compact Flourescent |  | Federally-Regulated Consumer Product | 03/20/2017 |  | 03/04/2020
Quorum International | Quorum International | 70525-** | True |  | 3 | Yes | 1696 | 10 | 70 | 3149 | 33 | 95 | 4612 | 66 | 70 | [5 empty] | Compact Flourescent |  | Federally-Regulated Consumer Product | 03/20/2017 |  | 03/04/2020
Quorum International | Quorum International | 7525-*** | True |  | 3 | Yes | 1696 | 10 | 70 | 3149 | 33 | 95 | 4612 | 66 | 70 | [5 empty] | Compact Flourescent |  | Federally-Regulated Consumer Product | 03/20/2017 |  | 03/04/2020
Quorum International | Quorum International | 7525-9*** | True |  | 3 | Yes | 2386 | 10 | 234 | 4353 | 30 | 145 | 5948 | 59 | 100 | [5 empty] | LED |  | Federally-Regulated Consumer Product | 03/20/2017 |  | 03/04/2020
King of Fans | Home Decorators Collection | 54-SHAN | True |  | 3 | Yes | 2211 | 15 | 147 | 3445 | 32 | 108 | 5056 | 63 | 80 | [5 empty] | LED |  | Federally-Regulated Consumer Product | 03/20/2017 |  | 03/04/2020
King of Fans | Home Decorators Collection | 52-VAGN | True |  | 3 | Yes | 1914 | 14 | 137 | 3089 | 31 | 100 | 4578 | 64 | 72 | [5 empty] | LED |  | Federally-Regulated Consumer Product | 03/20/2017 |  | 03/04/2020
King of Fans | Home Decorators Collection | 52-MONT | True |  | 3 | Yes | 1844 | 14 | 132 | 2882 | 27 | 107 | 4416 | 58 | 76 | [5 empty] | LED |  | Federally-Regulated Consumer Product | 03/20/2017 |  | 03/04/2020
King of Fans | Home Decorators Collection | 60-FORY | True |  | 3 | Yes | 2441 | 15 | 163 | 3918 | 32 | 122 | 5732 | 65 | 88 | [5 empty] | LED |  | Federally-Regulated Consumer Product | 03/20/2017 |  | 03/04/2020
King of Fans | Home Decorators Collection | 52-PADA | True |  | 3 | Yes | 1852 | 14 | 132 | 2941 | 30 | 98 | 4487 | 65 | 69 | [5 empty] | LED |  | Federally-Regulated Consumer Product | 03/21/2017 |  | 03/04/2020
King of Fans | Home Decorators Collection | 52-MOBY | True |  | 3 | Yes | 2023 | 13 | 156 | 3087 | 27 | 114 | 4800 | 58 | 83 | [5 empty] | LED |  | Federally-Regulated Consumer Product | 03/21/2017 |  | 03/04/2020
King of Fans | Home Decorators Collection | 52-FORY | True |  | 3 | Yes | 1869 | 11 | 170 | 3089 | 26 | 119 | 4384 | 58 | 76 | [5 empty] | LED |  | Federally-Regulated Consumer Product | 03/21/2017 |  | 03/04/2020
Beacon Lighting America Inc. | Lucci | 21291501 | True |  | V | Yes | 1281 | 2 | 641 | 3956 | 13 | 304 | 5409 | 33 | 164 | [5 empty] | None |  | Federally-Regulated Consumer Product | 03/22/2017 |  | 03/04/2020
Beacon Lighting America Inc. | Lucci | 21291601 | True |  | V | Yes | 1281 | 2 | 641 | 3956 | 13 | 304 | 5409 | 33 | 164 | [5 empty] | None |  | Federally-Regulated Consumer Product | 03/22/2017 |  | 03/04/2020
Beacon Lighting America Inc. | Lucci | 21291701 | True |  | V | Yes | 1281 | 2 | 641 | 3956 | 13 | 304 | 5409 | 33 | 164 | [5 empty] | None |  | Federally-Regulated Consumer Product | 03/22/2017 |  | 03/04/2020
Beacon Lighting America Inc. | Lucci | 21291801 | True |  | V | Yes | 1281 | 2 | 641 | 3956 | 13 | 304 | 5409 | 33 | 164 | [5 empty] | None |  | Federally-Regulated Consumer Product | 03/22/2017 |  | 03/04/2020
Beacon Lighting America Inc. | Lucci | 21100801 | True |  | V | Yes | 1655 | 2 | 828 | 5752 | 15 | 383 | 7738 | 31 | 250 | [5 empty] | None |  | Federally-Regulated Consumer Product | 03/22/2017 |  | 03/04/2020
Beacon Lighting America Inc. | Lucci | 21100901 | True |  | V | Yes | 1655 | 2 | 828 | 5752 | 15 | 383 | 7738 | 31 | 250 | [5 empty] | None |  | Federally-Regulated Consumer Product | 03/22/2017 |  | 03/04/2020
Beacon Lighting America Inc. | Lucci | 21101001 | True |  | V | Yes | 1655 | 2 | 828 | 5752 | 15 | 383 | 7738 | 31 | 250 | [5 empty] | None |  | Federally-Regulated Consumer Product | 03/22/2017 |  | 03/04/2020
Beacon Lighting America Inc. | Lucci | 21101101 | True |  | V | Yes | 1655 | 2 | 828 | 5752 | 15 | 383 | 7738 | 31 | 250 | [5 empty] | None |  | Federally-Regulated Consumer Product | 03/22/2017 |  | 03/04/2020
Beacon Lighting America Inc. | Lucci | 21292501 | True |  | 3 | Yes | 1594 | 12 | 133 | 2859 | 29 | 99 | 4252 | 55 | 77 | [5 empty] | LED |  | Federally-Regulated Consumer Product | 03/22/2017 |  | 03/04/2020
Beacon Lighting America Inc. | Lucci | 21292601 | True |  | 3 | Yes | 1594 | 12 | 133 | 2859 | 29 | 99 | 4252 | 55 | 77 | [5 empty] | LED |  | Federally-Regulated Consumer Product | 03/22/2017 |  | 03/04/2020
Beacon Lighting America Inc. | Lucci | 21292701 | True |  | 3 | Yes | 1594 | 12 | 133 | 2859 | 29 | 99 | 4252 | 55 | 77 | [5 empty] | LED |  | Federally-Regulated Consumer Product | 03/22/2017 |  | 03/04/2020
Beacon Lighting America Inc. | Lucci | 21050601 | True |  | V | Yes | 1519 | 2 | 760 | 4873 | 13 | 375 | 7075 | 37 | 191 | [5 empty] | None |  | Federally-Regulated Consumer Product | 03/22/2017 |  | 03/04/2020
Beacon Lighting America Inc. | Lucci | 21050701 | True |  | V | Yes | 1519 | 2 | 760 | 4873 | 13 | 375 | 7075 | 37 | 191 | [5 empty] | None |  | Federally-Regulated Consumer Product | 03/22/2017 |  | 03/04/2020
Westinghouse Lighting | Westinghouse | 7810013 | True |  | 3 | Yes | 1250 | 12 | 104 | 2144 | 27 | 79 | 3589 | 63 | 57 | [5 empty] | Incandescent |  | Federally-Regulated Consumer Product | 03/29/2017 |  | 03/04/2020
Quorum International | Quorum International | 196608-** | True |  | 6 | Yes | 2520 | 4 | 630 | 4838 | 9 | 538 | 8327 | 32 | 260 | [5 empty] | None |  | Federally-Regulated Consumer Product | 04/07/2017 |  | 03/04/2020
Quorum International | Quorum International | 196728-* | True |  | 6 | Yes | 2314 | 3 | 771 | 5386 | 7 | 769 | 10382 | 33 | 314 | [5 empty] | None |  | Federally-Regulated Consumer Product | 04/07/2017 |  | 03/04/2020
Quorum International | Quorum International | 196728-** | True |  | 6 | Yes | 2314 | 3 | 771 | 5386 | 7 | 769 | 10382 | 33 | 314 | [5 empty] | None |  | Federally-Regulated Consumer Product | 04/07/2017 |  | 03/04/2020
Quorum International | Quorum International | 68524-** | True |  | 3 | Yes | 2540 | 17 | 148 | 3990 | 42 | 95 | 5150 | 64 | 80 | [5 empty] | LED |  | Federally-Regulated Consumer Product | 04/07/2017 |  | 03/04/2020
Quorum International | Quorum International | 70525-* | True |  | 3 | Yes | 1696 | 10 | 70 | 3149 | 32 | 98 | 4612 | 65 | 70 | [5 empty] | Compact Flourescent |  | Federally-Regulated Consumer Product | 04/07/2017 |  | 03/04/2020
King of Fans | Hampton Bay | EF200S(L)-52(A) | True |  | 3 | Yes | 1682 | 10 | 168 | 3143 | 30 | 105 | 4525 | 64 | 71 | [5 empty] | None |  | Federally-Regulated Consumer Product | 04/21/2017 |  | 03/04/2020
King of Fans | Home Decorators (Home Depot) | EF200S(K)-44 | True |  | 3 | Yes | 1725 | 11 | 157 | 3119 | 29 | 108 | 4359 | 62 | 70 | [5 empty] | LED |  | Federally-Regulated Consumer Product | 04/21/2017 |  | 03/04/2020
King of Fans | Home Decorators (Home Depot) | EF200S(K)-52 | True |  | 3 | Yes | 2544 | 22 | 116 | 3560 | 36 | 99 | 4756 | 64 | 74 | [5 empty] | LED |  | Federally-Regulated Consumer Product | 04/21/2017 |  | 03/04/2020
King of Fans | Home Decorators (Home Depot) | EF200S(J)-52 | True |  | 3 | Yes | 1970 | 12 | 164 | 2927 | 25 | 117 | 4820 | 62 | 78 | [5 empty] | LED |  | Federally-Regulated Consumer Product | 04/21/2017 |  | 03/04/2020
King of Fans | Home Decorators (Home Depot) | EF200S(M)-52 | True |  | 3 | Yes | 1965 | 12 | 164 | 3012 | 25 | 120 | 4621 | 61 | 76 | [5 empty] | LED |  | Federally-Regulated Consumer Product | 04/21/2017 |  | 03/04/2020
King of Fans | Hampton Bay | EF200B-44 | True |  | 3 | Yes | 1457 | 12 | 121 | 2233 | 24 | 93 | 3119 | 51 | 61 | [5 empty] | LED |  | Federally-Regulated Consumer Product | 04/21/2017 |  | 03/04/2020
King of Fans | Hampton Bay | EF200(D)-44 | True |  | 3 | Yes | 1444 | 12 | 120 | 2205 | 24 | 92 | 3194 | 51 | 63 | [5 empty] | LED |  | Federally-Regulated Consumer Product | 04/21/2017 |  | 03/04/2020
King of Fans | Hampton Bay | EF200-36 | True |  | 3 | Yes | 1454 | 14 | 104 | 2065 | 24 | 86 | 2875 | 52 | 55 | [5 empty] | LED |  | Federally-Regulated Consumer Product | 04/21/2017 |  | 03/04/2020
King of Fans | Hampton Bay | EF200P(A)-36 | True |  | 3 | Yes | 1294 | 13 | 100 | 1992 | 24 | 83 | 2715 | 50 | 54 | [5 empty] | LED |  | Federally-Regulated Consumer Product | 04/21/2017 |  | 03/04/2020
King of Fans | Hampton Bay | EF200S(P)-48 | True |  | 3 | Yes | 1856 | 10 | 186 | 3040 | 29 | 105 | 4387 | 64 | 69 | [5 empty] | LED |  | Federally-Regulated Consumer Product | 04/21/2017 |  | 03/04/2020
King of Fans | Hampton Bay | EF200S(D)-52 | True |  | 3 | Yes | 2181 | 18 | 121 | 3337 | 35 | 95 | 4455 | 63 | 71 | [5 empty] | LED |  | Federally-Regulated Consumer Product | 04/21/2017 |  | 03/04/2020
King of Fans | Hampton Bay | 52-LTM | True |  | 3 | Yes | 1827 | 13 | 141 | 2705 | 26 | 104 | 4127 | 57 | 72 | [5 empty] | LED |  | Federally-Regulated Consumer Product | 04/21/2017 |  | 03/04/2020
King of Fans | Hampton Bay | 52-LWD | True |  | 3 | Yes | 1569 | 10 | 157 | 2927 | 27 | 108 | 4634 | 64 | 72 | [5 empty] | LED |  | Federally-Regulated Consumer Product | 04/21/2017 |  | 03/04/2020
King of Fans | Hampton Bay | 46-NS | True |  | 3 | Yes | 1578 | 12 | 132 | 2498 | 24 | 104 | 3677 | 48 | 77 | [5 empty] | LED |  | Federally-Regulated Consumer Product | 04/21/2017 |  | 03/04/2020
King of Fans | Hampton Bay | 52-HL | True |  | 3 | Yes | 2120 | 11 | 193 | 3287 | 26 | 126 | 5125 | 62 | 83 | [5 empty] | None |  | Federally-Regulated Consumer Product | 04/21/2017 |  | 03/04/2020
King of Fans | Hampton Bay | 44-MRS | True |  | 3 | Yes | 1538 | 11 | 140 | 1879 | 20 | 94 | 2805 | 43 | 65 | [5 empty] | LED |  | Federally-Regulated Consumer Product | 04/21/2017 |  | 03/04/2020
King of Fans | Hampton Bay | 44-BS | True |  | 3 | Yes | 1224 | 10 | 122 | 1902 | 21 | 91 | 2821 | 51 | 55 | [5 empty] | LED |  | Federally-Regulated Consumer Product | 04/21/2017 |  | 03/04/2020
Hunter Fan Company | Hunter | 59376 | True |  | 4 | Yes | 2285 | 10 | 229 | 4471 | 46 | 97 | 6657 | 81 | 82 | [5 empty] | LED |  | Federally-Regulated Consumer Product | 04/21/2017 |  | 03/04/2020
Hunter Fan Company | Hunter | 52235 | True |  | 3 | Yes | 1679 | 7 | 240 | 3141 | 35 | 90 | 4602 | 63 | 73 | [5 empty] | LED |  | Federally-Regulated Consumer Product | 04/21/2017 |  | 03/04/2020
Hunter Fan Company | Hunter | 52236 | True |  | 3 | Yes | 1679 | 7 | 240 | 3141 | 35 | 90 | 4602 | 63 | 73 | [5 empty] | LED |  | Federally-Regulated Consumer Product | 04/21/2017 |  | 03/04/2020
Hunter Fan Company | Hunter | 59444 | True |  | 3 | Yes | 1813 | 12 | 151 | 3027 | 39 | 78 | 4241 | 65 | 65 | [5 empty] | LED |  | Federally-Regulated Consumer Product | 04/21/2017 |  | 03/04/2020
Hunter Fan Company | Hunter | 53385 | True |  | 3 | Yes | 1918 | 9 | 213 | 3323 | 37 | 90 | 4728 | 64 | 74 | [5 empty] | LED |  | Federally-Regulated Consumer Product | 04/21/2017 |  | 03/04/2020
Hunter Fan Company | Hunter | 53386 | True |  | 3 | Yes | 1918 | 9 | 213 | 3323 | 37 | 90 | 4728 | 64 | 74 | [5 empty] | LED |  | Federally-Regulated Consumer Product | 04/21/2017 |  | 03/04/2020
Hunter Fan Company | Hunter | 53387 | True |  | 3 | Yes | 1918 | 9 | 213 | 3323 | 37 | 90 | 4728 | 64 | 74 | [5 empty] | LED |  | Federally-Regulated Consumer Product | 04/21/2017 |  | 03/04/2020
Hunter Fan Company | Hunter | 51104 | True |  | 3 | Yes | 1489 | 7 | 213 | 2469 | 28 | 88 | 3448 | 49 | 70 | [5 empty] | LED |  | Federally-Regulated Consumer Product | 04/21/2017 |  | 03/04/2020
Hunter Fan Company | Hunter | 51105 | True |  | 3 | Yes | 1489 | 7 | 213 | 2469 | 28 | 88 | 3448 | 49 | 70 | [5 empty] | LED |  | Federally-Regulated Consumer Product | 04/21/2017 |  | 03/04/2020
Hunter Fan Company | Hunter | 51106 | True |  | 3 | Yes | 1489 | 7 | 213 | 2469 | 28 | 88 | 3448 | 49 | 70 | [5 empty] | LED |  | Federally-Regulated Consumer Product | 04/21/2017 |  | 03/04/2020
Hunter Fan Company | Hunter | 53382 | True |  | 3 | Yes | 2002 | 10 | 200 | 3409 | 36 | 95 | 4815 | 62 | 78 | [5 empty] | LED |  | Federally-Regulated Consumer Product | 04/21/2017 |  | 03/04/2020
Hunter Fan Company | Hunter | 53383 | True |  | 3 | Yes | 2002 | 10 | 200 | 3409 | 36 | 95 | 4815 | 62 | 78 | [5 empty] | LED |  | Federally-Regulated Consumer Product | 04/21/2017 |  | 03/04/2020
Hunter Fan Company | Hunter | 53384 | True |  | 3 | Yes | 2002 | 10 | 200 | 3409 | 36 | 95 | 4815 | 62 | 78 | [5 empty] | LED |  | Federally-Regulated Consumer Product | 04/21/2017 |  | 03/04/2020
Hunter Fan Company | Hunter | 59261 | True |  | 3 | Yes | 2201 | 9 | 245 | 3634 | 36 | 101 | 5066 | 62 | 82 | [5 empty] | None |  | Federally-Regulated Consumer Product | 04/21/2017 |  | 03/04/2020
Hunter Fan Company | Hunter | 59381 | True |  | 4 | Yes | 2224 | 11 | 202 | 4082 | 45 | 91 | 5940 | 79 | 75 | [5 empty] | LED |  | Federally-Regulated Consumer Product | 04/21/2017 |  | 03/04/2020
Hunter Fan Company | Hunter | 59446 | True |  | 3 | Yes | 1848 | 10 | 185 | 3316 | 37 | 90 | 4783 | 63 | 76 | [5 empty] | LED |  | Federally-Regulated Consumer Product | 04/21/2017 |  | 03/04/2020
Hunter Fan Company | Hunter | 59448 | True |  | 3 | Yes | 1848 | 10 | 185 | 3316 | 37 | 90 | 4783 | 63 | 76 | [5 empty] | LED |  | Federally-Regulated Consumer Product | 04/21/2017 |  | 03/04/2020
Hunter Fan Company | Hunter | 59450 | True |  | 3 | Yes | 1848 | 10 | 185 | 3316 | 37 | 90 | 4783 | 63 | 76 | [5 empty] | LED |  | Federally-Regulated Consumer Product | 04/21/2017 |  | 03/04/2020
Hunter Fan Company | Hunter | 59240 | True |  | 3 | Yes | 1761 | 9 | 196 | 3701 | 44 | 84 | 5640 | 79 | 71 | [5 empty] | LED |  | Federally-Regulated Consumer Product | 04/21/2017 |  | 03/04/2020
Hunter Fan Company | Casablanca | 59350 | True |  | 4 | Yes | 1283 | 9 | 143 | 2867 | 46 | 62 | 4451 | 83 | 54 | [5 empty] | LED |  | Federally-Regulated Consumer Product | 04/21/2017 |  | 03/04/2020
Hunter Fan Company | Casablanca | 59351 | True |  | 4 | Yes | 1283 | 9 | 143 | 2867 | 46 | 62 | 4451 | 83 | 54 | [5 empty] | LED |  | Federally-Regulated Consumer Product | 04/21/2017 |  | 03/04/2020
Hunter Fan Company | Casablanca | 59352 | True |  | 4 | Yes | 1283 | 9 | 143 | 2867 | 46 | 62 | 4451 | 83 | 54 | [5 empty] | LED |  | Federally-Regulated Consumer Product | 04/21/2017 |  | 03/04/2020
Hunter Fan Company | Casablanca | 59354 | True |  | 4 | Yes | 1399 | 9 | 155 | 3082 | 48 | 64 | 4765 | 86 | 55 | [5 empty] | LED |  | Federally-Regulated Consumer Product | 04/21/2017 |  | 03/04/2020
Hunter Fan Company | Casablanca | 59355 | True |  | 4 | Yes | 1399 | 9 | 155 | 3082 | 48 | 64 | 4765 | 86 | 55 | [5 empty] | LED |  | Federally-Regulated Consumer Product | 04/21/2017 |  | 03/04/2020
Hunter Fan Company | Casablanca | 59356 | True |  | 4 | Yes | 1399 | 9 | 155 | 3082 | 48 | 64 | 4765 | 86 | 55 | [5 empty] | LED |  | Federally-Regulated Consumer Product | 04/21/2017 |  | 03/04/2020
Hunter Fan Company | Casablanca | 59288 | True |  | 4 | Yes | 2372 | 9 | 264 | 4505 | 44 | 102 | 6638 | 79 | 84 | [5 empty] | LED |  | Federally-Regulated Consumer Product | 04/21/2017 |  | 03/04/2020
Hunter Fan Company | Casablanca | 59289 | True |  | 4 | Yes | 2372 | 9 | 264 | 4505 | 44 | 102 | 6638 | 79 | 84 | [5 empty] | LED |  | Federally-Regulated Consumer Product | 04/21/2017 |  | 03/04/2020
Hunter Fan Company | Hunter | 59445 | True |  | 3 | Yes | 1686 | 11 | 153 | 2965 | 39 | 76 | 4243 | 67 | 63 | [5 empty] | LED |  | Federally-Regulated Consumer Product | 04/21/2017 |  | 03/04/2020
Hunter Fan Company | Hunter | 59447 | True |  | 3 | Yes | 1945 | 10 | 195 | 3450 | 37 | 93 | 4955 | 64 | 77 | [5 empty] | LED |  | Federally-Regulated Consumer Product | 04/21/2017 |  | 03/04/2020
Hunter Fan Company | Hunter | 59449 | True |  | 3 | Yes | 1945 | 10 | 195 | 3450 | 37 | 93 | 4955 | 64 | 77 | [5 empty] | LED |  | Federally-Regulated Consumer Product | 04/21/2017 |  | 03/04/2020
Hunter Fan Company | Hunter | 59378 | True |  | 4 | Yes | 2405 | 10 | 241 | 4427 | 46 | 96 | 6448 | 81 | 80 | [5 empty] | LED |  | Federally-Regulated Consumer Product | 04/21/2017 |  | 03/04/2020
Hunter Fan Company | Hunter | 59379 | True |  | 4 | Yes | 2405 | 10 | 241 | 4427 | 46 | 96 | 6448 | 81 | 80 | [5 empty] | LED |  | Federally-Regulated Consumer Product | 04/21/2017 |  | 03/04/2020
Hunter Fan Company | Hunter | 52220 | True |  | 3 | Yes | 1660 | 7 | 237 | 3100 | 35 | 89 | 4540 | 62 | 73 | [5 empty] | Incandescent |  | Federally-Regulated Consumer Product | 04/21/2017 |  | 03/04/2020
Hunter Fan Company | Hunter | 59273 | True |  | 3 | Yes | 2205 | 9 | 245 | 4090 | 44 | 93 | 5975 | 78 | 77 | [5 empty] | Compact Flourescent |  | Federally-Regulated Consumer Product | 04/21/2017 |  | 03/04/2020
Hunter Fan Company | Hunter | 59349 | True |  | 3 | Yes | 2114 | 12 | 176 | 3444 | 38 | 91 | 4773 | 63 | 76 | [5 empty] | Compact Flourescent |  | Federally-Regulated Consumer Product | 04/21/2017 |  | 03/04/2020
Hunter Fan Company | Hunter | 52258 | True |  | 3 | Yes | 1545 | 7 | 221 | 3012 | 35 | 86 | 4479 | 63 | 71 | [5 empty] | LED |  | Federally-Regulated Consumer Product | 04/21/2017 |  | 03/04/2020
Hunter Fan Company | Hunter | 52259 | True |  | 3 | Yes | 1545 | 7 | 221 | 3012 | 35 | 86 | 4479 | 63 | 71 | [5 empty] | LED |  | Federally-Regulated Consumer Product | 04/21/2017 |  | 03/04/2020
Hunter Fan Company | Hunter | 53349 | True |  | 3 | Yes | 2066 | 10 | 207 | 3461 | 36 | 96 | 4855 | 62 | 78 | [5 empty] | Incandescent |  | Federally-Regulated Consumer Product | 04/21/2017 |  | 03/04/2020
Hunter Fan Company | Hunter | 59210 | True |  | 3 | Yes | 1899 | 11 | 173 | 3013 | 37 | 81 | 4127 | 63 | 66 | [5 empty] | LED |  | Federally-Regulated Consumer Product | 04/21/2017 |  | 03/04/2020
Hunter Fan Company | Hunter | 59440 | True |  | 3 | Yes | 1807 | 10 | 181 | 3076 | 37 | 83 | 4344 | 63 | 69 | [5 empty] | LED |  | Federally-Regulated Consumer Product | 04/21/2017 |  | 03/04/2020
Hunter Fan Company | Hunter | 54142 | True |  | 3 | Yes | 2282 | 9 | 254 | 4357 | 46 | 95 | 6432 | 82 | 78 | [5 empty] | Incandescent |  | Federally-Regulated Consumer Product | 04/21/2017 |  | 03/04/2020
Hunter Fan Company | Hunter | 54143 | True |  | 3 | Yes | 2282 | 9 | 254 | 4357 | 46 | 95 | 6432 | 82 | 78 | [5 empty] | Incandescent |  | Federally-Regulated Consumer Product | 04/21/2017 |  | 03/04/2020
Hunter Fan Company | Hunter | 59375 | True |  | 4 | Yes | 2285 | 10 | 229 | 4471 | 46 | 97 | 6657 | 81 | 82 | [5 empty] | LED |  | Federally-Regulated Consumer Product | 04/21/2017 |  | 03/04/2020
HKC - Hong Kong China Electric Appliance | Pacific Bay | 32025 | True |  | 3 | Yes | 259 | 12 | 22 | 2612 | 66 | 39 | 3504 | 58 | 60 | [5 empty] | LED |  | Federally-Regulated Consumer Product | 04/26/2017 |  | 03/04/2020
Air Cool Industrial Co., Ltd. | Home Decorators Collection | AC-552(YG337-BN) | True |  | 3 | Yes | 1937 | 11 | 176 | 3247 | 29 | 112 | 4636 | 58 | 80 | [5 empty] | LED |  | Federally-Regulated Consumer Product | 05/09/2017 |  | 03/04/2020
Air Cool Industrial Co., Ltd. | Home Decorators Collection | AC-451OD(YG533-SST-BN) | True |  | 3 | Yes | 1897 | 10 | 190 | 3663 | 26 | 141 | 5487 | 50 | 110 | [5 empty] | LED |  | Federally-Regulated Consumer Product | 05/09/2017 |  | 03/04/2020
Air Cool Industrial Co., Ltd. | Home Decorators Collection | AC-451OD(YG533-SST-GLWH) | True |  | 3 | Yes | 1897 | 10 | 190 | 3663 | 26 | 141 | 5487 | 50 | 110 | [5 empty] | LED |  | Federally-Regulated Consumer Product | 05/09/2017 |  | 03/04/2020
Air Cool Industrial Co., Ltd. | Home Decorators Collection | AC-552(YG442-ORB) | True |  | 3 | Yes | 2681 | 21 | 128 | 4179 | 45 | 93 | 5724 | 81 | 71 | [5 empty] | LED |  | Federally-Regulated Consumer Product | 05/09/2017 |  | 03/04/2020
Air Cool Industrial Co., Ltd. | Home Decorators Collection | AC-552OD(YG486-NI) | True |  | 3 | Yes | 1680 | 10 | 168 | 2871 | 28 | 103 | 4786 | 68 | 70 | [5 empty] | LED |  | Federally-Regulated Consumer Product | 05/09/2017 |  | 03/04/2020
Air Cool Industrial Co., Ltd. | Hampton Bay | AC-552(AM215-BN) | True |  | 3 | Yes | 1985 | 14 | 142 | 2891 | 28 | 103 | 4450 | 62 | 72 | [5 empty] | LED |  | Federally-Regulated Consumer Product | 05/09/2017 |  | 03/04/2020
Air Cool Industrial Co., Ltd. | Hampton Bay | AC-552(AM215-ORB) | True |  | 3 | Yes | 1985 | 14 | 142 | 2891 | 28 | 103 | 4450 | 62 | 72 | [5 empty] | LED |  | Federally-Regulated Consumer Product | 05/09/2017 |  | 03/04/2020
Air Cool Industrial Co., Ltd. | Hampton Bay | AC-552OD (AL634-NI) | True |  | 3 | Yes | 1687 | 10 | 169 | 3464 | 30 | 115 | 4935 | 56 | 88 | [5 empty] | LED |  | Federally-Regulated Consumer Product | 05/09/2017 |  | 03/04/2020
Air Cool Industrial Co., Ltd. | Hampton Bay | AC-552OD (AL634-WH) | True |  | 3 | Yes | 1687 | 10 | 169 | 3464 | 30 | 115 | 4935 | 56 | 88 | [5 empty] | LED |  | Federally-Regulated Consumer Product | 05/09/2017 |  | 03/04/2020
Air Cool Industrial Co., Ltd. | Hampton Bay | AC-552OD(YG188-BN) | True |  | 3 | Yes | 1795 | 11 | 163 | 3458 | 32 | 108 | 4848 | 61 | 79 | [5 empty] | LED |  | Federally-Regulated Consumer Product | 05/09/2017 |  | 03/04/2020
Air Cool Industrial Co., Ltd. | Hampton Bay | AC-552OD(YG188-NI) | True |  | 3 | Yes | 1795 | 11 | 163 | 3458 | 32 | 108 | 4848 | 61 | 79 | [5 empty] | LED |  | Federally-Regulated Consumer Product | 05/09/2017 |  | 03/04/2020
Air Cool Industrial Co., Ltd. | Hampton Bay | AC-552OD(YG188-WB) | True |  | 3 | Yes | 1795 | 11 | 163 | 3458 | 32 | 108 | 4848 | 61 | 79 | [5 empty] | LED |  | Federally-Regulated Consumer Product | 05/09/2017 |  | 03/04/2020
Air Cool Industrial Co., Ltd. | Hampton Bay | AC-552OD(YG188-WH) | True |  | 3 | Yes | 1795 | 11 | 163 | 3458 | 32 | 108 | 4848 | 61 | 79 | [5 empty] | LED |  | Federally-Regulated Consumer Product | 05/09/2017 |  | 03/04/2020
Air Cool Industrial Co., Ltd. | Hampton Bay | AC-554OD (AC457-BN) | True |  | 3 | Yes | 1490 | 11 | 135 | 3471 | 38 | 91 | 4517 | 65 | 69 | [5 empty] | LED |  | Federally-Regulated Consumer Product | 05/09/2017 |  | 03/04/2020
Air Cool Industrial Co., Ltd. | Hampton Bay | AC-554OD (AC457-WB) | True |  | 3 | Yes | 1490 | 11 | 135 | 3471 | 38 | 91 | 4517 | 65 | 69 | [5 empty] | LED |  | Federally-Regulated Consumer Product | 05/09/2017 |  | 03/04/2020
Air Cool Industrial Co., Ltd. | Hampton Bay | AC-554OD (AC457-WH) | True |  | 3 | Yes | 1490 | 11 | 135 | 3471 | 38 | 91 | 4517 | 65 | 69 | [5 empty] | LED |  | Federally-Regulated Consumer Product | 05/09/2017 |  | 03/04/2020
Summer Wind International, Ltd. | Home Decorators Collection | 14426 | True |  | 3 | Yes | 1787 | 15 | 119 | 3243 | 31 | 104 | 4534 | 59 | 76 | [5 empty] | LED |  | Federally-Regulated Consumer Product | 05/09/2017 |  | 03/04/2020
Summer Wind International, Ltd. | Home Decorators Collection | SW1422 BN | True |  | 3 | Yes | 2325 | 15 | 155 | 3540 | 27 | 131 | 4961 | 52 | 95 | [5 empty] | LED |  | Federally-Regulated Consumer Product | 05/09/2017 |  | 03/04/2020
Summer Wind International, Ltd. | Hampton Bay | CF548KR-CL160 BN | True |  | 3 | Yes | 1649 | 13 | 126 | 2556 | 23 | 111 | 3656 | 46 | 79 | [5 empty] | LED |  | Federally-Regulated Consumer Product | 05/09/2017 |  | 03/04/2020
Summer Wind International, Ltd. | Hampton Bay | CF548KR-CL160 ORB | True |  | 3 | Yes | 1649 | 13 | 126 | 2556 | 23 | 111 | 3656 | 46 | 79 | [5 empty] | LED |  | Federally-Regulated Consumer Product | 05/09/2017 |  | 03/04/2020
Summer Wind International, Ltd. | Home Decorators Collection | 14425 | True |  | 3 | Yes | 1787 | 15 | 119 | 3243 | 31 | 104 | 4534 | 59 | 76 | [5 empty] | LED |  | Federally-Regulated Consumer Product | 05/09/2017 |  | 03/04/2020
Summer Wind International, Ltd. | Home Decorators Collection | SW1422 MBK | True |  | 3 | Yes | 2325 | 15 | 155 | 3540 | 27 | 131 | 4961 | 52 | 95 | [5 empty] | LED |  | Federally-Regulated Consumer Product | 05/09/2017 |  | 03/04/2020
Summer Wind International, Ltd. | Home Decorators Collection | SW1422 WH | True |  | 3 | Yes | 2325 | 15 | 155 | 3540 | 27 | 131 | 4961 | 52 | 95 | [5 empty] | LED |  | Federally-Regulated Consumer Product | 05/09/2017 |  | 03/04/2020
Summer Wind International, Ltd. | Home Decorators Collection | SW1478 ORB | True |  | 3 | Yes | 1807 | 14 | 129 | 2866 | 30 | 95 | 4259 | 61 | 69 | [5 empty] | LED |  | Federally-Regulated Consumer Product | 05/09/2017 |  | 03/04/2020
Summer Wind International, Ltd. | Home Decorators Collection | SW1478 BN | True |  | 3 | Yes | 1807 | 14 | 129 | 2866 | 30 | 95 | 4259 | 61 | 69 | [5 empty] | LED |  | Federally-Regulated Consumer Product | 05/09/2017 |  | 03/04/2020
Madison Avenue Lighting & Fan Co. | Home Decorators Collection | 34314 | True |  | 3 | Yes | 2296 | 18 | 128 |  |  |  | 5690 | 67 | 85 | [5 empty] | LED |  | Federally-Regulated Consumer Product | 05/19/2017 |  | 03/04/2020
Madison Avenue Lighting & Fan Co. | Hampton Bay | 34914 | True |  | 3 | Yes | 1660 | 11 | 151 |  |  |  | 5371 | 71 | 76 | [5 empty] | LED |  | Federally-Regulated Consumer Product | 05/19/2017 |  | 03/04/2020
Madison Avenue Lighting & Fan Co. | Home Decorators Collection | 34342 | True |  | 3 | Yes | 2171 | 16 | 136 |  |  |  | 4608 | 55 | 84 | [5 empty] | LED |  | Federally-Regulated Consumer Product | 05/19/2017 |  | 03/04/2020
Madison Avenue Lighting & Fan Co. | Home Decorators Collection | 34344 | True |  | 3 | Yes | 2172 | 16 | 136 |  |  |  | 4608 | 55 | 84 | [5 empty] | LED |  | Federally-Regulated Consumer Product | 05/19/2017 |  | 03/04/2020
Madison Avenue Lighting & Fan Co. | Home Decorators Collection | 34343 | True |  | 3 | Yes | 2172 | 16 | 136 |  |  |  | 4608 | 55 | 84 | [5 empty] | LED |  | Federally-Regulated Consumer Product | 05/19/2017 |  | 03/04/2020
Sienhua Group North America | Middleton 2.0 | UC42V-WH-SHC | True |  | 3 | Yes | 1249 | 11 | 109 |  |  |  | 2785 | 43 | 63 | [5 empty] | LED |  | Federally-Regulated Consumer Product | 05/19/2017 |  | 03/04/2020
Litex Industries | Craftmade | BEL52***3CRW | True |  | 3 | Yes | 2178 | 14 | 155 |  |  |  | 4795 | 51 | 94 | [5 empty] | Incandescent |  | Federally-Regulated Consumer Product | 05/24/2017 |  | 03/04/2020
Litex Industries | Craftmade | BLD52***5C1 | True |  | 3 | Yes | 1358 | 10 | 135 |  |  |  | 5436 | 69 | 78 | [5 empty] | Incandescent |  | Federally-Regulated Consumer Product | 05/24/2017 |  | 03/04/2020
Litex Industries | Craftmade | BLD52***5C3 | True |  | 3 | Yes | 1707 | 11 | 155 |  |  |  | 5417 | 70 | 77 | [5 empty] | Incandescent |  | Federally-Regulated Consumer Product | 05/24/2017 |  | 03/04/2020
Litex Industries | Craftmade | DL60***5CRW | True |  | 3 | Yes | 2178 | 16 | 136 |  |  |  | 7352 | 88 | 83 | [5 empty] | Incandescent |  | Federally-Regulated Consumer Product | 05/24/2017 |  | 03/04/2020
Litex Industries | Craftmade | DUN52***5 | True |  | 3 | Yes | 2318 | 16 | 144 |  |  |  | 5244 | 73 | 71 | [5 empty] | None |  | Federally-Regulated Consumer Product | 05/24/2017 |  | 03/04/2020
Litex Industries | Craftmade | LAV44***4LK | True |  | 3 | Yes | 1783 | 11 | 162 |  |  |  | 4546 | 57 | 79 | [5 empty] | Other |  | Federally-Regulated Consumer Product | 05/24/2017 |  | 03/04/2020
Litex Industries | Craftmade | LAV52***4LK | True |  | 3 | Yes | 2345 | 13 | 180 |  |  |  | 5707 | 70 | 81 | [5 empty] | Other |  | Federally-Regulated Consumer Product | 05/24/2017 |  | 03/04/2020
Litex Industries | Craftmade | LAV52***4-NRG | True |  | 3 | Yes | 2345 | 13 | 180 |  |  |  | 5707 | 70 | 81 | [5 empty] | Compact Flourescent |  | Federally-Regulated Consumer Product | 05/24/2017 |  | 03/04/2020
Litex Industries | Craftmade | MAJ52***5 | True |  | 3 | Yes | 2232 | 13 | 171 |  |  |  | 5075 | 65 | 78 | [5 empty] | None |  | Federally-Regulated Consumer Product | 05/24/2017 |  | 03/04/2020
Litex Industries | Craftmade | MAJ52****5C1 | True |  | 3 | Yes | 2051 | 13 | 157 |  |  |  | 4872 | 66 | 73 | [5 empty] | Compact Flourescent |  | Federally-Regulated Consumer Product | 05/24/2017 |  | 03/04/2020
Litex Industries | Craftmade | MET56BNK4 | True |  | 6 | Yes | 1773 | 3 | 591 |  |  |  | 5898 | 33 | 178 | [5 empty] | LED |  | Federally-Regulated Consumer Product | 05/24/2017 |  | 03/04/2020
Litex Industries | Craftmade | MR56***4C1 | True |  | 3 | Yes | 2776 | 16 | 173 |  |  |  | 6141 | 64 | 95 | [5 empty] | Incandescent |  | Federally-Regulated Consumer Product | 05/24/2017 |  | 03/04/2020
Litex Industries | Craftmade | PAP52***5RCDI | True |  | 3 | Yes | 1646 | 14 | 117 |  |  |  | 4838 | 61 | 79 | [5 empty] | None |  | Federally-Regulated Consumer Product | 05/24/2017 |  | 03/04/2020
Litex Industries | Craftmade | PAT64***5 | True |  | 3 | Yes | 2846 | 18 | 158 |  |  |  | 5400 | 73 | 73 | [5 empty] | None |  | Federally-Regulated Consumer Product | 05/24/2017 |  | 03/04/2020
Litex Industries | Craftmade | PNB52***5 | True |  | 3 | Yes | 2170 | 12 | 180 |  |  |  | 5139 | 65 | 79 | [5 empty] | Compact Flourescent |  | Federally-Regulated Consumer Product | 05/24/2017 |  | 03/04/2020
Litex Industries | Craftmade | SUA56***5 | True |  | 3 | Yes | 2121 | 14 | 151 |  |  |  | 5812 | 80 | 72 | [5 empty] | None |  | Federally-Regulated Consumer Product | 05/24/2017 |  | 03/04/2020
Litex Industries | Craftmade | TRD60***4 | True |  | 3 | Yes | 2780 | 7 | 397 |  |  |  | 5291 | 33 | 160 | [5 empty] | LED |  | Federally-Regulated Consumer Product | 05/24/2017 |  | 03/04/2020
Litex Industries | Craftmade | TRI54***3 | True |  | 3 | Yes | 1955 | 11 | 177 |  |  |  | 5542 | 70 | 79 | [5 empty] | LED |  | Federally-Regulated Consumer Product | 05/24/2017 |  | 03/04/2020
Litex Industries | Craftmade | UBR48***4 | True |  | 3 | Yes | 2119 | 14 | 151 |  |  |  | 4423 | 52 | 85 | [5 empty] | Other |  | Federally-Regulated Consumer Product | 05/24/2017 |  | 03/04/2020
Litex Industries | Craftmade | UBR52***4 | True |  | 3 | Yes | 2119 | 14 | 151 |  |  |  | 4423 | 52 | 85 | [5 empty] | Other |  | Federally-Regulated Consumer Product | 05/24/2017 |  | 03/04/2020
Litex Industries | Craftmade | WOD52***5X | True |  | 3 | Yes | 1635 | 11 | 148 |  |  |  | 5284 | 61 | 86 | [5 empty] | None |  | Federally-Regulated Consumer Product | 05/24/2017 |  | 03/04/2020
Litex Industries | Craftmade | WOD52***5C | True |  | 3 | Yes | 1635 | 11 | 148 |  |  |  | 5284 | 61 | 86 | [5 empty] | Incandescent |  | Federally-Regulated Consumer Product | 05/24/2017 |  | 03/04/2020
Litex Industries | Craftmade | WOD52***5PC1 | True |  | 3 | Yes | 1635 | 11 | 148 |  |  |  | 5284 | 61 | 86 | [5 empty] | Compact Flourescent |  | Federally-Regulated Consumer Product | 05/24/2017 |  | 03/04/2020
Litex Industries | Craftmade | BFT52***5C | True |  | 3 | Yes | 2578 | 16 | 161 |  |  |  | 5146 | 60 | 85 | [5 empty] | Incandescent |  | Federally-Regulated Consumer Product | 05/25/2017 |  | 03/04/2020
Litex Industries | Craftmade | PD52***5C4 | True |  | 3 | Yes | 1776 | 23 | 77 |  |  |  | 5070 | 58 | 87 | [5 empty] | Incandescent |  | Federally-Regulated Consumer Product | 05/25/2017 |  | 03/04/2020
Litex Industries | Craftmade | UB48**4C1 | True |  | 3 | Yes | 2626 | 25 | 105 |  |  |  | 6555 | 58 | 113 | [5 empty] | Incandescent |  | Federally-Regulated Consumer Product | 05/25/2017 |  | 03/04/2020
Litex Industries | Craftmade | UBW48***4C1 | True |  | 3 | Yes | 2041 | 25 | 81 |  |  |  | 4919 | 59 | 83 | [5 empty] | Incandescent |  | Federally-Regulated Consumer Product | 05/25/2017 |  | 03/04/2020
Litex Industries | Craftmade | WOD52***5P | True |  | 3 | Yes | 1635 | 11 | 148 |  |  |  | 5284 | 61 | 86 | [5 empty] | None |  | Federally-Regulated Consumer Product | 05/25/2017 |  | 03/04/2020
Litex Industries | Craftmade | WC42***5C3F | True |  | 3 | Yes | 1368 | 20 | 68 |  |  |  | 3799 | 49 | 77 | [5 empty] | Incandescent |  | Federally-Regulated Consumer Product | 05/25/2017 |  | 03/04/2020
Litex Industries | Craftmade | WC42***5C1 | True |  | 3 | Yes | 1294 | 19 | 68 |  |  |  | 3455 | 48 | 71 | [5 empty] | Incandescent |  | Federally-Regulated Consumer Product | 05/25/2017 |  | 03/04/2020
Artisan Industrial Co., Ltd. China | Harbor Breeze | 451824 | True |  | 3 | Yes | 2109 | 16 | 131 |  |  |  | 4279 | 67 | 64 | [5 empty] | Incandescent |  | Federally-Regulated Consumer Product | 05/30/2017 |  | 03/04/2020
Artisan Industrial Co., Ltd. China | Harbor Breeze | 747615 | True |  | 3 | Yes | 1496 | 13 | 115 |  |  |  | 3990 | 67 | 59 | [5 empty] | Incandescent |  | Federally-Regulated Consumer Product | 05/30/2017 |  | 03/04/2020
Litex Industries | Craftmade | ANV52ABZ5 | True |  | 3 | Yes | 1676 | 11 | 152 |  |  |  | 4691 | 63 | 74 | [5 empty] | None |  | Federally-Regulated Consumer Product | 05/30/2017 |  | 03/04/2020
Litex Industries | Craftmade | CAV52***5LK | True |  | 3 | Yes | 2045 | 16 | 127 |  |  |  | 5512 | 72 | 76 | [5 empty] | Incandescent |  | Federally-Regulated Consumer Product | 05/30/2017 |  | 03/04/2020
Litex Industries | Craftmade | RVF52ABZ5 | True |  | 3 | Yes | 2747 | 15 | 183 |  |  |  | 5474 | 61 | 89 | [5 empty] | Compact Flourescent |  | Federally-Regulated Consumer Product | 05/30/2017 |  | 03/04/2020
Litex Industries | Craftmade | DCF52***5 | True |  | 3 | Yes | 2592 | 14 | 185 |  |  |  | 5320 | 64 | 83 | [5 empty] | None |  | Federally-Regulated Consumer Product | 05/30/2017 |  | 03/04/2020
Litex Industries | Craftmade | DCF52***5C1 | True |  | 3 | Yes | 2324 | 14 | 166 |  |  |  | 4828 | 57 | 84 | [5 empty] | Incandescent |  | Federally-Regulated Consumer Product | 05/30/2017 |  | 03/04/2020
Litex Industries | Craftmade | DCF52***5C3 | True |  | 3 | Yes | 2144 | 14 | 153 |  |  |  | 4711 | 55 | 85 | [5 empty] | Incandescent |  | Federally-Regulated Consumer Product | 05/30/2017 |  | 03/04/2020
Litex Industries | Craftmade | GD52***5C | True |  | 3 | Yes | 2532 | 13 | 194 |  |  |  | 4885 | 55 | 88 | [5 empty] | Incandescent |  | Federally-Regulated Consumer Product | 05/30/2017 |  | 03/04/2020
Litex Industries | Craftmade | MAN52***5C1 | True |  | 3 | Yes | 1716 | 12 | 143 |  |  |  | 4928 | 61 | 80 | [5 empty] | Compact Flourescent |  | Federally-Regulated Consumer Product | 05/30/2017 |  | 03/04/2020
Litex Industries | Craftmade | MAN52***5C4 | True |  | 3 | Yes | 2029 | 23 | 88 |  |  |  | 4795 | 55 | 87 | [5 empty] | Incandescent |  | Federally-Regulated Consumer Product | 05/30/2017 |  | 03/04/2020
Litex Industries | Craftmade | BLD42***5C1 | True |  | 3 | Yes | 1559 | 11 | 141 |  |  |  | 4435 | 61 | 72 | [5 empty] | Incandescent |  | Federally-Regulated Consumer Product | 05/30/2017 |  | 03/04/2020
Litex Industries | Craftmade | BLD42***5C3 | True |  | 3 | Yes | 1522 | 11 | 138 |  |  |  | 4477 | 61 | 73 | [5 empty] | Incandescent |  | Federally-Regulated Consumer Product | 05/30/2017 |  | 03/04/2020
Litex Industries | Craftmade | BRC52***5C | True |  | 3 | Yes | 1655 | 10 | 165 |  |  |  | 4658 | 63 | 73 | [5 empty] | Incandescent |  | Federally-Regulated Consumer Product | 05/30/2017 |  | 03/04/2020
Litex Industries | Craftmade | CU42**4C | True |  | 3 | Yes | 1559 | 13 | 119 |  |  |  | 4115 | 64 | 64 | [5 empty] | Incandescent |  | Federally-Regulated Consumer Product | 05/30/2017 |  | 03/04/2020
Litex Industries | Craftmade | CU42**5C4SP | True |  | 3 | Yes | 1488 | 13 | 114 |  |  |  | 4100 | 63 | 65 | [5 empty] | Incandescent |  | Federally-Regulated Consumer Product | 05/30/2017 |  | 03/04/2020
Litex Industries | Craftmade | CU52**5C4SP | True |  | 3 | Yes | 2065 | 15 | 137 |  |  |  | 4338 | 61 | 71 | [5 empty] | Incandescent |  | Federally-Regulated Consumer Product | 05/30/2017 |  | 03/04/2020
Litex Industries | Craftmade | CU52** 5C | True |  | 3 | Yes | 2098 | 15 | 139 |  |  |  | 4402 | 61 | 72 | [5 empty] | Incandescent |  | Federally-Regulated Consumer Product | 05/30/2017 |  | 03/04/2020
Litex Industries | Craftmade | RM44***5C1 | True |  | 3 | Yes | 1845 | 13 | 141 |  |  |  | 4398 | 63 | 69 | [5 empty] | Compact Flourescent |  | Federally-Regulated Consumer Product | 05/30/2017 |  | 03/04/2020
Litex Industries | Craftmade | RM44***5C3 | True |  | 3 | Yes | 1866 | 13 | 143 |  |  |  | 4446 | 64 | 69 | [5 empty] | Incandescent |  | Federally-Regulated Consumer Product | 05/30/2017 |  | 03/04/2020
Litex Industries | Craftmade | RM52***5 | True |  | 3 | Yes | 2112 | 14 | 150 |  |  |  | 4668 | 61 | 76 | [5 empty] | None |  | Federally-Regulated Consumer Product | 05/30/2017 |  | 03/04/2020
Litex Industries | Craftmade | RM52***5C3 | True |  | 3 | Yes | 2067 | 13 | 159 |  |  |  | 4545 | 62 | 73 | [5 empty] | Incandescent |  | Federally-Regulated Consumer Product | 05/30/2017 |  | 03/04/2020
SQL Technologies | GE | 20673 | True |  | 3 | Yes | 1979 | 12 | 165 |  |  |  | 5044 | 56 | 90 | [5 empty] | LED |  | Federally-Regulated Consumer Product | 05/31/2017 |  | 03/04/2020
SQL Technologies | GE | 20680 | True |  | 3 | Yes | 1979 | 12 | 165 |  |  |  | 5044 | 56 | 90 | [5 empty] | LED |  | Federally-Regulated Consumer Product | 05/31/2017 |  | 03/04/2020
SQL Technologies | GE | 20697 | True |  | 4 | Yes | 2112 | 13 | 162 |  |  |  | 6042 | 65 | 93 | [5 empty] | LED |  | Federally-Regulated Consumer Product | 05/31/2017 |  | 03/04/2020
SQL Technologies | GE | 20703 | True |  | 4 | Yes | 2112 | 13 | 162 |  |  |  | 6042 | 65 | 93 | [5 empty] | LED |  | Federally-Regulated Consumer Product | 05/31/2017 |  | 03/04/2020
SQL Technologies | GE | 20451 | True |  | 4 | Yes | 2231 | 15 | 149 |  |  |  | 6852 | 75 | 91 | [5 empty] | LED |  | Federally-Regulated Consumer Product | 05/31/2017 |  | 03/04/2020
SQL Technologies | GE | 20468 | True |  | 4 | Yes | 2231 | 15 | 149 |  |  |  | 6852 | 75 | 91 | [5 empty] | LED |  | Federally-Regulated Consumer Product | 05/31/2017 |  | 03/04/2020
SQL Technologies | GE | 20635 | True |  | 4 | Yes | 2231 | 15 | 149 |  |  |  | 6852 | 75 | 91 | [5 empty] | LED |  | Federally-Regulated Consumer Product | 05/31/2017 |  | 03/04/2020
SQL Technologies | GE | 20550 | True |  | 4 | Yes | 2629 | 13 | 202 |  |  |  | 5821 | 57 | 102 | [5 empty] | LED |  | Federally-Regulated Consumer Product | 05/31/2017 |  | 03/04/2020
SQL Technologies | GE | 20642 | True |  | 4 | Yes | 2629 | 13 | 202 |  |  |  | 5821 | 57 | 102 | [5 empty] | LED |  | Federally-Regulated Consumer Product | 05/31/2017 |  | 03/04/2020
SQL Technologies | GE | 20659 | True |  | 4 | Yes | 2629 | 13 | 202 |  |  |  | 5821 | 57 | 102 | [5 empty] | LED |  | Federally-Regulated Consumer Product | 05/31/2017 |  | 03/04/2020
SQL Technologies | GE | 20390 | True |  | 3 | Yes | 2078 | 14 | 148 |  |  |  | 5315 | 69 | 77 | [5 empty] | LED |  | Federally-Regulated Consumer Product | 05/31/2017 |  | 03/04/2020
SQL Technologies | GE | 20406 | True |  | 3 | Yes | 2078 | 14 | 148 |  |  |  | 5315 | 69 | 77 | [5 empty] | LED |  | Federally-Regulated Consumer Product | 05/31/2017 |  | 03/04/2020
SQL Technologies | GE | 21243 | True |  | 3 | Yes | 1840 | 15 | 123 |  |  |  | 4107 | 50 | 82 | [5 empty] | LED |  | Federally-Regulated Consumer Product | 05/31/2017 |  | 03/04/2020
Litex Industries | Craftmade | ANI36***3 | True |  | 3 | Yes | 910 | 8 | 113 |  |  |  | 2139 | 52 | 41 | [5 empty] | LED |  | Federally-Regulated Consumer Product | 05/31/2017 |  | 03/04/2020
Litex Industries | Craftmade | RIC60*** | True |  | 6 | Yes | 2037 | 4 | 509 |  |  |  | 5532 | 33 | 167 | [5 empty] | LED |  | Federally-Regulated Consumer Product | 05/31/2017 |  | 03/04/2020
Litex Industries | Craftmade | SWY52***5 | True |  | 3 | Yes | 1695 | 11 | 154 |  |  |  | 4634 | 65 | 71 | [5 empty] | LED |  | Federally-Regulated Consumer Product | 05/31/2017 |  | 03/04/2020
Litex Industries | Craftmade | TNT58***3 | True |  | 3 | Yes | 2126 | 18 | 118 |  |  |  | 5033 | 65 | 77 | [5 empty] | LED |  | Federally-Regulated Consumer Product | 05/31/2017 |  | 03/04/2020
Madison Avenue Lighting & Fan Co. | Hampton Bay | 14412 | True |  | 3 | Yes | 1261 | 11 | 115 |  |  |  | 3586 | 47 | 76 | [5 empty] | LED |  | Federally-Regulated Consumer Product | 06/01/2017 |  | 03/04/2020
Litex Industries | Craftmade | ACA56***3 | True |  | 3 | Yes | 1976 | 17 | 116 |  |  |  | 4858 | 63 | 77 | [5 empty] | LED |  | Federally-Regulated Consumer Product | 06/01/2017 |  | 03/04/2020
Litex Industries | Craftmade | KSM52******5 | True |  | 3 | Yes | 2245 | 17 | 132 |  |  |  | 5349 | 62 | 86 | [5 empty] | LED |  | Federally-Regulated Consumer Product | 06/01/2017 |  | 03/04/2020
Litex Industries | Craftmade | PPL24***6 | True |  | 3 | Yes | 1094 | 12 | 91 |  |  |  | 2517 | 44 | 57 | [5 empty] | LED |  | Federally-Regulated Consumer Product | 06/01/2017 |  | 03/04/2020
Techtronic Industries, North America, Inc. | STILE | CF0110 | True |  | 3 | Yes | 455 | 11 | 41 |  |  |  | 1373 | 44 | 31 | [5 empty] | LED |  | Federally-Regulated Consumer Product | 06/02/2017 |  | 03/04/2020
Techtronic Industries, North America, Inc. | STILE | CF0120 | True |  | 3 | Yes | 455 | 11 | 41 |  |  |  | 1373 | 44 | 31 | [5 empty] | LED |  | Federally-Regulated Consumer Product | 06/02/2017 |  | 03/04/2020
Techtronic Industries, North America, Inc. | STILE | CF0130 | True |  | 3 | Yes | 455 | 11 | 41 |  |  |  | 1373 | 44 | 31 | [5 empty] | LED |  | Federally-Regulated Consumer Product | 06/02/2017 |  | 03/04/2020
Techtronic Industries, North America, Inc. | STILE | CF0140 | True |  | 3 | Yes | 455 | 11 | 41 |  |  |  | 1373 | 44 | 31 | [5 empty] | LED |  | Federally-Regulated Consumer Product | 06/02/2017 |  | 03/04/2020
Summer Wind International, Ltd. | Hampton Bay | 14600 | True |  | 3 | Yes | 2003 | 14 | 143 |  |  |  | 4417 | 61 | 72 | [5 empty] | LED |  | Federally-Regulated Consumer Product | 06/05/2017 |  | 03/04/2020
Summer Wind International, Ltd. | Hampton Bay | 14601 | True |  | 3 | Yes | 2003 | 14 | 143 |  |  |  | 4417 | 61 | 72 | [5 empty] | LED |  | Federally-Regulated Consumer Product | 06/05/2017 |  | 03/04/2020
Summer Wind International, Ltd. | Hampton Bay | 14602 | True |  | 3 | Yes | 2003 | 14 | 143 |  |  |  | 4417 | 61 | 72 | [5 empty] | LED |  | Federally-Regulated Consumer Product | 06/05/2017 |  | 03/04/2020
Summer Wind International, Ltd. | Hampton Bay | 14603 | True |  | 3 | Yes | 2003 | 14 | 143 |  |  |  | 4417 | 61 | 72 | [5 empty] | LED |  | Federally-Regulated Consumer Product | 06/05/2017 |  | 03/04/2020
Air Cool Industrial Co., Ltd. | Home Decorators Collection | AC-552(YG591-BN) | True |  | 3 | Yes | 2223 | 15 | 148 |  |  |  | 5297 | 60 | 88 | [5 empty] | LED |  | Federally-Regulated Consumer Product | 06/06/2017 |  | 03/04/2020
Air Cool Industrial Co., Ltd. | Home Decorators Collection | AC-552(YG591-NI) | True |  | 3 | Yes | 2223 | 15 | 148 |  |  |  | 5297 | 60 | 88 | [5 empty] | LED |  | Federally-Regulated Consumer Product | 06/06/2017 |  | 03/04/2020
Madison Avenue Lighting & Fan Co. | Hampton Bay | 24030 | True |  | 3 | Yes | 2237 | 21 | 107 |  |  |  | 3833 | 47 | 82 | [5 empty] | Incandescent |  | Federally-Regulated Consumer Product | 06/12/2017 |  | 03/04/2020
Madison Avenue Lighting & Fan Co. | Hampton Bay | 14923 | True |  | 3 | Yes | 1946 | 12 | 162 |  |  |  | 5467 | 71 | 77 | [5 empty] | Other |  | Federally-Regulated Consumer Product | 06/12/2017 |  | 03/04/2020
Madison Avenue Lighting & Fan Co. | Hampton Bay | 14938 | True |  | 3 | Yes | 2051 | 12 | 171 |  |  |  | 5019 | 55 | 91 | [5 empty] | Compact Flourescent |  | Federally-Regulated Consumer Product | 06/12/2017 |  | 03/04/2020
Madison Avenue Lighting & Fan Co. | Hampton Bay | 14950 | True |  | 3 | Yes | 1546 | 10 | 155 |  |  |  | 4809 | 65 | 74 | [5 empty] | Incandescent |  | Federally-Regulated Consumer Product | 06/12/2017 |  | 03/04/2020
Madison Avenue Lighting & Fan Co. | Hampton Bay | 34891 | True |  | 3 | Yes | 1847 | 16 | 115 |  |  |  | 5142 | 72 | 71 | [5 empty] | Other |  | Federally-Regulated Consumer Product | 06/12/2017 |  | 03/04/2020
Hunter Fan Company | Hunter | 59317 | True |  | 3 | Yes | 1734 | 11 | 158 |  |  |  | 4732 | 63 | 75 | [5 empty] | LED |  | Federally-Regulated Consumer Product | 06/14/2017 |  | 03/04/2020
Hunter Fan Company | Hunter | 59318 | True |  | 3 | Yes | 1734 | 11 | 158 |  |  |  | 4732 | 63 | 75 | [5 empty] | LED |  | Federally-Regulated Consumer Product | 06/14/2017 |  | 03/04/2020
Hunter Fan Company | Hunter | 53041 | True |  | 3 | Yes | 1836 | 9 | 204 |  |  |  | 4799 | 63 | 76 | [5 empty] | Compact Flourescent |  | Federally-Regulated Consumer Product | 06/14/2017 |  | 03/04/2020
Hunter Fan Company | Hunter | 53042 | True |  | 3 | Yes | 1836 | 9 | 204 |  |  |  | 4799 | 63 | 76 | [5 empty] | Compact Flourescent |  | Federally-Regulated Consumer Product | 06/14/2017 |  | 03/04/2020
Hunter Fan Company | Hunter | 53378 | True |  | 3 | Yes | 1897 | 9 | 211 |  |  |  | 4438 | 64 | 69 | [5 empty] | LED |  | Federally-Regulated Consumer Product | 06/14/2017 |  | 03/04/2020
Hunter Fan Company | Hunter | 53379 | True |  | 3 | Yes | 1897 | 9 | 211 |  |  |  | 4438 | 64 | 69 | [5 empty] | LED |  | Federally-Regulated Consumer Product | 06/14/2017 |  | 03/04/2020
Hunter Fan Company | Hunter | 53380 | True |  | 3 | Yes | 1897 | 9 | 211 |  |  |  | 4438 | 64 | 69 | [5 empty] | LED |  | Federally-Regulated Consumer Product | 06/14/2017 |  | 03/04/2020
Hunter Fan Company | Hunter | 52137 | True |  | 3 | Yes | 917 | 7 | 131 |  |  |  | 4017 | 64 | 63 | [5 empty] | Incandescent |  | Federally-Regulated Consumer Product | 06/14/2017 |  | 03/04/2020
Hunter Fan Company | Hunter | 52138 | True |  | 3 | Yes | 917 | 7 | 131 |  |  |  | 4017 | 64 | 63 | [5 empty] | Incandescent |  | Federally-Regulated Consumer Product | 06/14/2017 |  | 03/04/2020
Hunter Fan Company | Hunter | 52139 | True |  | 3 | Yes | 917 | 7 | 131 |  |  |  | 4017 | 64 | 63 | [5 empty] | Incandescent |  | Federally-Regulated Consumer Product | 06/14/2017 |  | 03/04/2020
Hunter Fan Company | Hunter | 53375 | True |  | 3 | Yes | 1758 | 9 | 195 |  |  |  | 4794 | 63 | 76 | [5 empty] | LED |  | Federally-Regulated Consumer Product | 06/14/2017 |  | 03/04/2020
Hunter Fan Company | Hunter | 53376 | True |  | 3 | Yes | 1758 | 9 | 195 |  |  |  | 4794 | 63 | 76 | [5 empty] | LED |  | Federally-Regulated Consumer Product | 06/14/2017 |  | 03/04/2020
Hunter Fan Company | Hunter | 53377 | True |  | 3 | Yes | 1758 | 9 | 195 |  |  |  | 4797 | 63 | 76 | [5 empty] | LED |  | Federally-Regulated Consumer Product | 06/14/2017 |  | 03/04/2020
Hunter Fan Company | Hunter | 51100 | True |  | 3 | Yes | 1268 | 7 | 181 |  |  |  | 3511 | 49 | 72 | [5 empty] | LED |  | Federally-Regulated Consumer Product | 06/14/2017 |  | 03/04/2020
Hunter Fan Company | Hunter | 51101 | True |  | 3 | Yes | 1268 | 7 | 181 |  |  |  | 3511 | 49 | 72 | [5 empty] | LED |  | Federally-Regulated Consumer Product | 06/14/2017 |  | 03/04/2020
Hunter Fan Company | Hunter | 51102 | True |  | 3 | Yes | 1268 | 7 | 181 |  |  |  | 3511 | 49 | 72 | [5 empty] | LED |  | Federally-Regulated Consumer Product | 06/14/2017 |  | 03/04/2020
Hunter Fan Company | Hunter | 54066 | True |  | 3 | Yes | 1314 | 9 | 146 |  |  |  | 4347 | 81 | 54 | [5 empty] | LED |  | Federally-Regulated Consumer Product | 06/14/2017 |  | 03/04/2020
Hunter Fan Company | Hunter | 59237 | True |  | 3 | Yes | 2055 | 11 | 187 |  |  |  | 4878 | 62 | 79 | [5 empty] | LED |  | Federally-Regulated Consumer Product | 06/14/2017 |  | 03/04/2020
Hunter Fan Company | Hunter | 51076 | True |  | 3 | Yes | 1296 | 7 | 185 |  |  |  | 2883 | 49 | 59 | [5 empty] | LED |  | Federally-Regulated Consumer Product | 06/14/2017 |  | 03/04/2020
Hunter Fan Company | Hunter | 59166 | True |  | 3 | Yes | 1703 | 7 | 243 |  |  |  | 4632 | 62 | 75 | [5 empty] | LED |  | Federally-Regulated Consumer Product | 06/14/2017 |  | 03/04/2020
Hunter Fan Company | Casablanca | 59359 | True |  | 4 | Yes | 2511 | 9 | 279 |  |  |  | 7357 | 86 | 86 | [5 empty] | LED |  | Federally-Regulated Consumer Product | 06/14/2017 |  | 03/04/2020
Hunter Fan Company | Casablanca | 59360 | True |  | 4 | Yes | 2511 | 9 | 279 |  |  |  | 7357 | 86 | 86 | [5 empty] | LED |  | Federally-Regulated Consumer Product | 06/14/2017 |  | 03/04/2020
Hunter Fan Company | Hunter | 52062 | True |  | 3 | Yes | 1344 | 7 | 192 |  |  |  | 4276 | 61 | 70 | [5 empty] | Compact Flourescent |  | Federally-Regulated Consumer Product | 06/14/2017 |  | 03/04/2020
Hunter Fan Company | Hunter | 52063 | True |  | 3 | Yes | 1344 | 7 | 192 |  |  |  | 4276 | 61 | 70 | [5 empty] | Compact Flourescent |  | Federally-Regulated Consumer Product | 06/14/2017 |  | 03/04/2020
Hunter Fan Company | Hunter | 53361 | True |  | 3 | Yes | 2066 | 10 | 207 |  |  |  | 4855 | 62 | 78 | [5 empty] | Incandescent |  | Federally-Regulated Consumer Product | 06/14/2017 |  | 03/04/2020
Hunter Fan Company | Hunter | 53357 | True |  | 3 | Yes | 2066 | 10 | 207 |  |  |  | 4855 | 62 | 78 | [5 empty] | LED |  | Federally-Regulated Consumer Product | 06/14/2017 |  | 03/04/2020
Hunter Fan Company | Hunter | 54189 | True |  | 3 | Yes | 2137 | 10 | 214 |  |  |  | 5803 | 81 | 72 | [5 empty] | LED |  | Federally-Regulated Consumer Product | 06/14/2017 |  | 03/04/2020
Hunter Fan Company | Hunter | 54190 | True |  | 3 | Yes | 2137 | 10 | 214 |  |  |  | 5803 | 81 | 72 | [5 empty] | LED |  | Federally-Regulated Consumer Product | 06/14/2017 |  | 03/04/2020
Hunter Fan Company | Hunter | 59549 | True |  | 6 | Yes | 1210 | 2 | 605 |  |  |  | 5542 | 36 | 154 | [5 empty] | LED |  | Federally-Regulated Consumer Product | 06/14/2017 |  | 03/04/2020
King of Fans | HDT | 52-LBR | True |  | 3 | Yes | 2002 | 13 | 154 |  |  |  | 4507 | 56 | 80 | [5 empty] | LED |  | Federally-Regulated Consumer Product | 06/15/2017 |  | 03/04/2020
King of Fans | HDT | 52-SNM | True |  | 3 | Yes | 2017 | 17 | 119 |  |  |  | 4396 | 65 | 68 | [5 empty] | LED |  | Federally-Regulated Consumer Product | 06/15/2017 |  | 03/04/2020
King of Fans | HDT | 52-MNC | True |  | 3 | Yes | 1824 | 13 | 140 |  |  |  | 4456 | 59 | 76 | [5 empty] | LED |  | Federally-Regulated Consumer Product | 06/15/2017 |  | 03/04/2020
King of Fans | HDT | 68-ATR | True |  | 3 | Yes | 3657 | 23 | 159 |  |  |  | 8216 | 109 | 75 | [5 empty] | None |  | Federally-Regulated Consumer Product | 06/15/2017 |  | 03/04/2020
King of Fans | HDT | 68-ATRDC | True |  | 9 | Yes | 3679 | 3 | 1226 |  |  |  | 9553 | 31 | 308 | [5 empty] | None |  | Federally-Regulated Consumer Product | 06/15/2017 |  | 03/04/2020
King of Fans | HDT | 60-ATO | True |  | 4 | Yes | 1742 | 10 | 174 |  |  |  | 5542 | 78 | 71 | [5 empty] | None |  | Federally-Regulated Consumer Product | 06/15/2017 |  | 03/04/2020
King of Fans | HDT | 52-WWDO | True |  | 3 | Yes | 2395 | 14 | 171 |  |  |  | 5219 | 60 | 87 | [5 empty] | LED |  | Federally-Regulated Consumer Product | 06/15/2017 |  | 03/04/2020
King of Fans | HDT | 60-EVO | True |  | 9 | Yes | 1440 | 1 | 1440 |  |  |  | 7830 | 32 | 245 | [5 empty] | LED |  | Federally-Regulated Consumer Product | 06/15/2017 |  | 03/04/2020
King of Fans | HDT | 52-EWD | True |  | 4 | Yes | 1688 | 10 | 169 |  |  |  | 4643 | 58 | 80 | [5 empty] | LED |  | Federally-Regulated Consumer Product | 06/15/2017 |  | 03/04/2020
King of Fans | HDT | 44-CRD | True |  | 3 | Yes | 1794 | 14 | 128 |  |  |  | 3976 | 51 | 78 | [5 empty] | LED |  | Federally-Regulated Consumer Product | 06/15/2017 |  | 03/04/2020
King of Fans | HDT | 52-ESW | True |  | 3 | Yes | 1857 | 15 | 124 |  |  |  | 4276 | 67 | 64 | [5 empty] | LED |  | Federally-Regulated Consumer Product | 06/15/2017 |  | 03/04/2020
King of Fans | HMB | 56-ANTHL | True |  | 3 | Yes | 2209 | 18 | 123 |  |  |  | 4844 | 56 | 87 | [5 empty] | LED |  | Federally-Regulated Consumer Product | 06/15/2017 |  | 03/04/2020
King of Fans | HMB | 52-TV | True |  | 3 | Yes | 1691 | 11 | 154 |  |  |  | 4429 | 62 | 71 | [5 empty] | LED |  | Federally-Regulated Consumer Product | 06/15/2017 |  | 03/04/2020
King of Fans | HMB | 52-CL | True |  | 3 | Yes | 1884 | 14 | 135 |  |  |  | 4073 | 62 | 66 | [5 empty] | LED |  | Federally-Regulated Consumer Product | 06/15/2017 |  | 03/04/2020
King of Fans | HMB | 52-RMG | True |  | 3 | Yes | 1446 | 11 | 131 |  |  |  | 4087 | 62 | 66 | [5 empty] | LED |  | Federally-Regulated Consumer Product | 06/15/2017 |  | 03/04/2020
King of Fans | HMB | 52-BVD | True |  | 3 | Yes | 1772 | 12 | 148 |  |  |  | 4258 | 59 | 72 | [5 empty] | LED |  | Federally-Regulated Consumer Product | 06/15/2017 |  | 03/04/2020
King of Fans | HMB | 44-MDL | True |  | 3 | Yes | 1300 | 11 | 118 |  |  |  | 3035 | 50 | 61 | [5 empty] | LED |  | Federally-Regulated Consumer Product | 06/15/2017 |  | 03/04/2020
King of Fans | HMB | 42-ADN | True |  | 3 | Yes | 1114 | 10 | 111 |  |  |  | 2760 | 49 | 56 | [5 empty] | LED |  | Federally-Regulated Consumer Product | 06/15/2017 |  | 03/04/2020
King of Fans | HMB | 48-PBH | True |  | 3 | Yes | 1536 | 12 | 128 |  |  |  | 3964 | 67 | 59 | [5 empty] | None |  | Federally-Regulated Consumer Product | 06/15/2017 |  | 03/04/2020
King of Fans | HMB | 52-LLC | True |  | 3 | Yes | 1824 | 14 | 130 |  |  |  | 3637 | 61 | 60 | [5 empty] | None |  | Federally-Regulated Consumer Product | 06/15/2017 |  | 03/04/2020
Air Cool Industrial Co., Ltd. | Atlas | Patricia 3-42"-* | True |  | 6 | Yes | 860 | 3 | 287 |  |  |  | 4286 | 17 | 252 | [5 empty] | LED |  | Federally-Regulated Consumer Product | 06/15/2017 |  | 03/04/2020
Air Cool Industrial Co., Ltd. | Atlas | Patricia 3-52"-* | True |  | 6 | Yes | 1283 | 3 | 428 |  |  |  | 6077 | 32 | 190 | [5 empty] | LED |  | Federally-Regulated Consumer Product | 06/15/2017 |  | 03/04/2020
Air Cool Industrial Co., Ltd. | Atlas | Patricia 3-60"-* | True |  | 6 | Yes | 2113 | 3 | 704 |  |  |  | 6833 | 32 | 214 | [5 empty] | LED |  | Federally-Regulated Consumer Product | 06/15/2017 |  | 03/04/2020
Air Cool Industrial Co., Ltd. | Atlas | Patricia 5-42"-* | True |  | 6 | Yes | 925 | 3 | 308 |  |  |  | 4386 | 31 | 141 | [5 empty] | LED |  | Federally-Regulated Consumer Product | 06/15/2017 |  | 03/04/2020
Air Cool Industrial Co., Ltd. | Atlas | Patricia 5-52"-* | True |  | 6 | Yes | 1398 | 3 | 466 |  |  |  | 5524 | 32 | 173 | [5 empty] | LED |  | Federally-Regulated Consumer Product | 06/15/2017 |  | 03/04/2020
Air Cool Industrial Co., Ltd. | Atlas | Patricia 5-60"-* | True |  | 6 | Yes | 3247 | 8 | 406 |  |  |  | 5547 | 32 | 173 | [5 empty] | LED |  | Federally-Regulated Consumer Product | 06/15/2017 |  | 03/04/2020
Air Cool Industrial Co., Ltd. | Atlas | Dagny-Wood-* | True |  | 3 | Yes | 2199 | 60 | 37 |  |  |  | 3243 | 100 | 32 | [5 empty] | None |  | Federally-Regulated Consumer Product | 06/15/2017 |  | 03/04/2020
Air Cool Industrial Co., Ltd. | Atlas | Dagny-Metal-* | True |  | 3 | Yes | 2199 | 44 | 50 |  |  |  | 3169 | 81 | 39 | [5 empty] | None |  | Federally-Regulated Consumer Product | 06/15/2017 |  | 03/04/2020
Air Cool Industrial Co., Ltd. | Atlas | Diane-Wood-* | True |  | 3 | Yes | 1100 | 30 | 37 |  |  |  | 1623 | 51 | 32 | [5 empty] | None |  | Federally-Regulated Consumer Product | 06/15/2017 |  | 03/04/2020
Air Cool Industrial Co., Ltd. | Atlas | Diane-Metal-* | True |  | 3 | Yes | 1068 | 30 | 36 |  |  |  | 1345 | 46 | 29 | [5 empty] | None |  | Federally-Regulated Consumer Product | 06/15/2017 |  | 03/04/2020
Air Cool Industrial Co., Ltd. | Atlas | Irene 3-42"-* | True |  | 6 | Yes | 644 | 3 | 215 |  |  |  | 3517 | 17 | 207 | [5 empty] | None |  | Federally-Regulated Consumer Product | 06/15/2017 |  | 03/04/2020
Air Cool Industrial Co., Ltd. | Atlas | Irene 3-52"-* | True |  | 6 | Yes | 1531 | 3 | 510 |  |  |  | 6168 | 32 | 193 | [5 empty] | None |  | Federally-Regulated Consumer Product | 06/15/2017 |  | 03/04/2020
Air Cool Industrial Co., Ltd. | Atlas | Irene 3-60"-* | True |  | 6 | Yes | 2088 | 4 | 522 |  |  |  | 6984 | 32 | 218 | [5 empty] | None |  | Federally-Regulated Consumer Product | 06/15/2017 |  | 03/04/2020
Air Cool Industrial Co., Ltd. | Atlas | Irene 5-42"-* | True |  | 6 | Yes | 852 | 3 | 284 |  |  |  | 4261 | 25 | 170 | [5 empty] | None |  | Federally-Regulated Consumer Product | 06/15/2017 |  | 03/04/2020
Air Cool Industrial Co., Ltd. | Atlas | Irene 5-52"-* | True |  | 6 | Yes | 1784 | 4 | 446 |  |  |  | 5783 | 32 | 181 | [5 empty] | None |  | Federally-Regulated Consumer Product | 06/15/2017 |  | 03/04/2020
Air Cool Industrial Co., Ltd. | Atlas | Irene 5-60"-* | True |  | 6 | Yes | 3328 | 9 | 370 |  |  |  | 5006 | 31 | 161 | [5 empty] | None |  | Federally-Regulated Consumer Product | 06/15/2017 |  | 03/04/2020
Air Cool Industrial Co., Ltd. | Atlas | Kaye-* | True |  | 3 | Yes | 868 | 26 | 33 |  |  |  | 1303 | 48 | 27 | [5 empty] | None |  | Federally-Regulated Consumer Product | 06/15/2017 |  | 03/04/2020
Air Cool Industrial Co., Ltd. | Atlas | America-USA-* | True |  | 3 | Yes | 1368 | 9 | 152 |  |  |  | 4221 | 65 | 65 | [5 empty] | None |  | Federally-Regulated Consumer Product | 06/15/2017 |  | 03/04/2020
Air Cool Industrial Co., Ltd. | Atlas | America-Taiwan-* | True |  | 3 | Yes | 1368 | 9 | 152 |  |  |  | 4221 | 65 | 65 | [5 empty] | None |  | Federally-Regulated Consumer Product | 06/15/2017 |  | 03/04/2020
Air Cool Industrial Co., Ltd. | Atlas | Irene 3H-42"-* | True |  | 6 | Yes | 701 | 3 | 234 |  |  |  | 3573 | 18 | 199 | [5 empty] | None |  | Federally-Regulated Consumer Product | 06/15/2017 |  | 03/04/2020
Air Cool Industrial Co., Ltd. | Atlas | Irene 3H-52"-* | True |  | 6 | Yes | 1057 | 3 | 352 |  |  |  | 5047 | 31 | 163 | [5 empty] | None |  | Federally-Regulated Consumer Product | 06/15/2017 |  | 03/04/2020
Air Cool Industrial Co., Ltd. | Atlas | Irene 3H-60"-* | True |  | 6 | Yes | 1755 | 3 | 585 |  |  |  | 5720 | 32 | 179 | [5 empty] | None |  | Federally-Regulated Consumer Product | 06/15/2017 |  | 03/04/2020
Air Cool Industrial Co., Ltd. | Atlas | Irene 5H-42"-* | True |  | 6 | Yes | 861 | 3 | 287 |  |  |  | 4215 | 32 | 132 | [5 empty] | None |  | Federally-Regulated Consumer Product | 06/15/2017 |  | 03/04/2020
Air Cool Industrial Co., Ltd. | Atlas | Irene 5H-52"-* | True |  | 6 | Yes | 1631 | 4 | 408 |  |  |  | 4970 | 31 | 160 | [5 empty] | None |  | Federally-Regulated Consumer Product | 06/15/2017 |  | 03/04/2020
Air Cool Industrial Co., Ltd. | Atlas | Irene 5H-60"-* | True |  | 6 | Yes | 2201 | 9 | 245 |  |  |  | 3543 | 32 | 111 | [5 empty] | None |  | Federally-Regulated Consumer Product | 06/15/2017 |  | 03/04/2020
Air Cool Industrial Co., Ltd. | Atlas | Bubble-* | True |  | 6 | Yes | 2498 | 4 | 625 |  |  |  | 6563 | 27 | 243 | [5 empty] | LED |  | Federally-Regulated Consumer Product | 06/15/2017 |  | 03/04/2020
Air Cool Industrial Co., Ltd. | Atlas | CIV-Walnut-* | True |  | 3 | Yes | 2385 | 16 | 149 |  |  |  | 6424 | 72 | 89 | [5 empty] | LED |  | Federally-Regulated Consumer Product | 06/15/2017 |  | 03/04/2020
Air Cool Industrial Co., Ltd. | Atlas | CIV-Rosewood-* | True |  | 3 | Yes | 2385 | 16 | 149 |  |  |  | 6424 | 72 | 89 | [5 empty] | LED |  | Federally-Regulated Consumer Product | 06/15/2017 |  | 03/04/2020
Air Cool Industrial Co., Ltd. | Atlas | Eliza-* | True |  | 6 | Yes | 1658 | 3 | 553 |  |  |  | 5674 | 31 | 183 | [5 empty] | None |  | Federally-Regulated Consumer Product | 06/15/2017 |  | 03/04/2020
Air Cool Industrial Co., Ltd. | Atlas | Donaire-* | True |  | 3 | Yes | 1775 | 9 | 197 |  |  |  | 6013 | 59 | 102 | [5 empty] | LED |  | Federally-Regulated Consumer Product | 06/15/2017 |  | 03/04/2020
Sienhua Group North America | Unbrand | UB42SWH-SH | True |  | 3 | Yes | 1233 | 36 | 33 |  |  |  | 2934 | 44 | 65 | [5 empty] | LED |  | Federally-Regulated Consumer Product | 06/16/2017 |  | 03/04/2020
Sienhua Group North America | Unbrand | UE42V-NI-SHB | True |  | 3 | Yes | 1249 | 11 | 109 |  |  |  | 2785 | 43 | 63 | [5 empty] | LED |  | Federally-Regulated Consumer Product | 06/16/2017 |  | 03/04/2020
Sienhua Group North America | Unbrand | UC42V-WH-SHC | True |  | 3 | Yes | 1249 | 11 | 109 |  |  |  | 2785 | 43 | 63 | [5 empty] | LED |  | Federally-Regulated Consumer Product | 06/19/2017 |  | 03/04/2020
HKC - Hong Kong China Electric Appliance | Harbor Breeze | 609448 | True |  | 3 | Yes | 758 | 11 | 68 |  |  |  | 3189 | 50 | 63 | [5 empty] | Incandescent |  | Federally-Regulated Consumer Product | 06/21/2017 |  | 03/04/2020
Air Cool Industrial Co., Ltd. | Matthews-Gerbar | Ar Ruthiane-Metal-* | True |  | V | Yes | 802 | 68 | 12 |  |  |  | 3201 | 272 | 12 | [5 empty] | None |  | Federally-Regulated Consumer Product | 06/21/2017 |  | 03/04/2020
Air Cool Industrial Co., Ltd. | Matthews-Gerbar | Ar Ruthiane-Wood-* | True |  | V | Yes | 1060 | 69 | 15 |  |  |  | 4240 | 278 | 15 | [5 empty] | None |  | Federally-Regulated Consumer Product | 06/21/2017 |  | 03/04/2020
Air Cool Industrial Co., Ltd. | Matthews-Gerbar | Bianca Direcional-Metal-* | True |  | V | Yes | 400 | 34 | 12 |  |  |  | 1600 | 136 | 12 | [5 empty] | None |  | Federally-Regulated Consumer Product | 06/21/2017 |  | 03/04/2020
Air Cool Industrial Co., Ltd. | Matthews-Gerbar | Bianca Direcional-Wood-* | True |  | V | Yes | 530 | 35 | 15 |  |  |  | 2120 | 139 | 15 | [5 empty] | None |  | Federally-Regulated Consumer Product | 06/21/2017 |  | 03/04/2020
Air Cool Industrial Co., Ltd. | Matthews-Gerbar | Brisa 2000-Metal-* | True |  | V | Yes | 400 | 34 | 12 |  |  |  | 1600 | 136 | 12 | [5 empty] | None |  | Federally-Regulated Consumer Product | 06/21/2017 |  | 03/04/2020
Air Cool Industrial Co., Ltd. | Matthews-Gerbar | Brisa 2000-Wood-* | True |  | V | Yes | 530 | 35 | 15 |  |  |  | 2120 | 139 | 15 | [5 empty] | None |  | Federally-Regulated Consumer Product | 06/21/2017 |  | 03/04/2020
Air Cool Industrial Co., Ltd. | Matthews-Gerbar | Duplo-Dinamico-Metal-* | True |  | V | Yes | 802 | 68 | 12 |  |  |  | 3201 | 272 | 12 | [5 empty] | None |  | Federally-Regulated Consumer Product | 06/21/2017 |  | 03/04/2020
Air Cool Industrial Co., Ltd. | Matthews-Gerbar | Duplo-Dinamico-Wood-* | True |  | V | Yes | 804 | 59 | 14 |  |  |  | 3217 | 235 | 14 | [5 empty] | None |  | Federally-Regulated Consumer Product | 06/21/2017 |  | 03/04/2020
Air Cool Industrial Co., Ltd. | Matthews-Gerbar | Italo Ventania-Metal-* | True |  | V | Yes | 802 | 68 | 12 |  |  |  | 3201 | 272 | 12 | [5 empty] | None |  | Federally-Regulated Consumer Product | 06/21/2017 |  | 03/04/2020
Air Cool Industrial Co., Ltd. | Matthews-Gerbar | Italo Ventania-Wood-* | True |  | V | Yes | 1060 | 69 | 15 |  |  |  | 4240 | 278 | 15 | [5 empty] | None |  | Federally-Regulated Consumer Product | 06/21/2017 |  | 03/04/2020
Air Cool Industrial Co., Ltd. | Matthews-Gerbar | Jarold Direcional-Metal-* | True |  | V | Yes | 400 | 34 | 12 |  |  |  | 1600 | 136 | 12 | [5 empty] | None |  | Federally-Regulated Consumer Product | 06/21/2017 |  | 03/04/2020
Air Cool Industrial Co., Ltd. | Matthews-Gerbar | Jarold Direcional-Wood-* | True |  | V | Yes | 530 | 35 | 15 |  |  |  | 2120 | 139 | 15 | [5 empty] | None |  | Federally-Regulated Consumer Product | 06/21/2017 |  | 03/04/2020
Air Cool Industrial Co., Ltd. | Matthews-Gerbar | Vent Bettina-Metal-* | True |  | V | Yes | 802 | 68 | 12 |  |  |  | 3201 | 272 | 12 | [5 empty] | None |  | Federally-Regulated Consumer Product | 06/21/2017 |  | 03/04/2020
Air Cool Industrial Co., Ltd. | Matthews-Gerbar | Vent Bettina-Wood-* | True |  | V | Yes | 1060 | 69 | 15 |  |  |  | 4240 | 278 | 15 | [5 empty] | None |  | Federally-Regulated Consumer Product | 06/21/2017 |  | 03/04/2020
Air Cool Industrial Co., Ltd. | Atlas | America-Taiwan-LK-* | True |  | 3 | Yes | 1368 | 9 | 152 |  |  |  | 4221 | 65 | 65 | [5 empty] | Compact Flourescent |  | Federally-Regulated Consumer Product | 06/21/2017 |  | 03/04/2020
Air Cool Industrial Co., Ltd. | Atlas | America-USA-LK-* | True |  | 3 | Yes | 1368 | 9 | 152 |  |  |  | 4221 | 65 | 65 | [5 empty] | Compact Flourescent |  | Federally-Regulated Consumer Product | 06/21/2017 |  | 03/04/2020
Air Cool Industrial Co., Ltd. | Atlas | Dagny LK-Metal-* | True |  | 3 | Yes | 2199 | 45 | 49 |  |  |  | 3169 | 81 | 39 | [5 empty] | LED |  | Federally-Regulated Consumer Product | 06/21/2017 |  | 03/04/2020
Air Cool Industrial Co., Ltd. | Atlas | Dagny LK-Wood-* | True |  | 3 | Yes | 2291 | 61 | 38 |  |  |  | 3632 | 102 | 36 | [5 empty] | LED |  | Federally-Regulated Consumer Product | 06/21/2017 |  | 03/04/2020
Air Cool Industrial Co., Ltd. | Atlas | Eliza LK-* | True |  | 6 | Yes | 1443 | 3 | 481 |  |  |  | 5396 | 32 | 167 | [5 empty] | LED |  | Federally-Regulated Consumer Product | 06/21/2017 |  | 03/04/2020
Air Cool Industrial Co., Ltd. | Atlas | Eliza H-* | True |  | 6 | Yes | 1383 | 3 | 461 |  |  |  | 5236 | 31 | 169 | [5 empty] | None |  | Federally-Regulated Consumer Product | 06/21/2017 |  | 03/04/2020
Air Cool Industrial Co., Ltd. | Atlas | Eliza HLK-* | True |  | 6 | Yes | 1443 | 3 | 481 |  |  |  | 5396 | 32 | 167 | [5 empty] | LED |  | Federally-Regulated Consumer Product | 06/21/2017 |  | 03/04/2020
Air Cool Industrial Co., Ltd. | Atlas | Irene 3HLK-42"-* | True |  | 6 | Yes | 701 | 3 | 234 |  |  |  | 3573 | 18 | 199 | [5 empty] | LED |  | Federally-Regulated Consumer Product | 06/21/2017 |  | 03/04/2020
Air Cool Industrial Co., Ltd. | Atlas | Irene 3HLK-52"-* | True |  | 6 | Yes | 1057 | 3 | 352 |  |  |  | 5047 | 33 | 153 | [5 empty] | LED |  | Federally-Regulated Consumer Product | 06/21/2017 |  | 03/04/2020
Air Cool Industrial Co., Ltd. | Atlas | Irene 3HLK-60"-* | True |  | 6 | Yes | 1783 | 4 | 446 |  |  |  | 5878 | 31 | 190 | [5 empty] | LED |  | Federally-Regulated Consumer Product | 06/21/2017 |  | 03/04/2020
Air Cool Industrial Co., Ltd. | Atlas | Irene 5HLK-42""-* | True |  | 6 | Yes | 861 | 3 | 287 |  |  |  | 4215 | 32 | 132 | [5 empty] | LED |  | Federally-Regulated Consumer Product | 06/21/2017 |  | 03/04/2020
Air Cool Industrial Co., Ltd. | Atlas | Irene 5HLK-52"-* | True |  | 6 | Yes | 1212 | 3 | 404 |  |  |  | 4749 | 31 | 153 | [5 empty] | LED |  | Federally-Regulated Consumer Product | 06/21/2017 |  | 03/04/2020
Air Cool Industrial Co., Ltd. | Atlas | Irene 5HLK-60"-* | True |  | 6 | Yes | 2116 | 7 | 302 |  |  |  | 3660 | 31 | 118 | [5 empty] | LED |  | Federally-Regulated Consumer Product | 06/21/2017 |  | 03/04/2020
Air Cool Industrial Co., Ltd. | Atlas | Acqua-Metal-* | True |  | 3 | Yes | 1825 | 45 | 41 |  |  |  | 3167 | 81 | 39 | [5 empty] | LED |  | Federally-Regulated Consumer Product | 06/21/2017 |  | 03/04/2020
Air Cool Industrial Co., Ltd. | Atlas | Acqua-Wood-* | True |  | 3 | Yes | 2750 | 62 | 44 |  |  |  | 4058 | 101 | 40 | [5 empty] | LED |  | Federally-Regulated Consumer Product | 06/21/2017 |  | 03/04/2020
King of Fans | Hampton Bay | 44-SDV | True |  | 3 | Yes | 1777 | 11 | 162 |  |  |  | 3877 | 50 | 78 | [5 empty] | LED |  | Federally-Regulated Consumer Product | 06/28/2017 |  | 03/04/2020
King of Fans | Hampton Bay | 42-CN | True |  | 3 | Yes | 1879 | 11 | 171 |  |  |  | 3767 | 49 | 77 | [5 empty] | LED |  | Federally-Regulated Consumer Product | 06/28/2017 |  | 03/04/2020
King of Fans | Hampton Bay | 46-UM | True |  | 3 | Yes | 2226 | 13 | 171 |  |  |  | 4429 | 51 | 87 | [5 empty] | LED |  | Federally-Regulated Consumer Product | 06/28/2017 |  | 03/04/2020
King of Fans | Hampton Bay | 56152 | True |  | 3 | Yes | 1622 | 11 | 147 |  |  |  | 4916 | 66 | 74 | [5 empty] | LED |  | Federally-Regulated Consumer Product | 06/28/2017 |  | 03/04/2020
King of Fans | Hampton Bay | 52-SKV | True |  | 3 | Yes | 1726 | 12 | 144 |  |  |  | 4345 | 59 | 74 | [5 empty] | LED |  | Federally-Regulated Consumer Product | 06/28/2017 |  | 03/04/2020
King of Fans | Hampton Bay | 52-MAL | True |  | 3 | Yes | 1805 | 13 | 139 |  |  |  | 4196 | 59 | 71 | [5 empty] | LED |  | Federally-Regulated Consumer Product | 06/28/2017 |  | 03/04/2020
King of Fans | Hampton Bay | 52-WK | True |  | 3 | Yes | 2543 | 13 | 196 |  |  |  | 5415 | 63 | 86 | [5 empty] | LED |  | Federally-Regulated Consumer Product | 06/28/2017 |  | 03/04/2020
King of Fans | Hampton Bay | 56-CM | True |  | 3 | Yes | 3196 | 18 | 178 |  |  |  | 5770 | 55 | 105 | [5 empty] | LED |  | Federally-Regulated Consumer Product | 06/28/2017 |  | 03/04/2020
Hunter Fan Company | Hunter | 53057 | True |  | 3 | Yes | 1986 | 9 | 221 |  |  |  | 4950 | 66 | 75 | [5 empty] | Incandescent |  | Federally-Regulated Consumer Product | 06/29/2017 |  | 03/04/2020
Hunter Fan Company | Hunter | 53058 | True |  | 3 | Yes | 1986 | 9 | 221 |  |  |  | 4950 | 66 | 75 | [5 empty] | Incandescent |  | Federally-Regulated Consumer Product | 06/29/2017 |  | 03/04/2020
Hunter Fan Company | Hunter | 53059 | True |  | 3 | Yes | 1986 | 9 | 221 |  |  |  | 4950 | 66 | 75 | [5 empty] | Incandescent |  | Federally-Regulated Consumer Product | 06/29/2017 |  | 03/04/2020
Hunter Fan Company | Hunter | 53078 | True |  | 3 | Yes | 1826 | 9 | 203 |  |  |  | 4215 | 60 | 70 | [5 empty] | Incandescent |  | Federally-Regulated Consumer Product | 06/29/2017 |  | 03/04/2020
Hunter Fan Company | Hunter | 53079 | True |  | 3 | Yes | 1826 | 9 | 203 |  |  |  | 4215 | 60 | 70 | [5 empty] | Incandescent |  | Federally-Regulated Consumer Product | 06/29/2017 |  | 03/04/2020
Hunter Fan Company | Hunter | 53080 | True |  | 3 | Yes | 1826 | 9 | 203 |  |  |  | 4215 | 60 | 70 | [5 empty] | Incandescent |  | Federally-Regulated Consumer Product | 06/29/2017 |  | 03/04/2020
Hunter Fan Company | Hunter | 53081 | True |  | 3 | Yes | 1826 | 9 | 203 |  |  |  | 4215 | 60 | 70 | [5 empty] | Incandescent |  | Federally-Regulated Consumer Product | 06/29/2017 |  | 03/04/2020
Hunter Fan Company | Hunter | 53082 | True |  | 3 | Yes | 1826 | 9 | 203 |  |  |  | 4215 | 60 | 70 | [5 empty] | Incandescent |  | Federally-Regulated Consumer Product | 06/29/2017 |  | 03/04/2020
Hunter Fan Company | Hunter | 53089 | True |  | 3 | Yes | 2048 | 9 | 228 |  |  |  | 4643 | 61 | 76 | [5 empty] | Incandescent |  | Federally-Regulated Consumer Product | 06/29/2017 |  | 03/04/2020
Hunter Fan Company | Hunter | 53090 | True |  | 3 | Yes | 2048 | 9 | 228 |  |  |  | 4643 | 61 | 76 | [5 empty] | Incandescent |  | Federally-Regulated Consumer Product | 06/29/2017 |  | 03/04/2020
Hunter Fan Company | Hunter | 53091 | True |  | 3 | Yes | 2048 | 9 | 228 |  |  |  | 4643 | 61 | 76 | [5 empty] | Incandescent |  | Federally-Regulated Consumer Product | 06/29/2017 |  | 03/04/2020
Hunter Fan Company | Hunter | 53292 | True |  | 3 | Yes | 1964 | 9 | 218 |  |  |  | 5013 | 62 | 81 | [5 empty] | Incandescent |  | Federally-Regulated Consumer Product | 06/29/2017 |  | 03/04/2020
Hunter Fan Company | Hunter | 53293 | True |  | 3 | Yes | 1964 | 9 | 218 |  |  |  | 5013 | 62 | 81 | [5 empty] | Incandescent |  | Federally-Regulated Consumer Product | 06/29/2017 |  | 03/04/2020
Hunter Fan Company | Hunter | 53294 | True |  | 3 | Yes | 1964 | 9 | 218 |  |  |  | 5013 | 62 | 81 | [5 empty] | Incandescent |  | Federally-Regulated Consumer Product | 06/29/2017 |  | 03/04/2020
Hunter Fan Company | Hunter | 52065 | True |  | 3 | Yes | 1406 | 7 | 201 |  |  |  | 4013 | 62 | 65 | [5 empty] | None |  | Federally-Regulated Consumer Product | 06/29/2017 |  | 03/04/2020
Hunter Fan Company | Hunter | 52066 | True |  | 3 | Yes | 1406 | 7 | 201 |  |  |  | 4013 | 62 | 65 | [5 empty] | None |  | Federally-Regulated Consumer Product | 06/29/2017 |  | 03/04/2020
Hunter Fan Company | Hunter | 52067 | True |  | 3 | Yes | 1406 | 7 | 201 |  |  |  | 4013 | 62 | 65 | [5 empty] | None |  | Federally-Regulated Consumer Product | 06/29/2017 |  | 03/04/2020
Hunter Fan Company | Hunter | 51014 | True |  | 3 | Yes | 1348 | 7 | 193 |  |  |  | 3423 | 57 | 60 | [5 empty] | Incandescent |  | Federally-Regulated Consumer Product | 06/29/2017 |  | 03/04/2020
Hunter Fan Company | Hunter | 51015 | True |  | 3 | Yes | 1348 | 7 | 193 |  |  |  | 3423 | 57 | 60 | [5 empty] | Incandescent |  | Federally-Regulated Consumer Product | 06/29/2017 |  | 03/04/2020
Hunter Fan Company | Hunter | 53202 | True |  | 3 | Yes | 1425 | 10 | 143 |  |  |  | 3099 | 62 | 50 | [5 empty] | None |  | Federally-Regulated Consumer Product | 06/29/2017 |  | 03/04/2020
Hunter Fan Company | Hunter | 53074 | True |  | 3 | Yes | 1447 | 9 | 161 |  |  |  | 4589 | 62 | 74 | [5 empty] | Compact Flourescent |  | Federally-Regulated Consumer Product | 06/29/2017 |  | 03/04/2020
Hunter Fan Company | Hunter | 53075 | True |  | 3 | Yes | 1447 | 9 | 161 |  |  |  | 4589 | 62 | 74 | [5 empty] | Compact Flourescent |  | Federally-Regulated Consumer Product | 06/29/2017 |  | 03/04/2020
Hunter Fan Company | Hunter | 55042 | True |  | 3 | Yes | 2310 | 9 | 257 |  |  |  | 7216 | 83 | 87 | [5 empty] | Incandescent |  | Federally-Regulated Consumer Product | 06/29/2017 |  | 03/04/2020
Hunter Fan Company | Hunter | 53062 | True |  | 3 | Yes | 2136 | 10 | 214 |  |  |  | 4674 | 63 | 74 | [5 empty] | Incandescent |  | Federally-Regulated Consumer Product | 06/29/2017 |  | 03/04/2020
Hunter Fan Company | Hunter | 53063 | True |  | 3 | Yes | 2136 | 10 | 214 |  |  |  | 4674 | 63 | 74 | [5 empty] | Incandescent |  | Federally-Regulated Consumer Product | 06/29/2017 |  | 03/04/2020
Hunter Fan Company | Hunter | 53064 | True |  | 3 | Yes | 2136 | 10 | 214 |  |  |  | 4674 | 63 | 74 | [5 empty] | Incandescent |  | Federally-Regulated Consumer Product | 06/29/2017 |  | 03/04/2020
Hunter Fan Company | Hunter | 53065 | True |  | 3 | Yes | 2136 | 10 | 214 |  |  |  | 4674 | 63 | 74 | [5 empty] | Incandescent |  | Federally-Regulated Consumer Product | 06/29/2017 |  | 03/04/2020
Hunter Fan Company | Hunter | 53066 | True |  | 3 | Yes | 2136 | 10 | 214 |  |  |  | 4674 | 63 | 74 | [5 empty] | Incandescent |  | Federally-Regulated Consumer Product | 06/29/2017 |  | 03/04/2020
Hunter Fan Company | Hunter | 53067 | True |  | 3 | Yes | 2136 | 10 | 214 |  |  |  | 4674 | 63 | 74 | [5 empty] | Incandescent |  | Federally-Regulated Consumer Product | 06/29/2017 |  | 03/04/2020
Hunter Fan Company | Hunter | 53029 | True |  | 3 | Yes | 1747 | 10 | 175 |  |  |  | 4769 | 66 | 72 | [5 empty] | Incandescent |  | Federally-Regulated Consumer Product | 06/29/2017 |  | 03/04/2020
Hunter Fan Company | Hunter | 54170 | True |  | 3 | Yes | 1240 | 9 | 138 |  |  |  | 4698 | 81 | 58 | [5 empty] | LED |  | Federally-Regulated Consumer Product | 06/29/2017 |  | 03/04/2020
Hunter Fan Company | Hunter | 54171 | True |  | 3 | Yes | 1240 | 9 | 138 |  |  |  | 4698 | 81 | 58 | [5 empty] | LED |  | Federally-Regulated Consumer Product | 06/29/2017 |  | 03/04/2020
Hunter Fan Company | Hunter | 54172 | True |  | 3 | Yes | 1240 | 9 | 138 |  |  |  | 4698 | 81 | 58 | [5 empty] | LED |  | Federally-Regulated Consumer Product | 06/29/2017 |  | 03/04/2020
Hunter Fan Company | Hunter | 54167 | True |  | 3 | Yes | 1401 | 9 | 156 |  |  |  | 4857 | 81 | 60 | [5 empty] | None |  | Federally-Regulated Consumer Product | 06/29/2017 |  | 03/04/2020
Hunter Fan Company | Hunter | 54168 | True |  | 3 | Yes | 1401 | 9 | 156 |  |  |  | 4857 | 81 | 60 | [5 empty] | None |  | Federally-Regulated Consumer Product | 06/29/2017 |  | 03/04/2020
Hunter Fan Company | Hunter | 59031 | True |  | 3 | Yes | 1098 | 12 | 92 |  |  |  | 2885 | 53 | 54 | [5 empty] | None |  | Federally-Regulated Consumer Product | 06/29/2017 |  | 03/04/2020
Hunter Fan Company | Hunter | 53047 | True |  | 3 | Yes | 2014 | 9 | 224 |  |  |  | 4978 | 64 | 78 | [5 empty] | Incandescent |  | Federally-Regulated Consumer Product | 06/29/2017 |  | 03/04/2020
Hunter Fan Company | Hunter | 53048 | True |  | 3 | Yes | 2014 | 9 | 224 |  |  |  | 4978 | 64 | 78 | [5 empty] | Incandescent |  | Federally-Regulated Consumer Product | 06/29/2017 |  | 03/04/2020
Hunter Fan Company | Hunter | 51059 | True |  | 3 | Yes | 1331 | 7 | 190 |  |  |  | 3295 | 49 | 67 | [5 empty] | None |  | Federally-Regulated Consumer Product | 06/29/2017 |  | 03/04/2020
Hunter Fan Company | Hunter | 51060 | True |  | 3 | Yes | 1331 | 7 | 190 |  |  |  | 3295 | 49 | 67 | [5 empty] | None |  | Federally-Regulated Consumer Product | 06/29/2017 |  | 03/04/2020
Hunter Fan Company | Hunter | 51061 | True |  | 3 | Yes | 1331 | 7 | 190 |  |  |  | 3295 | 49 | 67 | [5 empty] | None |  | Federally-Regulated Consumer Product | 06/29/2017 |  | 03/04/2020
Hunter Fan Company | Hunter | 51062 | True |  | 3 | Yes | 1331 | 7 | 190 |  |  |  | 3295 | 49 | 67 | [5 empty] | None |  | Federally-Regulated Consumer Product | 06/29/2017 |  | 03/04/2020
Hunter Fan Company | Hunter | 54111 | True |  | 3 | Yes | 2153 | 8 | 269 |  |  |  | 5956 | 82 | 73 | [5 empty] | None |  | Federally-Regulated Consumer Product | 06/29/2017 |  | 03/04/2020
Hunter Fan Company | Hunter | 51080 | True |  | 3 | Yes | 1397 | 7 | 200 |  |  |  | 3272 | 49 | 67 | [5 empty] | Compact Flourescent |  | Federally-Regulated Consumer Product | 06/29/2017 |  | 03/04/2020
Hunter Fan Company | Hunter | 51081 | True |  | 3 | Yes | 1397 | 7 | 200 |  |  |  | 3272 | 49 | 67 | [5 empty] | Compact Flourescent |  | Federally-Regulated Consumer Product | 06/29/2017 |  | 03/04/2020
Hunter Fan Company | Hunter | 51082 | True |  | 3 | Yes | 1397 | 7 | 200 |  |  |  | 3272 | 49 | 67 | [5 empty] | Compact Flourescent |  | Federally-Regulated Consumer Product | 06/29/2017 |  | 03/04/2020
Hunter Fan Company | Hunter | 51083 | True |  | 3 | Yes | 1463 | 7 | 209 |  |  |  | 3533 | 47 | 75 | [5 empty] | Compact Flourescent |  | Federally-Regulated Consumer Product | 06/29/2017 |  | 03/04/2020
Hunter Fan Company | Hunter | 51084 | True |  | 3 | Yes | 1463 | 7 | 209 |  |  |  | 3533 | 47 | 75 | [5 empty] | Compact Flourescent |  | Federally-Regulated Consumer Product | 06/29/2017 |  | 03/04/2020
Hunter Fan Company | Hunter | 51085 | True |  | 3 | Yes | 1463 | 7 | 209 |  |  |  | 3533 | 47 | 75 | [5 empty] | Compact Flourescent |  | Federally-Regulated Consumer Product | 06/29/2017 |  | 03/04/2020
Hunter Fan Company | Hunter | 51086 | True |  | 3 | Yes | 1583 | 7 | 226 |  |  |  | 3630 | 49 | 74 | [5 empty] | Compact Flourescent |  | Federally-Regulated Consumer Product | 06/29/2017 |  | 03/04/2020
Hunter Fan Company | Hunter | 51087 | True |  | 3 | Yes | 1583 | 7 | 226 |  |  |  | 3630 | 49 | 74 | [5 empty] | Compact Flourescent |  | Federally-Regulated Consumer Product | 06/29/2017 |  | 03/04/2020
Hunter Fan Company | Hunter | 51088 | True |  | 3 | Yes | 1583 | 7 | 226 |  |  |  | 3630 | 49 | 74 | [5 empty] | Compact Flourescent |  | Federally-Regulated Consumer Product | 06/29/2017 |  | 03/04/2020
Hunter Fan Company | Hunter | 53313 | True |  | 3 | Yes | 1823 | 9 | 203 |  |  |  | 4439 | 65 | 68 | [5 empty] | Compact Flourescent |  | Federally-Regulated Consumer Product | 06/29/2017 |  | 03/04/2020
Hunter Fan Company | Hunter | 53314 | True |  | 3 | Yes | 1823 | 9 | 203 |  |  |  | 4439 | 65 | 68 | [5 empty] | Compact Flourescent |  | Federally-Regulated Consumer Product | 06/29/2017 |  | 03/04/2020
Hunter Fan Company | Hunter | 53315 | True |  | 3 | Yes | 1823 | 9 | 203 |  |  |  | 4439 | 65 | 68 | [5 empty] | Compact Flourescent |  | Federally-Regulated Consumer Product | 06/29/2017 |  | 03/04/2020
Hunter Fan Company | Hunter | 53316 | True |  | 3 | Yes | 1297 | 9 | 144 |  |  |  | 4018 | 62 | 65 | [5 empty] | Compact Flourescent |  | Federally-Regulated Consumer Product | 06/29/2017 |  | 03/04/2020
Hunter Fan Company | Hunter | 53317 | True |  | 3 | Yes | 1297 | 9 | 144 |  |  |  | 4018 | 62 | 65 | [5 empty] | Compact Flourescent |  | Federally-Regulated Consumer Product | 06/29/2017 |  | 03/04/2020
Hunter Fan Company | Hunter | 53318 | True |  | 3 | Yes | 1297 | 9 | 144 |  |  |  | 4018 | 62 | 65 | [5 empty] | Compact Flourescent |  | Federally-Regulated Consumer Product | 06/29/2017 |  | 03/04/2020
Hunter Fan Company | Hunter | 53319 | True |  | 3 | Yes | 2093 | 9 | 233 |  |  |  | 4806 | 62 | 78 | [5 empty] | Compact Flourescent |  | Federally-Regulated Consumer Product | 06/29/2017 |  | 03/04/2020
Hunter Fan Company | Hunter | 53320 | True |  | 3 | Yes | 2093 | 9 | 233 |  |  |  | 4806 | 62 | 78 | [5 empty] | Compact Flourescent |  | Federally-Regulated Consumer Product | 06/29/2017 |  | 03/04/2020
Hunter Fan Company | Hunter | 53321 | True |  | 3 | Yes | 2093 | 9 | 233 |  |  |  | 4806 | 62 | 78 | [5 empty] | Compact Flourescent |  | Federally-Regulated Consumer Product | 06/29/2017 |  | 03/04/2020
Hunter Fan Company | Hunter | 54160 | True |  | 3 | Yes | 2052 | 8 | 257 |  |  |  | 6161 | 81 | 76 | [5 empty] | Compact Flourescent |  | Federally-Regulated Consumer Product | 06/29/2017 |  | 03/04/2020
Hunter Fan Company | Hunter | 54161 | True |  | 3 | Yes | 2052 | 8 | 257 |  |  |  | 6161 | 81 | 76 | [5 empty] | Compact Flourescent |  | Federally-Regulated Consumer Product | 06/29/2017 |  | 03/04/2020
Hunter Fan Company | Hunter | 54162 | True |  | 3 | Yes | 2052 | 8 | 257 |  |  |  | 6161 | 81 | 76 | [5 empty] | Compact Flourescent |  | Federally-Regulated Consumer Product | 06/29/2017 |  | 03/04/2020
Hunter Fan Company | Hunter | 53322 | True |  | 3 | Yes | 2000 | 9 | 222 |  |  |  | 4887 | 64 | 76 | [5 empty] | None |  | Federally-Regulated Consumer Product | 06/29/2017 |  | 03/04/2020
Hunter Fan Company | Hunter | 53323 | True |  | 3 | Yes | 2000 | 9 | 222 |  |  |  | 4887 | 64 | 76 | [5 empty] | None |  | Federally-Regulated Consumer Product | 06/29/2017 |  | 03/04/2020
Hunter Fan Company | Hunter | 53324 | True |  | 3 | Yes | 2000 | 9 | 222 |  |  |  | 4887 | 64 | 76 | [5 empty] | None |  | Federally-Regulated Consumer Product | 06/29/2017 |  | 03/04/2020
Hunter Fan Company | Hunter | 53012 | True |  | 3 | Yes | 1936 | 9 | 215 |  |  |  | 4714 | 63 | 75 | [5 empty] | Incandescent |  | Federally-Regulated Consumer Product | 06/29/2017 |  | 03/04/2020
Hunter Fan Company | Hunter | 53118 | True |  | 3 | Yes | 1896 | 10 | 190 |  |  |  | 4479 | 60 | 75 | [5 empty] | None |  | Federally-Regulated Consumer Product | 06/29/2017 |  | 03/04/2020
Hunter Fan Company | Hunter | 52092 | True |  | 3 | Yes | 1250 | 7 | 179 |  |  |  | 3490 | 57 | 61 | [5 empty] | Incandescent |  | Federally-Regulated Consumer Product | 06/29/2017 |  | 03/04/2020
Hunter Fan Company | Hunter | 59249 | True |  | 3 | Yes | 1165 | 11 | 106 |  |  |  | 3930 | 66 | 60 | [5 empty] | None |  | Federally-Regulated Consumer Product | 06/29/2017 |  | 03/04/2020
Hunter Fan Company | Hunter | 59250 | True |  | 3 | Yes | 1165 | 11 | 106 |  |  |  | 3930 | 66 | 60 | [5 empty] | None |  | Federally-Regulated Consumer Product | 06/29/2017 |  | 03/04/2020
Hunter Fan Company | Hunter | 59216 | True |  | 3 | Yes | 1848 | 10 | 185 |  |  |  | 4783 | 63 | 76 | [5 empty] | LED |  | Federally-Regulated Consumer Product | 06/29/2017 |  | 03/04/2020
Hunter Fan Company | Hunter | 59217 | True |  | 3 | Yes | 1848 | 10 | 185 |  |  |  | 4783 | 63 | 76 | [5 empty] | LED |  | Federally-Regulated Consumer Product | 06/29/2017 |  | 03/04/2020
Hunter Fan Company | Hunter | 59247 | True |  | 3 | Yes | 1985 | 11 | 180 |  |  |  | 4773 | 62 | 77 | [5 empty] | None |  | Federally-Regulated Consumer Product | 06/29/2017 |  | 03/04/2020
Hunter Fan Company | Hunter | 59248 | True |  | 3 | Yes | 1985 | 11 | 180 |  |  |  | 4773 | 62 | 77 | [5 empty] | None |  | Federally-Regulated Consumer Product | 06/29/2017 |  | 03/04/2020
Hunter Fan Company | Hunter | 59251 | True |  | 3 | Yes | 1848 | 10 | 185 |  |  |  | 4783 | 63 | 76 | [5 empty] | LED |  | Federally-Regulated Consumer Product | 06/29/2017 |  | 03/04/2020
Hunter Fan Company | Hunter | 59252 | True |  | 3 | Yes | 1848 | 10 | 185 |  |  |  | 4783 | 63 | 76 | [5 empty] | LED |  | Federally-Regulated Consumer Product | 06/29/2017 |  | 03/04/2020
Hunter Fan Company | Hunter | 59211 | True |  | 3 | Yes | 1899 | 11 | 173 |  |  |  | 4127 | 63 | 66 | [5 empty] | LED |  | Federally-Regulated Consumer Product | 06/29/2017 |  | 03/04/2020
Hunter Fan Company | Hunter | 59222 | True |  | 3 | Yes | 2285 | 10 | 229 |  |  |  | 6657 | 81 | 82 | [5 empty] | LED |  | Federally-Regulated Consumer Product | 06/29/2017 |  | 03/04/2020
Hunter Fan Company | Hunter | 59224 | True |  | 3 | Yes | 2405 | 10 | 241 |  |  |  | 6448 | 81 | 80 | [5 empty] | LED |  | Federally-Regulated Consumer Product | 06/29/2017 |  | 03/04/2020
Hunter Fan Company | Casablanca | 54019 | True |  | 4 | Yes | 1491 | 5 | 298 |  |  |  | 6177 | 79 | 78 | [5 empty] | None |  | Federally-Regulated Consumer Product | 06/29/2017 |  | 03/04/2020
Hunter Fan Company | Casablanca | 54021 | True |  | 4 | Yes | 1491 | 5 | 298 |  |  |  | 6177 | 79 | 78 | [5 empty] | None |  | Federally-Regulated Consumer Product | 06/29/2017 |  | 03/04/2020
Hunter Fan Company | Casablanca | 54023 | True |  | 4 | Yes | 1491 | 5 | 298 |  |  |  | 6177 | 79 | 78 | [5 empty] | Compact Flourescent |  | Federally-Regulated Consumer Product | 06/29/2017 |  | 03/04/2020
Hunter Fan Company | Casablanca | 54024 | True |  | 4 | Yes | 1491 | 5 | 298 |  |  |  | 6177 | 79 | 78 | [5 empty] | Compact Flourescent |  | Federally-Regulated Consumer Product | 06/29/2017 |  | 03/04/2020
Hunter Fan Company | Casablanca | 53194 | True |  | 4 | Yes | 1205 | 5 | 241 |  |  |  | 4226 | 62 | 68 | [5 empty] | None |  | Federally-Regulated Consumer Product | 06/29/2017 |  | 03/04/2020
Hunter Fan Company | Casablanca | 53195 | True |  | 4 | Yes | 1205 | 5 | 241 |  |  |  | 4226 | 62 | 68 | [5 empty] | None |  | Federally-Regulated Consumer Product | 06/29/2017 |  | 03/04/2020
Hunter Fan Company | Casablanca | 59510 | True |  | 4 | Yes | 2038 | 3 | 679 |  |  |  | 6889 | 32 | 215 | [5 empty] | None |  | Federally-Regulated Consumer Product | 06/29/2017 |  | 03/04/2020
Hunter Fan Company | Casablanca | 59511 | True |  | 4 | Yes | 2038 | 3 | 679 |  |  |  | 6889 | 32 | 215 | [5 empty] | None |  | Federally-Regulated Consumer Product | 06/29/2017 |  | 03/04/2020
Hunter Fan Company | Casablanca | 54036 | True |  | 4 | Yes | 1405 | 4 | 351 |  |  |  | 6323 | 80 | 79 | [5 empty] | None |  | Federally-Regulated Consumer Product | 06/29/2017 |  | 03/04/2020
Hunter Fan Company | Casablanca | 54037 | True |  | 4 | Yes | 1405 | 4 | 351 |  |  |  | 6323 | 80 | 79 | [5 empty] | None |  | Federally-Regulated Consumer Product | 06/29/2017 |  | 03/04/2020
Hunter Fan Company | Casablanca | 59337 | True |  | 6 | Yes | 2018 | 2 | 1009 |  |  |  | 6490 | 27 | 240 | [5 empty] | LED |  | Federally-Regulated Consumer Product | 06/29/2017 |  | 03/04/2020
Hunter Fan Company | Casablanca | 59338 | True |  | 6 | Yes | 2018 | 2 | 1009 |  |  |  | 6490 | 27 | 240 | [5 empty] | LED |  | Federally-Regulated Consumer Product | 06/29/2017 |  | 03/04/2020
Hunter Fan Company | Casablanca | 59021 | True |  | 4 | Yes | 1399 | 9 | 155 |  |  |  | 4765 | 86 | 55 | [5 empty] | Incandescent |  | Federally-Regulated Consumer Product | 06/29/2017 |  | 03/04/2020
Hunter Fan Company | Casablanca | 59022 | True |  | 4 | Yes | 1399 | 9 | 155 |  |  |  | 4765 | 86 | 55 | [5 empty] | Incandescent |  | Federally-Regulated Consumer Product | 06/29/2017 |  | 03/04/2020
Hunter Fan Company | Casablanca | 59500 | True |  | 3 | Yes | 1787 | 5 | 357 |  |  |  | 6184 | 68 | 91 | [5 empty] | None |  | Federally-Regulated Consumer Product | 06/29/2017 |  | 03/04/2020
Hunter Fan Company | Casablanca | 59501 | True |  | 3 | Yes | 1787 | 5 | 357 |  |  |  | 6184 | 68 | 91 | [5 empty] | None |  | Federally-Regulated Consumer Product | 06/29/2017 |  | 03/04/2020
Hunter Fan Company | Casablanca | 59503 | True |  | 3 | Yes | 2563 | 11 | 233 |  |  |  | 6327 | 73 | 87 | [5 empty] | None |  | Federally-Regulated Consumer Product | 06/29/2017 |  | 03/04/2020
Hunter Fan Company | Casablanca | 59504 | True |  | 3 | Yes | 2563 | 11 | 233 |  |  |  | 6327 | 73 | 87 | [5 empty] | None |  | Federally-Regulated Consumer Product | 06/29/2017 |  | 03/04/2020
Hunter Fan Company | Casablanca | 59505 | True |  | 3 | Yes | 2563 | 11 | 233 |  |  |  | 6327 | 73 | 87 | [5 empty] | None |  | Federally-Regulated Consumer Product | 06/29/2017 |  | 03/04/2020
Hunter Fan Company | Casablanca | 55020 | True |  | 4 | Yes | 581 | 5 | 116 |  |  |  | 5085 | 84 | 61 | [5 empty] | None |  | Federally-Regulated Consumer Product | 06/29/2017 |  | 03/04/2020
Hunter Fan Company | Casablanca | 55010 | True |  | 4 | Yes | 1386 | 5 | 277 |  |  |  | 6665 | 81 | 82 | [5 empty] | None |  | Federally-Regulated Consumer Product | 06/29/2017 |  | 03/04/2020
Hunter Fan Company | Casablanca | 55011 | True |  | 4 | Yes | 1386 | 5 | 277 |  |  |  | 6665 | 81 | 82 | [5 empty] | None |  | Federally-Regulated Consumer Product | 06/29/2017 |  | 03/04/2020
Hunter Fan Company | Casablanca | 55012 | True |  | 4 | Yes | 1386 | 5 | 277 |  |  |  | 6665 | 81 | 82 | [5 empty] | None |  | Federally-Regulated Consumer Product | 06/29/2017 |  | 03/04/2020
Hunter Fan Company | Casablanca | 55021 | True |  | 4 | Yes | 1424 | 4 | 356 |  |  |  | 6461 | 85 | 76 | [5 empty] | None |  | Federally-Regulated Consumer Product | 06/29/2017 |  | 03/04/2020
Hunter Fan Company | Casablanca | 55022 | True |  | 4 | Yes | 1424 | 4 | 356 |  |  |  | 6461 | 85 | 76 | [5 empty] | None |  | Federally-Regulated Consumer Product | 06/29/2017 |  | 03/04/2020
Hunter Fan Company | Casablanca | 55023 | True |  | 4 | Yes | 1424 | 4 | 356 |  |  |  | 6461 | 85 | 76 | [5 empty] | None |  | Federally-Regulated Consumer Product | 06/29/2017 |  | 03/04/2020
Hunter Fan Company | Casablanca | 55025 | True |  | 4 | Yes | 1424 | 4 | 356 |  |  |  | 6461 | 85 | 76 | [5 empty] | None |  | Federally-Regulated Consumer Product | 06/29/2017 |  | 03/04/2020
Hunter Fan Company | Casablanca | 55026 | True |  | 4 | Yes | 1424 | 4 | 356 |  |  |  | 6461 | 85 | 76 | [5 empty] | None |  | Federally-Regulated Consumer Product | 06/29/2017 |  | 03/04/2020
Hunter Fan Company | Casablanca | 55027 | True |  | 4 | Yes | 1424 | 4 | 356 |  |  |  | 6461 | 85 | 76 | [5 empty] | None |  | Federally-Regulated Consumer Product | 06/29/2017 |  | 03/04/2020
Hunter Fan Company | Casablanca | 55028 | True |  | 4 | Yes | 1424 | 4 | 356 |  |  |  | 6461 | 85 | 76 | [5 empty] | None |  | Federally-Regulated Consumer Product | 06/29/2017 |  | 03/04/2020
Hunter Fan Company | Casablanca | 55029 | True |  | 4 | Yes | 1424 | 4 | 356 |  |  |  | 6461 | 85 | 76 | [5 empty] | None |  | Federally-Regulated Consumer Product | 06/29/2017 |  | 03/04/2020
Hunter Fan Company | Casablanca | 55030 | True |  | 4 | Yes | 1424 | 4 | 356 |  |  |  | 6461 | 85 | 76 | [5 empty] | None |  | Federally-Regulated Consumer Product | 06/29/2017 |  | 03/04/2020
Hunter Fan Company | Casablanca | 55031 | True |  | 4 | Yes | 1424 | 4 | 356 |  |  |  | 6461 | 85 | 76 | [5 empty] | None |  | Federally-Regulated Consumer Product | 06/29/2017 |  | 03/04/2020
Litex Industries | Chapter | DCF52FBZ5L1W | True |  | 3 | Yes | 2372 | 32 | 74 |  |  |  | 4831 | 55 | 88 | [5 empty] | LED |  | Federally-Regulated Consumer Product | 06/29/2017 |  | 03/04/2020
Hunter Fan Company | Hunter | 53310 | True |  | 3 | Yes | 2180 | 9 | 242 |  |  |  | 4894 | 64 | 76 | [5 empty] | Compact Flourescent |  | Federally-Regulated Consumer Product | 06/29/2017 |  | 03/04/2020
Hunter Fan Company | Hunter | 53311 | True |  | 3 | Yes | 2180 | 9 | 242 |  |  |  | 4894 | 64 | 76 | [5 empty] | Compact Flourescent |  | Federally-Regulated Consumer Product | 06/29/2017 |  | 03/04/2020
Hunter Fan Company | Hunter | 53312 | True |  | 3 | Yes | 2180 | 9 | 242 |  |  |  | 4894 | 64 | 76 | [5 empty] | Compact Flourescent |  | Federally-Regulated Consumer Product | 06/29/2017 |  | 03/04/2020
Air Cool Industrial Co., Ltd. | Hampton Bay | YG-216OD(YG216-NI) | True |  | 3 | Yes | 1730 | 12 | 144 |  |  |  | 4440 | 53 | 84 | [5 empty] | LED |  | Federally-Regulated Consumer Product | 06/30/2017 |  | 03/04/2020
Air Cool Industrial Co., Ltd. | Hampton Bay | YG-216OD(YG216-MWH) | True |  | 3 | Yes | 1730 | 12 | 144 |  |  |  | 4440 | 53 | 84 | [5 empty] | LED |  | Federally-Regulated Consumer Product | 06/30/2017 |  | 03/04/2020
Air Cool Industrial Co., Ltd. | Hampton Bay | AG-971(AG971-BN) | True |  | 3 | Yes | 1836 | 10 | 184 |  |  |  | 4798 | 61 | 79 | [5 empty] | LED |  | Federally-Regulated Consumer Product | 06/30/2017 |  | 03/04/2020
Air Cool Industrial Co., Ltd. | Hampton Bay | AG-971(AG971-ORB) | True |  | 3 | Yes | 1836 | 10 | 184 |  |  |  | 4798 | 61 | 79 | [5 empty] | LED |  | Federally-Regulated Consumer Product | 06/30/2017 |  | 03/04/2020
Air Cool Industrial Co., Ltd. | Hampton Bay | AC-742(YG204-BN) | True |  | 3 | Yes | 1355 | 11 | 123 |  |  |  | 3085 | 51 | 60 | [5 empty] | Incandescent |  | Federally-Regulated Consumer Product | 06/30/2017 |  | 03/04/2020
Air Cool Industrial Co., Ltd. | Hampton Bay | AC-742(YG204-TB) | True |  | 3 | Yes | 1355 | 11 | 123 |  |  |  | 3085 | 51 | 60 | [5 empty] | Incandescent |  | Federally-Regulated Consumer Product | 06/30/2017 |  | 03/04/2020
Westinghouse Lighting | Westinghouse | 7216713 | True |  | 3 | Yes | 1184 | 11 | 108 |  |  |  | 3914 | 56 | 70 | [5 empty] | Compact Flourescent |  | Federally-Regulated Consumer Product | 06/30/2017 |  | 03/04/2020
Westinghouse Lighting | Westinghouse | 7209100 | True |  | 3 | Yes | 1184 | 11 | 108 |  |  |  | 3914 | 56 | 70 | [5 empty] | LED |  | Federally-Regulated Consumer Product | 06/30/2017 |  | 03/04/2020
King of Fans | Hampton Bay | EF200S(R)-52 | True |  | 3 | Yes | 1656 | 10 | 166 |  |  |  | 4333 | 63 | 69 | [5 empty] | LED |  | Federally-Regulated Consumer Product | 07/05/2017 |  | 03/04/2020
Air Cool Industrial Co., Ltd. | Home Decorators Collection | YG426(YG426-BN) | True |  | V | Yes | 2380 | 3 | 793 |  |  |  | 5961 | 33 | 181 | [5 empty] | LED |  | Federally-Regulated Consumer Product | 07/06/2017 |  | 03/04/2020
Air Cool Industrial Co., Ltd. | Home Decorators Collection | YG380H(YG380H-GLBK) | True |  | V | Yes | 1330 | 2 | 665 |  |  |  | 5013 | 32 | 156 | [5 empty] | LED |  | Federally-Regulated Consumer Product | 07/06/2017 |  | 03/04/2020
Air Cool Industrial Co., Ltd. | Home Decorators Collection | YG380H(YG380H-GLWH) | True |  | V | Yes | 1330 | 2 | 665 |  |  |  | 5013 | 32 | 156 | [5 empty] | LED |  | Federally-Regulated Consumer Product | 07/06/2017 |  | 03/04/2020
Air Cool Industrial Co., Ltd. | Home Decorators Collection | YG426(AM429-BN) | True |  | V | Yes | 2626 | 4 | 656 |  |  |  | 6812 | 33 | 206 | [5 empty] | LED |  | Federally-Regulated Consumer Product | 07/06/2017 |  | 03/04/2020
King of Fans | Progress Lighting | P2539-**30K | True |  | 3 | Yes | 2317 | 14 | 166 |  |  |  | 5331 | 65 | 82 | [5 empty] | LED |  | Federally-Regulated Consumer Product | 07/11/2017 |  | 03/04/2020
King of Fans | Progress Lighting | P2540-**30K | True |  | 3 | Yes | 1760 | 11 | 160 |  |  |  | 5121 | 66 | 78 | [5 empty] | LED |  | Federally-Regulated Consumer Product | 07/11/2017 |  | 03/04/2020
King of Fans | Progress Lighting | P2542-**30K | True |  | 3 | Yes | 1764 | 11 | 160 |  |  |  | 4814 | 65 | 74 | [5 empty] | LED |  | Federally-Regulated Consumer Product | 07/11/2017 |  | 03/04/2020
King of Fans | Progress Lighting | P2544-**30K | True |  | 3 | Yes | 1695 | 12 | 141 |  |  |  | 4454 | 60 | 74 | [5 empty] | LED |  | Federally-Regulated Consumer Product | 07/11/2017 |  | 03/04/2020
King of Fans | Progress Lighting | P2556-**30K | True |  | 3 | Yes | 1588 | 11 | 144 |  |  |  | 4742 | 64 | 74 | [5 empty] | LED |  | Federally-Regulated Consumer Product | 07/11/2017 |  | 03/04/2020
Air Cool Industrial Co., Ltd. | Hampton Bay | AG813HMK(YG394-3L-ORB) | True |  | 3 | Yes | 1726 | 10 | 173 |  |  |  | 5090 | 60 | 85 | [5 empty] | LED |  | Federally-Regulated Consumer Product | 07/12/2017 |  | 03/04/2020
King of Fans | Hampton Bay | 52-PM | True |  | 3 | Yes | 1608 | 9 | 179 |  |  |  | 4986 | 62 | 80 | [5 empty] | LED |  | Federally-Regulated Consumer Product | 07/12/2017 |  | 03/04/2020
King of Fans | Hampton Bay | 56138 | True |  | 3 | Yes | 2068 | 13 | 159 |  |  |  | 4977 | 64 | 78 | [5 empty] | LED |  | Federally-Regulated Consumer Product | 07/12/2017 |  | 03/04/2020
King of Fans | Hampton Bay | 56139 | True |  | 3 | Yes | 2068 | 13 | 159 |  |  |  | 4977 | 64 | 78 | [5 empty] | LED |  | Federally-Regulated Consumer Product | 07/12/2017 |  | 03/04/2020
King of Fans | Hampton Bay | 60-ABR | True |  | 3 | Yes | 2177 | 18 | 121 |  |  |  | 5530 | 67 | 83 | [5 empty] | LED |  | Federally-Regulated Consumer Product | 07/20/2017 |  | 03/04/2020
Progress Lighting | Progress Lighting | P2550-**30K | True |  | V | Yes | 3702 | 4 | 926 |  |  |  | 7982 | 28 | 285 | [5 empty] | LED |  | Federally-Regulated Consumer Product | 07/21/2017 |  | 03/04/2020
Progress Lighting | Progress Lighting | P2554-**30K | True |  | 3 | Yes | 2332 | 13 | 179 |  |  |  | 5902 | 75 | 79 | [5 empty] | LED |  | Federally-Regulated Consumer Product | 07/21/2017 |  | 03/04/2020
Progress Lighting | Progress Lighting | P2548-**30K | True |  | 3 | Yes | 2116 | 15 | 141 |  |  |  | 5718 | 79 | 72 | [5 empty] | LED |  | Federally-Regulated Consumer Product | 07/21/2017 |  | 03/04/2020
Progress Lighting | Progress Lighting | P2552-** | True |  | 3 | Yes | 1882 | 11 | 171 |  |  |  | 4682 | 59 | 79 | [5 empty] | LED |  | Federally-Regulated Consumer Product | 07/21/2017 |  | 03/04/2020
Kichler Lighting | Kichler | 310170(K1703-C) | True |  | 3 | Yes | 2175 | 15 | 145 |  |  |  | 5762 | 72 | 80 | [5 empty] | LED |  | Federally-Regulated Consumer Product | 07/26/2017 |  | 03/04/2020
Kichler Lighting | Kichler | 310085(K1704-A) | True |  | 3 | Yes | 2175 | 15 | 145 |  |  |  | 5762 | 72 | 80 | [5 empty] | None |  | Federally-Regulated Consumer Product | 07/26/2017 |  | 03/04/2020
Kichler Lighting | Kichler | 300251(K1305-C3) | True |  | 3 | Yes | 1705 | 12 | 142 |  |  |  | 6800 | 97 | 70 | [5 empty] | LED |  | Federally-Regulated Consumer Product | 07/26/2017 |  | 03/04/2020
Kichler Lighting | Kichler | 310152(K1402-H2) | True |  | 3 | Yes | 1396 | 6 | 233 |  |  |  | 5904 | 78 | 76 | [5 empty] | None |  | Federally-Regulated Consumer Product | 07/26/2017 |  | 03/04/2020
Kichler Lighting | Kichler | 310165(K1402-J2) | True |  | 3 | Yes | 3153 | 20 | 158 |  |  |  | 8130 | 101 | 80 | [5 empty] | None |  | Federally-Regulated Consumer Product | 07/26/2017 |  | 03/04/2020
Kichler Lighting | Kichler | 310175(K1702-J) | True |  | 3 | Yes | 2574 | 18 | 143 |  |  |  | 6467 | 87 | 74 | [5 empty] | LED |  | Federally-Regulated Consumer Product | 07/26/2017 |  | 03/04/2020
Stori Modern | Stori Modern | ELG52MBK | True |  | 3 | Yes | 2538 | 13 | 195 |  |  |  | 5464 | 53 | 103 | [5 empty] | None |  | Federally-Regulated Consumer Product | 07/26/2017 |  | 03/04/2020
Stori Modern | Stori Modern | ELG52BNK | True |  | 3 | Yes | 2538 | 13 | 195 |  |  |  | 5464 | 53 | 103 | [5 empty] | None |  | Federally-Regulated Consumer Product | 07/26/2017 |  | 03/04/2020
Stori Modern | Stori Modern | ELG52EB | True |  | 3 | Yes | 2538 | 13 | 195 |  |  |  | 5464 | 53 | 103 | [5 empty] | None |  | Federally-Regulated Consumer Product | 07/26/2017 |  | 03/04/2020
Stori Modern | Stori Modern | ELG52MWW | True |  | 3 | Yes | 2538 | 13 | 195 |  |  |  | 5464 | 53 | 103 | [5 empty] | None |  | Federally-Regulated Consumer Product | 07/26/2017 |  | 03/04/2020
Stori Modern | Stori Modern | PLG52MBK | True |  | 3 | Yes | 2215 | 13 | 170 |  |  |  | 5297 | 56 | 94 | [5 empty] | LED |  | Federally-Regulated Consumer Product | 07/26/2017 |  | 03/04/2020
Stori Modern | Stori Modern | PLG52BNK | True |  | 3 | Yes | 2215 | 13 | 170 |  |  |  | 5297 | 56 | 94 | [5 empty] | LED |  | Federally-Regulated Consumer Product | 07/26/2017 |  | 03/04/2020
Stori Modern | Stori Modern | PLG52EB | True |  | 3 | Yes | 2215 | 13 | 170 |  |  |  | 5297 | 56 | 94 | [5 empty] | LED |  | Federally-Regulated Consumer Product | 07/26/2017 |  | 03/04/2020
Stori Modern | Stori Modern | PLG52MWW | True |  | 3 | Yes | 2215 | 13 | 170 |  |  |  | 5297 | 56 | 94 | [5 empty] | LED |  | Federally-Regulated Consumer Product | 07/26/2017 |  | 03/04/2020
Stori Modern | Stori Modern | DLG56MBK | True |  | 3 | Yes | 2362 | 13 | 182 |  |  |  | 6110 | 59 | 104 | [5 empty] | LED |  | Federally-Regulated Consumer Product | 07/26/2017 |  | 03/04/2020
Stori Modern | Stori Modern | DLG56EB | True |  | 3 | Yes | 2362 | 13 | 182 |  |  |  | 6110 | 59 | 104 | [5 empty] | LED |  | Federally-Regulated Consumer Product | 07/26/2017 |  | 03/04/2020
Stori Modern | Stori Modern | DLG56BNK | True |  | 3 | Yes | 2362 | 13 | 182 |  |  |  | 6110 | 59 | 104 | [5 empty] | LED |  | Federally-Regulated Consumer Product | 07/26/2017 |  | 03/04/2020
Stori Modern | Stori Modern | DLG56MWW | True |  | 3 | Yes | 2362 | 13 | 182 |  |  |  | 6110 | 59 | 104 | [5 empty] | LED |  | Federally-Regulated Consumer Product | 07/26/2017 |  | 03/04/2020
Air Cool Industrial Co., Ltd. | Hampton Bay | AC-652(YG204-WH) | True |  | 3 | Yes | 1355 | 11 | 123 |  |  |  | 3085 | 51 | 60 | [5 empty] | None |  | Federally-Regulated Consumer Product | 08/04/2017 |  | 03/04/2020
Minka Group | Minka Aire | F544-*** | True |  | 3 | Yes | 1733 | 13 | 133 |  |  |  | 4034 | 81 | 50 | [5 empty] | Incandescent |  | Federally-Regulated Consumer Product | 08/08/2017 |  | 03/04/2020
Minka Group | Minka Aire | F1000-*** | True |  | 3 | Yes | 1561 | 11 | 142 |  |  |  | 4223 | 65 | 65 | [5 empty] | LED |  | Federally-Regulated Consumer Product | 08/08/2017 |  | 03/04/2020
Minka Group | Minka Aire | F729-*** | True |  | 3 | Exception 1 | 1909 | 7 | 273 |  |  |  | 7230 | 63 | 115 | [5 empty] | None |  | Federally-Regulated Consumer Product | 08/10/2017 |  | 03/04/2020
Minka Group | Minka Aire | F739L-*** | True |  | 6 | Yes | 3122 | 4 | 781 |  |  |  | 6723 | 19 | 354 | [5 empty] | LED |  | Federally-Regulated Consumer Product | 08/10/2017 |  | 03/04/2020
Minka Group | Minka Aire | F852L-*** | True |  | 6 | Yes | 3304 | 4 | 826 |  |  |  | 7045 | 33 | 213 | [5 empty] | LED |  | Federally-Regulated Consumer Product | 08/10/2017 |  | 03/04/2020
Minka Group | Minka Aire | F695-*** | True |  | 3 | Yes | 1533 | 9 | 170 |  |  |  | 5741 | 77 | 75 | [5 empty] | None |  | Federally-Regulated Consumer Product | 08/10/2017 |  | 03/04/2020
Minka Group | Minka Aire | F886-65-*** | True |  | 6 | Yes | 3360 | 5 | 672 |  |  |  | 9222 | 40 | 231 | [5 empty] | None |  | Federally-Regulated Consumer Product | 08/10/2017 |  | 03/04/2020
Minka Group | Minka Aire | F896-84-*** | True |  | 6 | Yes | 6003 | 7 | 858 |  |  |  | 10841 | 49 | 221 | [5 empty] | None |  | Federally-Regulated Consumer Product | 08/10/2017 |  | 03/04/2020
Minka Group | Minka Aire | F534L-*** | True |  | 3 | Yes | 2175 | 14 | 155 |  |  |  | 5198 | 65 | 80 | [5 empty] | LED |  | Federally-Regulated Consumer Product | 08/10/2017 |  | 03/04/2020
Minka Group | Minka Aire | F853L-*** | True |  | 6 | Yes | 2166 | 3 | 722 |  |  |  | 5156 | 27 | 191 | [5 empty] | LED |  | Federally-Regulated Consumer Product | 08/10/2017 |  | 03/04/2020
Minka Group | Minka Aire | F683L-*** | True |  | 6 | Yes | 2394 | 4 | 599 |  |  |  | 8181 | 42 | 195 | [5 empty] | LED |  | Federally-Regulated Consumer Product | 08/10/2017 |  | 03/04/2020
Minka Group | Minka Aire | F886-84-*** | True |  | 6 | Yes | 6003 | 10 | 600 |  |  |  | 10841 | 45 | 241 | [5 empty] | None |  | Federally-Regulated Consumer Product | 08/11/2017 |  | 03/04/2020
Hunter Fan Company | Hunter | 53215 | True |  | 3 | Yes | 2170 | 9 | 241 |  |  |  | 4921 | 61 | 81 | [5 empty] | LED |  | Federally-Regulated Consumer Product | 08/17/2017 |  | 03/04/2020
Hunter Fan Company | Hunter | 53216 | True |  | 3 | Yes | 2170 | 9 | 241 |  |  |  | 4921 | 61 | 81 | [5 empty] | LED |  | Federally-Regulated Consumer Product | 08/17/2017 |  | 03/04/2020
Hunter Fan Company | Hunter | 53217 | True |  | 3 | Yes | 2170 | 9 | 241 |  |  |  | 4921 | 61 | 81 | [5 empty] | LED |  | Federally-Regulated Consumer Product | 08/17/2017 |  | 03/04/2020
Hunter Fan Company | Hunter | 59441 | True |  | 3 | Yes | 2371 | 10 | 237 |  |  |  | 6256 | 80 | 78 | [5 empty] | LED |  | Federally-Regulated Consumer Product | 08/17/2017 |  | 03/04/2020
Hunter Fan Company | Hunter | 59442 | True |  | 3 | Yes | 2371 | 10 | 237 |  |  |  | 6256 | 80 | 78 | [5 empty] | LED |  | Federally-Regulated Consumer Product | 08/17/2017 |  | 03/04/2020
Hunter Fan Company | Hunter | 59443 | True |  | 3 | Yes | 2371 | 10 | 237 |  |  |  | 6256 | 80 | 78 | [5 empty] | LED |  | Federally-Regulated Consumer Product | 08/17/2017 |  | 03/04/2020
Hunter Fan Company | Hunter | 59456 | True |  | 3 | Yes | 1778 | 10 | 178 |  |  |  | 5589 | 81 | 69 | [5 empty] | LED |  | Federally-Regulated Consumer Product | 08/17/2017 |  | 03/04/2020
Hunter Fan Company | Hunter | 59457 | True |  | 3 | Yes | 1778 | 10 | 178 |  |  |  | 5589 | 81 | 69 | [5 empty] | LED |  | Federally-Regulated Consumer Product | 08/17/2017 |  | 03/04/2020
Hunter Fan Company | Hunter | 59458 | True |  | 3 | Yes | 1778 | 10 | 178 |  |  |  | 5589 | 81 | 69 | [5 empty] | LED |  | Federally-Regulated Consumer Product | 08/17/2017 |  | 03/04/2020
Hunter Fan Company | Hunter | 59459 | True |  | 3 | Yes | 1778 | 10 | 178 |  |  |  | 5589 | 81 | 69 | [5 empty] | LED |  | Federally-Regulated Consumer Product | 08/17/2017 |  | 03/04/2020
Hunter Fan Company | Hunter | 54173 | True |  | 3 | Yes | 2022 | 9 | 225 |  |  |  | 6087 | 79 | 77 | [5 empty] | LED |  | Federally-Regulated Consumer Product | 08/17/2017 |  | 03/04/2020
Hunter Fan Company | Hunter | 59297 | True |  | 3 | Yes | 1671 | 9 | 186 |  |  |  | 4842 | 64 | 76 | [5 empty] | LED |  | Federally-Regulated Consumer Product | 08/17/2017 |  | 03/04/2020
Hunter Fan Company | Hunter | 59298 | True |  | 3 | Yes | 1671 | 9 | 186 |  |  |  | 4842 | 64 | 76 | [5 empty] | LED |  | Federally-Regulated Consumer Product | 08/17/2017 |  | 03/04/2020
Hunter Fan Company | Hunter | 59299 | True |  | 3 | Yes | 1671 | 9 | 186 |  |  |  | 4842 | 64 | 76 | [5 empty] | LED |  | Federally-Regulated Consumer Product | 08/17/2017 |  | 03/04/2020
Hunter Fan Company | Hunter | 59304 | True |  | 3 | Yes | 1153 | 7 | 165 |  |  |  | 2981 | 49 | 61 | [5 empty] | LED |  | Federally-Regulated Consumer Product | 08/17/2017 |  | 03/04/2020
Hunter Fan Company | Hunter | 53145 | True |  | 3 | Yes | 2009 | 9 | 223 |  |  |  | 4792 | 61 | 79 | [5 empty] | LED |  | Federally-Regulated Consumer Product | 08/17/2017 |  | 03/04/2020
Hunter Fan Company | Hunter | 53146 | True |  | 3 | Yes | 2009 | 9 | 223 |  |  |  | 4792 | 61 | 79 | [5 empty] | LED |  | Federally-Regulated Consumer Product | 08/17/2017 |  | 03/04/2020
Hunter Fan Company | Hunter | 52147 | True |  | 3 | Yes | 1512 | 7 | 216 |  |  |  | 4436 | 63 | 70 | [5 empty] | LED |  | Federally-Regulated Consumer Product | 08/17/2017 |  | 03/04/2020
Hunter Fan Company | Hunter | 52148 | True |  | 3 | Yes | 1512 | 7 | 216 |  |  |  | 4436 | 63 | 70 | [5 empty] | LED |  | Federally-Regulated Consumer Product | 08/17/2017 |  | 03/04/2020
Hunter Fan Company | Hunter | 52149 | True |  | 3 | Yes | 1371 | 7 | 196 |  |  |  | 4206 | 64 | 66 | [5 empty] | LED |  | Federally-Regulated Consumer Product | 08/17/2017 |  | 03/04/2020
Hunter Fan Company | Hunter | 52150 | True |  | 3 | Yes | 1371 | 7 | 196 |  |  |  | 4206 | 64 | 66 | [5 empty] | LED |  | Federally-Regulated Consumer Product | 08/17/2017 |  | 03/04/2020
Hunter Fan Company | Hunter | 52134 | True |  | 3 | Yes | 1336 | 7 | 191 |  |  |  | 4326 | 62 | 70 | [5 empty] | Compact Flourescent |  | Federally-Regulated Consumer Product | 08/17/2017 |  | 03/04/2020
Hunter Fan Company | Hunter | 52135 | True |  | 3 | Yes | 1336 | 7 | 191 |  |  |  | 4326 | 62 | 70 | [5 empty] | Compact Flourescent |  | Federally-Regulated Consumer Product | 08/17/2017 |  | 03/04/2020
Hunter Fan Company | Hunter | 52136 | True |  | 3 | Yes | 1336 | 7 | 191 |  |  |  | 4326 | 62 | 70 | [5 empty] | Compact Flourescent |  | Federally-Regulated Consumer Product | 08/17/2017 |  | 03/04/2020
Hunter Fan Company | Hunter | 51077 | True |  | 3 | Yes | 1397 | 7 | 200 |  |  |  | 3272 | 49 | 67 | [5 empty] | Compact Flourescent |  | Federally-Regulated Consumer Product | 08/17/2017 |  | 03/04/2020
Hunter Fan Company | Hunter | 51078 | True |  | 3 | Yes | 1397 | 7 | 200 |  |  |  | 3272 | 49 | 67 | [5 empty] | Compact Flourescent |  | Federally-Regulated Consumer Product | 08/17/2017 |  | 03/04/2020
Hunter Fan Company | Hunter | 51079 | True |  | 3 | Yes | 1397 | 7 | 200 |  |  |  | 3272 | 49 | 67 | [5 empty] | Compact Flourescent |  | Federally-Regulated Consumer Product | 08/17/2017 |  | 03/04/2020
Hunter Fan Company | Hunter | 52237 | True |  | 3 | Yes | 1601 | 7 | 229 |  |  |  | 4739 | 62 | 76 | [5 empty] | LED |  | Federally-Regulated Consumer Product | 08/17/2017 |  | 03/04/2020
Hunter Fan Company | Hunter | 52238 | True |  | 3 | Yes | 1601 | 7 | 229 |  |  |  | 4739 | 62 | 76 | [5 empty] | LED |  | Federally-Regulated Consumer Product | 08/17/2017 |  | 03/04/2020
Hunter Fan Company | Hunter | 51012 | True |  | 3 | Yes | 1495 | 7 | 214 |  |  |  | 3632 | 48 | 76 | [5 empty] | LED |  | Federally-Regulated Consumer Product | 08/17/2017 |  | 03/04/2020
Hunter Fan Company | Hunter | 51013 | True |  | 3 | Yes | 1495 | 7 | 214 |  |  |  | 3632 | 48 | 76 | [5 empty] | LED |  | Federally-Regulated Consumer Product | 08/17/2017 |  | 03/04/2020
Hunter Fan Company | Hunter | 52231 | True |  | 3 | Yes | 1660 | 7 | 237 |  |  |  | 4540 | 62 | 73 | [5 empty] | LED |  | Federally-Regulated Consumer Product | 08/17/2017 |  | 03/04/2020
Hunter Fan Company | Hunter | 59547 | True |  | 3 | Yes | 1263 | 9 | 140 |  |  |  | 4001 | 63 | 64 | [5 empty] | LED |  | Federally-Regulated Consumer Product | 08/17/2017 |  | 03/04/2020
Hunter Fan Company | Hunter | 59253 | True |  | 3 | Yes | 2121 | 11 | 193 |  |  |  | 4855 | 65 | 75 | [5 empty] | LED |  | Federally-Regulated Consumer Product | 08/17/2017 |  | 03/04/2020
King of Fans | Hampton Bay | 56ANTHL | True |  | 3 | Yes | 2209 | 18 | 123 |  |  |  | 4844 | 56 | 87 | [5 empty] | LED |  | Federally-Regulated Consumer Product | 08/17/2017 |  | 03/04/2020
Fanimation | Fanimation | MA6721BL | True |  | 3 | Yes | 2433 | 14 | 173 |  |  |  | 6641 | 61 | 108 | [5 empty] | LED |  | Federally-Regulated Consumer Product | 08/21/2017 |  | 03/04/2020
Fanimation | Fanimation | MA6721GZ | True |  | 3 | Yes | 2433 | 14 | 173 |  |  |  | 6641 | 61 | 108 | [5 empty] | LED |  | Federally-Regulated Consumer Product | 08/21/2017 |  | 03/04/2020
Fanimation | Fanimation | MAD7993SLW | True |  | 3 | Yes | 5143 | 3 | 1664 |  |  |  | 13389 | 42 | 316 | [5 empty] | LED |  | Federally-Regulated Consumer Product | 08/21/2017 |  | 03/04/2020
Fanimation | Fanimation | MAD7993BLW | True |  | 3 | Yes | 5143 | 3 | 1664 |  |  |  | 13389 | 42 | 316 | [5 empty] | LED |  | Federally-Regulated Consumer Product | 08/21/2017 |  | 03/04/2020
King of Fans | Hampton Bay | 48-PB | True |  | 3 | Yes | 1900 | 14 | 136 |  |  |  | 4983 | 70 | 71 | [5 empty] | None |  | Federally-Regulated Consumer Product | 08/28/2017 |  | 03/04/2020
Air Cool Industrial Co., Ltd. | Hampton Bay | AC-552LF9400(AL974-OBG) | True |  | 3 | Yes | 1659 | 11 | 151 |  |  |  | 4468 | 61 | 73 | [5 empty] | LED |  | Federally-Regulated Consumer Product | 09/06/2017 |  | 03/04/2020
Air Cool Industrial Co., Ltd. | Home Decorators Collection | YG545(YG545-BN) | True |  | V | Yes | 2581 | 3 | 860 |  |  |  | 6827 | 32 | 213 | [5 empty] | LED |  | Federally-Regulated Consumer Product | 09/06/2017 |  | 03/04/2020
Air Cool Industrial Co., Ltd. | Home Decorators Collection | YG545(YG545-EB) | True |  | V | Yes | 2581 | 3 | 860 |  |  |  | 6827 | 32 | 213 | [5 empty] | LED |  | Federally-Regulated Consumer Product | 09/06/2017 |  | 03/04/2020
Air Cool Industrial Co., Ltd. | Hampton Bay | YG-327B(YG327B-BN) | True |  | 3 | Yes | 1747 | 13 | 134 |  |  |  | 4811 | 69 | 70 | [5 empty] | LED |  | Federally-Regulated Consumer Product | 09/12/2017 |  | 03/04/2020
Air Cool Industrial Co., Ltd. | Hampton Bay | YG-338(YG338-PN) | True |  | 3 | Yes | 1738 | 10 | 174 |  |  |  | 5969 | 73 | 82 | [5 empty] | LED |  | Federally-Regulated Consumer Product | 09/12/2017 |  | 03/04/2020
Air Cool Industrial Co., Ltd. | Home Decorators Collection | AM382A-BN | True |  | 3 | Yes | 705 | 17 | 41 |  |  |  | 1266 | 55 | 23 | [5 empty] | LED |  | Federally-Regulated Consumer Product | 09/12/2017 |  | 03/04/2020
Air Cool Industrial Co., Ltd. | Home Decorators Collection | AM382A-EB | True |  | 3 | Yes | 705 | 17 | 41 |  |  |  | 1266 | 55 | 23 | [5 empty] | LED |  | Federally-Regulated Consumer Product | 09/12/2017 |  | 03/04/2020
Air Cool Industrial Co., Ltd. | Home Decorators Collection | AC-527(YG503-BN) | True |  | 3 | Yes | 1828 | 12 | 152 |  |  |  | 4931 | 59 | 84 | [5 empty] | LED |  | Federally-Regulated Consumer Product | 09/12/2017 |  | 03/04/2020
Air Cool Industrial Co., Ltd. | Home Decorators Collection | AC-527(YG503-EB) | True |  | 3 | Yes | 1828 | 12 | 152 |  |  |  | 4931 | 59 | 84 | [5 empty] | LED |  | Federally-Regulated Consumer Product | 09/12/2017 |  | 03/04/2020
Air Cool Industrial Co., Ltd. | Home Decorators Collection | AC-552(YG546-MDW) | True |  | 3 | Yes | 1663 | 11 | 151 |  |  |  | 5203 | 67 | 78 | [5 empty] | LED |  | Federally-Regulated Consumer Product | 09/12/2017 |  | 03/04/2020
Air Cool Industrial Co., Ltd. | Home Decorators Collection | AC-552(YG556-CH) | True |  | 3 | Yes | 1883 | 12 | 157 |  |  |  | 5363 | 63 | 85 | [5 empty] | LED |  | Federally-Regulated Consumer Product | 09/12/2017 |  | 03/04/2020
Air Cool Industrial Co., Ltd. | Home Decorators Collection | AC-552A(AM319-BN) | True |  | 3 | Yes | 1529 | 14 | 109 |  |  |  | 6136 | 83 | 74 | [5 empty] | LED |  | Federally-Regulated Consumer Product | 09/12/2017 |  | 03/04/2020
Air Cool Industrial Co., Ltd. | Home Decorators Collection | AC-552A(YG458-GM) | True |  | 3 | Yes | 1781 | 12 | 148 |  |  |  | 5563 | 66 | 84 | [5 empty] | LED |  | Federally-Regulated Consumer Product | 09/12/2017 |  | 03/04/2020
Air Cool Industrial Co., Ltd. | Home Decorators Collection | AC-552A(YG513-BN) | True |  | 3 | Yes | 1865 | 11 | 169 |  |  |  | 5497 | 66 | 83 | [5 empty] | LED |  | Federally-Regulated Consumer Product | 09/12/2017 |  | 03/04/2020
Air Cool Industrial Co., Ltd. | Home Decorators Collection | AC-552A(YG513-EB) | True |  | 3 | Yes | 1865 | 11 | 169 |  |  |  | 5497 | 66 | 83 | [5 empty] | LED |  | Federally-Regulated Consumer Product | 09/12/2017 |  | 03/04/2020
Air Cool Industrial Co., Ltd. | Home Decorators Collection | AC-552A(YG521-BN) | True |  | 3 | Yes | 1869 | 12 | 156 |  |  |  | 5550 | 67 | 83 | [5 empty] | LED |  | Federally-Regulated Consumer Product | 09/12/2017 |  | 03/04/2020
Air Cool Industrial Co., Ltd. | Home Decorators Collection | AC-552A(YG523-BN) | True |  | 3 | Yes | 1930 | 12 | 161 |  |  |  | 5783 | 64 | 90 | [5 empty] | LED |  | Federally-Regulated Consumer Product | 09/12/2017 |  | 03/04/2020
Air Cool Industrial Co., Ltd. | Home Decorators Collection | YG-338(AG942LED-BN) | True |  | 3 | Yes | 2128 | 14 | 152 |  |  |  | 5548 | 63 | 88 | [5 empty] | LED |  | Federally-Regulated Consumer Product | 09/12/2017 |  | 03/04/2020
Air Cool Industrial Co., Ltd. | Home Decorators Collection | AC-552(YG449A-BN) | True |  | 3 | Yes | 1780 | 12 | 145 |  |  |  | 5384 | 65 | 83 | [5 empty] | LED |  | Federally-Regulated Consumer Product | 09/12/2017 |  | 03/04/2020
Air Cool Industrial Co., Ltd. | Hampton Bay | AC-552LF9400(AL837-OBG) | True |  | 3 | Yes | 1548 | 10 | 155 |  |  |  | 4662 | 61 | 76 | [5 empty] | Incandescent |  | Federally-Regulated Consumer Product | 09/12/2017 |  | 03/04/2020
Air Cool Industrial Co., Ltd. | Home Decorators Collection | AM382A(AM382A-BN) | True |  | 3 | Yes | 705 | 17 | 41 |  |  |  | 1266 | 55 | 23 | [5 empty] | LED |  | Federally-Regulated Consumer Product | 09/12/2017 |  | 03/04/2020
Air Cool Industrial Co., Ltd. | Home Decorators Collection | AM382A(AM382A-EB) | True |  | 3 | Yes | 705 | 17 | 41 |  |  |  | 1266 | 55 | 23 | [5 empty] | LED |  | Federally-Regulated Consumer Product | 09/12/2017 |  | 03/04/2020
Air Cool Industrial Co., Ltd. | Hampton Bay | AC299OD(AC299-NI) | True |  | V | Yes | 1385 | 9 | 154 |  |  |  | 5076 | 54 | 94 | [5 empty] | None |  | Federally-Regulated Consumer Product | 09/12/2017 |  | 03/04/2020
Air Cool Industrial Co., Ltd. | Hampton Bay | AC-418(AL60-OBB) | True |  | 3 | Yes | 2918 | 27 | 101 |  |  |  | 5727 | 75 | 76 | [5 empty] | Incandescent |  | Federally-Regulated Consumer Product | 09/12/2017 |  | 03/04/2020
Air Cool Industrial Co., Ltd. | Hampton Bay | AC-52437(STR09-RB) | True |  | 3 | Yes | 2112 | 13 | 162 |  |  |  | 5101 | 66 | 77 | [5 empty] | Incandescent |  | Federally-Regulated Consumer Product | 09/12/2017 |  | 03/04/2020
Air Cool Industrial Co., Ltd. | Hampton Bay | AC-542OD(YG187-BN) | True |  | 3 | Yes | 1668 | 11 | 152 |  |  |  | 3299 | 45 | 73 | [5 empty] | None |  | Federally-Regulated Consumer Product | 09/12/2017 |  | 03/04/2020
Air Cool Industrial Co., Ltd. | Hampton Bay | AC-542OD(YG187-NI) | True |  | 3 | Yes | 1668 | 11 | 152 |  |  |  | 3299 | 45 | 73 | [5 empty] | None |  | Federally-Regulated Consumer Product | 09/12/2017 |  | 03/04/2020
Air Cool Industrial Co., Ltd. | Hampton Bay | AC-542OD(YG187-WH) | True |  | 3 | Yes | 1668 | 11 | 152 |  |  |  | 3299 | 45 | 73 | [5 empty] | None |  | Federally-Regulated Consumer Product | 09/12/2017 |  | 03/04/2020
Air Cool Industrial Co., Ltd. | Hampton Bay | AC-552(AL663A-LN) | True |  | 3 | Yes | 1736 | 11 | 158 |  |  |  | 5017 | 60 | 84 | [5 empty] | None |  | Federally-Regulated Consumer Product | 09/12/2017 |  | 03/04/2020
Air Cool Industrial Co., Ltd. | Hampton Bay | AC-552(AL663B-LN) | True |  | V | Yes | 1356 | 7 | 194 |  |  |  | 4752 | 60 | 79 | [5 empty] | None |  | Federally-Regulated Consumer Product | 09/12/2017 |  | 03/04/2020
Air Cool Industrial Co., Ltd. | Hampton Bay | AC-552A(YG098-NM) | True |  | 3 | Yes | 1409 | 12 | 117 |  |  |  | 4964 | 67 | 74 | [5 empty] | Incandescent |  | Federally-Regulated Consumer Product | 09/12/2017 |  | 03/04/2020
Air Cool Industrial Co., Ltd. | Hampton Bay | AC-552AL (AL101-BN) | True |  | 3 | Yes | 2884 | 24 | 120 |  |  |  | 6029 | 81 | 74 | [5 empty] | Incandescent |  | Federally-Regulated Consumer Product | 09/12/2017 |  | 03/04/2020
Air Cool Industrial Co., Ltd. | Hampton Bay | AC-552LF9400(AL696A-BN) | True |  | 3 | Yes | 1614 | 9 | 179 |  |  |  | 5587 | 72 | 78 | [5 empty] | Incandescent |  | Federally-Regulated Consumer Product | 09/12/2017 |  | 03/04/2020
Air Cool Industrial Co., Ltd. | Hampton Bay | AC-552LF9400(AL837-OB+GH) | True |  | 3 | Yes | 1548 | 10 | 155 |  |  |  | 4662 | 61 | 76 | [5 empty] | Incandescent |  | Federally-Regulated Consumer Product | 09/12/2017 |  | 03/04/2020
Air Cool Industrial Co., Ltd. | Hampton Bay | AC-552MK719(YG305-LN) | True |  | 3 | Yes | 2303 | 16 | 144 |  |  |  | 5359 | 68 | 79 | [5 empty] | Incandescent |  | Federally-Regulated Consumer Product | 09/12/2017 |  | 03/04/2020
Air Cool Industrial Co., Ltd. | Hampton Bay | AC-552MK719(YG305-ORB) | True |  | 3 | Yes | 2303 | 16 | 144 |  |  |  | 5359 | 68 | 79 | [5 empty] | Incandescent |  | Federally-Regulated Consumer Product | 09/12/2017 |  | 03/04/2020
Air Cool Industrial Co., Ltd. | Hampton Bay | AC-552OD(AC370-OBP) | True |  | 3 | Yes | 2338 | 19 | 123 |  |  |  | 4625 | 63 | 73 | [5 empty] | Incandescent |  | Federally-Regulated Consumer Product | 09/12/2017 |  | 03/04/2020
Air Cool Industrial Co., Ltd. | Hampton Bay | AC-552OD(YG115-MWH) | True |  | 3 | Yes | 1484 | 11 | 135 |  |  |  | 3495 | 56 | 62 | [5 empty] | Incandescent |  | Federally-Regulated Consumer Product | 09/12/2017 |  | 03/04/2020
Air Cool Industrial Co., Ltd. | Hampton Bay | AC-552OD(YG115-NI) | True |  | 3 | Yes | 1484 | 11 | 135 |  |  |  | 3495 | 56 | 62 | [5 empty] | Incandescent |  | Federally-Regulated Consumer Product | 09/12/2017 |  | 03/04/2020
Air Cool Industrial Co., Ltd. | Hampton Bay | AC-552OD(YG529-NI) | True |  | 3 | Yes | 1602 | 9 | 178 |  |  |  | 5165 | 67 | 77 | [5 empty] | None |  | Federally-Regulated Consumer Product | 09/12/2017 |  | 03/04/2020
Air Cool Industrial Co., Ltd. | Hampton Bay | AC-552OD(YG529-WH) | True |  | 3 | Yes | 1602 | 9 | 178 |  |  |  | 5165 | 67 | 77 | [5 empty] | None |  | Federally-Regulated Consumer Product | 09/12/2017 |  | 03/04/2020
Air Cool Industrial Co., Ltd. | Hampton Bay | AC-552RM52-B(AL975-BN) | True |  | 3 | Yes | 1579 | 12 | 132 |  |  |  | 5560 | 69 | 81 | [5 empty] | Incandescent |  | Federally-Regulated Consumer Product | 09/12/2017 |  | 03/04/2020
Air Cool Industrial Co., Ltd. | Hampton Bay | AC-552RM52-B(AL995-ORB) | True |  | 3 | Yes | 2210 | 18 | 123 |  |  |  | 5335 | 65 | 82 | [5 empty] | Incandescent |  | Federally-Regulated Consumer Product | 09/12/2017 |  | 03/04/2020
Air Cool Industrial Co., Ltd. | Hampton Bay | AG-566(AL694-BN) | True |  | 3 | Yes | 1773 | 13 | 136 |  |  |  | 4644 | 59 | 79 | [5 empty] | Incandescent |  | Federally-Regulated Consumer Product | 09/12/2017 |  | 03/04/2020
Air Cool Industrial Co., Ltd. | Hampton Bay | AG-566(YG213A-BN) | True |  | 3 | Yes | 1360 | 11 | 124 |  |  |  | 4872 | 69 | 71 | [5 empty] | Incandescent |  | Federally-Regulated Consumer Product | 09/12/2017 |  | 03/04/2020
Air Cool Industrial Co., Ltd. | Hampton Bay | AG-566(YG213A-RB) | True |  | 3 | Yes | 1360 | 11 | 124 |  |  |  | 4872 | 69 | 71 | [5 empty] | Incandescent |  | Federally-Regulated Consumer Product | 09/12/2017 |  | 03/04/2020
Air Cool Industrial Co., Ltd. | Hampton Bay | AL-03OD(AL03-NI) | True |  | 3 | Yes | 1669 | 21 | 79 |  |  |  | 5066 | 57 | 89 | [5 empty] | Incandescent |  | Federally-Regulated Consumer Product | 09/12/2017 |  | 03/04/2020
Air Cool Industrial Co., Ltd. | Hampton Bay | AL-323MK(AM217-BK) | True |  | 3 | Yes | 1802 | 9 | 200 |  |  |  | 4273 | 43 | 99 | [5 empty] | Other |  | Federally-Regulated Consumer Product | 09/12/2017 |  | 03/04/2020
Air Cool Industrial Co., Ltd. | Hampton Bay | AL-54(AM213-BN) | True |  | 3 | Yes | 1608 | 12 | 134 |  |  |  | 3501 | 45 | 78 | [5 empty] | Incandescent |  | Federally-Regulated Consumer Product | 09/12/2017 |  | 03/04/2020
Air Cool Industrial Co., Ltd. | Hampton Bay | YG-248A(AL753-AB) | True |  | 3 | Yes | 1663 | 12 | 139 |  |  |  | 4791 | 60 | 80 | [5 empty] | Incandescent |  | Federally-Regulated Consumer Product | 09/12/2017 |  | 03/04/2020
Air Cool Industrial Co., Ltd. | Hampton Bay | YG-248A(YG222-LN) | True |  | 3 | Yes | 2069 | 12 | 172 |  |  |  | 5173 | 56 | 92 | [5 empty] | Incandescent |  | Federally-Regulated Consumer Product | 09/12/2017 |  | 03/04/2020
Air Cool Industrial Co., Ltd. | Hampton Bay | YG-248A(YG222-ORB) | True |  | 3 | Yes | 2069 | 12 | 172 |  |  |  | 5173 | 56 | 92 | [5 empty] | Incandescent |  | Federally-Regulated Consumer Product | 09/12/2017 |  | 03/04/2020
Air Cool Industrial Co., Ltd. | Hampton Bay | AC-552MK719 (24816-21) | True |  | 3 | Yes | 1825 | 12 | 152 |  |  |  | 4956 | 57 | 87 | [5 empty] | Incandescent |  | Federally-Regulated Consumer Product | 09/12/2017 |  | 03/04/2020
Air Cool Industrial Co., Ltd. | Home Decorators Collection | AC-552(YG177LED-BN) | True |  | 3 | Yes | 2162 | 13 | 166 |  |  |  | 5479 | 73 | 75 | [5 empty] | LED |  | Federally-Regulated Consumer Product | 09/12/2017 |  | 03/04/2020
Air Cool Industrial Co., Ltd. | Home Decorators Collection | AC-552(YG177LED-EB) | True |  | 3 | Yes | 2162 | 13 | 166 |  |  |  | 5479 | 73 | 75 | [5 empty] | LED |  | Federally-Regulated Consumer Product | 09/12/2017 |  | 03/04/2020
Air Cool Industrial Co., Ltd. | Home Decorators Collection | AC-552(YG177LED-GLBK) | True |  | 3 | Yes | 2162 | 13 | 166 |  |  |  | 5479 | 73 | 75 | [5 empty] | LED |  | Federally-Regulated Consumer Product | 09/12/2017 |  | 03/04/2020
Air Cool Industrial Co., Ltd. | Home Decorators Collection | AC-552(YG352-3-BN) | True |  | 3 | Yes | 2084 | 13 | 160 |  |  |  | 4928 | 54 | 91 | [5 empty] | LED |  | Federally-Regulated Consumer Product | 09/12/2017 |  | 03/04/2020
Air Cool Industrial Co., Ltd. | Home Decorators Collection | AC-552OD(AL499-NI) | True |  | 3 | Yes | 1452 | 11 | 132 |  |  |  | 4706 | 71 | 66 | [5 empty] | LED |  | Federally-Regulated Consumer Product | 09/12/2017 |  | 03/04/2020
Air Cool Industrial Co., Ltd. | Home Decorators Collection | AC-552OD(AL499-WH) | True |  | 3 | Yes | 1452 | 11 | 132 |  |  |  | 4706 | 71 | 66 | [5 empty] | LED |  | Federally-Regulated Consumer Product | 09/12/2017 |  | 03/04/2020
Air Cool Industrial Co., Ltd. | Home Decorators Collection | AM239-PN | True |  | 3 | Yes | 2097 | 15 | 140 |  |  |  | 5543 | 69 | 80 | [5 empty] | None |  | Federally-Regulated Consumer Product | 09/12/2017 |  | 03/04/2020
Air Cool Industrial Co., Ltd. | Home Decorators Collection | AM472(AM175LED-EB) | True |  | V | Yes | 1988 | 2 | 994 |  |  |  | 6912 | 33 | 209 | [5 empty] | Other |  | Federally-Regulated Consumer Product | 09/12/2017 |  | 03/04/2020
Air Cool Industrial Co., Ltd. | Home Decorators Collection | AM472(AM472-GM) | True |  | V | Yes | 1795 | 2 | 897 |  |  |  | 5605 | 32 | 175 | [5 empty] | LED |  | Federally-Regulated Consumer Product | 09/12/2017 |  | 03/04/2020
Air Cool Industrial Co., Ltd. | Home Decorators Collection | AM472(AM472-NI) | True |  | V | Yes | 1795 | 2 | 897 |  |  |  | 5605 | 32 | 175 | [5 empty] | LED |  | Federally-Regulated Consumer Product | 09/12/2017 |  | 03/04/2020
Air Cool Industrial Co., Ltd. | Home Decorators Collection | YG-327B(YG423-BN) | True |  | 3 | Yes | 1909 | 11 | 173 |  |  |  | 4639 | 52 | 89 | [5 empty] | LED |  | Federally-Regulated Consumer Product | 09/12/2017 |  | 03/04/2020
Air Cool Industrial Co., Ltd. | Home Decorators Collection | YG-327B(YG423-BN+ESP) | True |  | 3 | Yes | 1909 | 11 | 173 |  |  |  | 4639 | 52 | 89 | [5 empty] | LED |  | Federally-Regulated Consumer Product | 09/12/2017 |  | 03/04/2020
Air Cool Industrial Co., Ltd. | Home Decorators Collection | YG-327B(YG423-NI) | True |  | 3 | Yes | 1909 | 11 | 173 |  |  |  | 4639 | 52 | 89 | [5 empty] | LED |  | Federally-Regulated Consumer Product | 09/12/2017 |  | 03/04/2020
Air Cool Industrial Co., Ltd. | Home Decorators Collection | YG-338(YG354-BN) | True |  | 3 | Yes | 1933 | 11 | 175 |  |  |  | 6146 | 67 | 92 | [5 empty] | LED |  | Federally-Regulated Consumer Product | 09/12/2017 |  | 03/04/2020
Air Cool Industrial Co., Ltd. | Home Decorators Collection | YG426(AM443-BN) | True |  | V | Yes | 1340 | 2 | 670 |  |  |  | 5523 | 25 | 221 | [5 empty] | None |  | Federally-Regulated Consumer Product | 09/12/2017 |  | 03/04/2020
Air Cool Industrial Co., Ltd. | Home Decorators Collection | YG426(AM443-GLBK) | True |  | V | Yes | 1340 | 2 | 670 |  |  |  | 5523 | 25 | 221 | [5 empty] | None |  | Federally-Regulated Consumer Product | 09/12/2017 |  | 03/04/2020
Air Cool Industrial Co., Ltd. | Home Decorators Collection | YG543(YG543-BN) | True |  | V | Yes | 1676 | 2 | 838 |  |  |  | 6786 | 32 | 212 | [5 empty] | LED |  | Federally-Regulated Consumer Product | 09/12/2017 |  | 03/04/2020
Air Cool Industrial Co., Ltd. | Hampton Bay | AG-523OD(AG523-MH/NI) | True |  | 3 | Yes | 1675 | 20 | 84 |  |  |  | 4029 | 64 | 63 | [5 empty] | Incandescent |  | Federally-Regulated Consumer Product | 09/13/2017 |  | 03/04/2020
Air Cool Industrial Co., Ltd. | Hampton Bay | AC-356(AC299-BN) | True |  | V | Yes | 1385 | 9 | 154 |  |  |  | 5076 | 54 | 94 | [5 empty] | None |  | Federally-Regulated Consumer Product | 09/13/2017 |  | 03/04/2020
Air Cool Industrial Co., Ltd. | Home Decorators Collection | AC-410F302(AM348-BN) | True |  | 3 | Exception 3 | 828 | 15 | 55 |  |  |  | 1495 | 60 | 25 | [5 empty] | LED |  | Federally-Regulated Consumer Product | 09/13/2017 |  | 03/04/2020
Air Cool Industrial Co., Ltd. | Home Decorators Collection | AC-410F302(AM348-EB) | True |  | 3 | Exception 3 | 828 | 15 | 55 |  |  |  | 1495 | 60 | 25 | [5 empty] | LED |  | Federally-Regulated Consumer Product | 09/13/2017 |  | 03/04/2020
Litex Industries | Litex | E-BO52LN5C1S | True |  | 3 | Yes | 2263 | 14 | 161 |  |  |  | 5189 | 62 | 84 | [5 empty] | Incandescent |  | Federally-Regulated Consumer Product | 09/18/2017 |  | 03/04/2020
Litex Industries | Harbor Breeze | E-TM52BNKR5CS | True |  | 3 | Yes | 2026 | 10 | 203 |  |  |  | 5961 | 68 | 88 | [5 empty] | Incandescent |  | Federally-Regulated Consumer Product | 09/18/2017 |  | 03/04/2020
Litex Industries | Chapter | DF42AB5L3W | True |  | 3 | Yes | 1694 | 28 | 61 |  |  |  | 6436 | 47 | 73 | [5 empty] | LED |  | Federally-Regulated Consumer Product | 09/18/2017 |  | 03/04/2020
Litex Industries | Litex | COS52OSB5CR | True |  | 3 | Yes | 2083 | 11 | 189 |  |  |  | 5224 | 58 | 90 | [5 empty] | Incandescent |  | Federally-Regulated Consumer Product | 09/18/2017 |  | 03/04/2020
Litex Industries | Litex | E-PB42SN5C | True |  | 3 | Yes | 1526 | 23 | 66 |  |  |  | 3532 | 50 | 71 | [5 empty] | Incandescent |  | Federally-Regulated Consumer Product | 09/18/2017 |  | 03/04/2020
Litex Industries | Hank Electronics Ltd. | E-CM54RBZ5CRCI | True |  | 3 | Yes | 2158 | 16 | 135 |  |  |  | 6540 | 72 | 91 | [5 empty] | Incandescent |  | Federally-Regulated Consumer Product | 09/18/2017 |  | 03/04/2020
Litex Industries | Harbor Breeze | E-RLG52NWZ5C | True |  | 3 | Yes | 2152 | 15 | 143 |  |  |  | 4562 | 58 | 79 | [5 empty] | Incandescent |  | Federally-Regulated Consumer Product | 09/18/2017 |  | 03/04/2020
Litex Industries | Litex | WOD52MBK5P | True |  | 3 | Yes | 1994 | 10 | 199 |  |  |  | 5293 | 58 | 91 | [5 empty] | None |  | Federally-Regulated Consumer Product | 09/18/2017 |  | 03/04/2020
Litex Industries | Litex | JP13EB6CRS | True |  | 3 | Exception 2 | 3336 | 40 | 83 |  |  |  | 4105 | 84 | 49 | [5 empty] | Incandescent |  | Federally-Regulated Consumer Product | 09/19/2017 |  | 03/04/2020
Litex Industries | Chapter | WC42BNK4C1 | True |  | 3 | Yes | 1369 | 20 | 68 |  |  |  | 3799 | 49 | 78 | [5 empty] | Incandescent |  | Federally-Regulated Consumer Product | 09/19/2017 |  | 03/04/2020
Litex Industries | Litex | WC42BNK5C3F | True |  | 3 | Yes | 1369 | 20 | 68 |  |  |  | 3799 | 49 | 78 | [5 empty] | Incandescent |  | Federally-Regulated Consumer Product | 09/19/2017 |  | 03/04/2020
Litex Industries | Litex | WC42ORB5C3F | True |  | 3 | Yes | 1369 | 20 | 68 |  |  |  | 3799 | 49 | 78 | [5 empty] | Incandescent |  | Federally-Regulated Consumer Product | 09/19/2017 |  | 03/04/2020
Litex Industries | Litex | WC42WW5C3F | True |  | 3 | Yes | 1369 | 20 | 68 |  |  |  | 3799 | 49 | 78 | [5 empty] | Incandescent |  | Federally-Regulated Consumer Product | 09/19/2017 |  | 03/04/2020
Hunter Fan Company | Hunter | 52101 | True |  | 3 | Yes | 1763 | 7 | 252 |  |  |  | 4793 | 64 | 75 | [5 empty] | LED |  | Federally-Regulated Consumer Product | 09/19/2017 |  | 03/04/2020
King of Fans | Home Decorators Collection | 52-CHN | True |  | 3 | Yes | 1897 | 15 | 126 |  |  |  | 4397 | 67 | 66 | [5 empty] | LED |  | Federally-Regulated Consumer Product | 09/21/2017 |  | 03/04/2020
King of Fans | Home Decorators Collection | 52-GLH | True |  | 3 | Yes | 1948 | 15 | 130 |  |  |  | 4614 | 66 | 70 | [5 empty] | LED |  | Federally-Regulated Consumer Product | 09/21/2017 |  | 03/04/2020
King of Fans | Home Decorators Collection | 52-PLM | True |  | 3 | Yes | 1884 | 15 | 126 |  |  |  | 4478 | 67 | 67 | [5 empty] | Incandescent |  | Federally-Regulated Consumer Product | 09/21/2017 |  | 03/04/2020
Hunter Fan Company | Hunter | 54067 | True |  | 3 | Yes | 2472 | 11 | 225 |  |  |  | 6002 | 77 | 78 | [5 empty] | LED |  | Federally-Regulated Consumer Product | 09/22/2017 |  | 03/04/2020
Marley Engineered Products | Leading Edge | 36201A-M* | True |  | V | Yes | 692 | 12 | 56 |  |  |  | 3610 | 80 | 45 | [5 empty] | None |  | Federally-Regulated Consumer Product | 09/27/2017 |  | 03/04/2020
Marley Engineered Products | Leading Edge | 6001A-M* | True |  | V | Yes | 1618 | 11 | 147 |  |  |  | 7564 | 133 | 57 | [5 empty] | None |  | Federally-Regulated Consumer Product | 09/27/2017 |  | 03/04/2020
Marley Engineered Products | Leading Edge | 48201A-M* | True |  | V | Yes | 969 | 6 | 143 |  |  |  | 7109 | 101 | 70 | [5 empty] | None |  | Federally-Regulated Consumer Product | 09/28/2017 |  | 03/04/2020
Marley Engineered Products | Leading Edge | 56001LCA-M* | True |  | V | Yes | 3338 | 136 | 24 |  |  |  | 8979 | 117 | 76 | [5 empty] | None |  | Federally-Regulated Consumer Product | 09/28/2017 |  | 03/04/2020
Marley Engineered Products | Leading Edge | 56201A-M* | True |  | V | Yes | 2317 | 15 | 154 |  |  |  | 9401 | 91 | 103 | [5 empty] | None |  | Federally-Regulated Consumer Product | 09/28/2017 |  | 03/04/2020
Marley Engineered Products | Leading Edge | 56007A-M* | True |  | V | Yes | 3338 | 136 | 24 |  |  |  | 8979 | 117 | 76 | [5 empty] | None |  | Federally-Regulated Consumer Product | 09/28/2017 |  | 03/04/2020
Air Cool Industrial Co., Ltd. | Harbor Breeze | TEX52MBK5L | True |  | 3 | Yes | 2187 | 14 | 156 |  |  |  | 5295 | 67 | 79 | [5 empty] | LED |  | Federally-Regulated Consumer Product | 10/06/2017 |  | 03/04/2020
King of Fans | Home Decorators Collection | 52-BETHL | True |  | 3 | Yes | 2023 | 15 | 135 |  |  |  | 4722 | 66 | 71 | [5 empty] | Compact Flourescent |  | Federally-Regulated Consumer Product | 10/12/2017 |  | 03/04/2020
Hunter Fan Company | Hunter | 59476 | True |  | 3 | Yes | 1815 | 11 | 165 |  |  |  | 4791 | 66 | 73 | [5 empty] | LED |  | Federally-Regulated Consumer Product | 10/17/2017 |  | 03/04/2020
American De Rosa Lamparts, LLC DBA Luminance Brands | Concord Fans | CF52868-XX-ES-LED | True |  | 3 | Yes | 1682 | 12 | 140 |  |  |  | 4463 | 59 | 76 | [5 empty] | LED |  | Federally-Regulated Consumer Product | 10/18/2017 |  | 03/04/2020
American De Rosa Lamparts, LLC DBA Luminance Brands | Concord Fans | CF52836-XX-LED-QC | True |  | 3 | Yes | 2295 | 12 | 191 |  |  |  | 5139 | 55 | 93 | [5 empty] | LED |  | Federally-Regulated Consumer Product | 10/18/2017 |  | 03/04/2020
American De Rosa Lamparts, LLC DBA Luminance Brands | Concord Fans | CF52359-XX-LED | True |  | 3 | Yes | 1632 | 11 | 148 |  |  |  | 4595 | 66 | 70 | [5 empty] | LED |  | Federally-Regulated Consumer Product | 10/18/2017 |  | 03/04/2020
American De Rosa Lamparts, LLC DBA Luminance Brands | Concord Fans | CF52858-XX-LED-QC | True |  | 3 | Yes | 1962 | 11 | 178 |  |  |  | 4922 | 59 | 83 | [5 empty] | LED |  | Federally-Regulated Consumer Product | 10/18/2017 |  | 03/04/2020
American De Rosa Lamparts, LLC DBA Luminance Brands | Concord Fans | CF52370-XX-LED | True |  | 3 | Yes | 2011 | 11 | 183 |  |  |  | 5460 | 72 | 76 | [5 empty] | LED |  | Federally-Regulated Consumer Product | 10/18/2017 |  | 03/04/2020
Air Cool Industrial Co., Ltd. | Home Decorators Collection | YG493A(YG493A-BN) | True |  | V | Yes | 1648 | 2 | 824 |  |  |  | 6089 | 33 | 184 | [5 empty] | LED |  | Federally-Regulated Consumer Product | 10/26/2017 |  | 03/04/2020
Air Cool Industrial Co., Ltd. | Home Decorators Collection | YG493A(YG493A-WH) | True |  | V | Yes | 1648 | 2 | 824 |  |  |  | 6089 | 33 | 184 | [5 empty] | LED |  | Federally-Regulated Consumer Product | 10/26/2017 |  | 03/04/2020
Air Cool Industrial Co., Ltd. | Home Decorators Collection | YG493A(YG493A-EB) | True |  | V | Yes | 1648 | 2 | 824 |  |  |  | 6089 | 33 | 184 | [5 empty] | LED |  | Federally-Regulated Consumer Product | 10/26/2017 |  | 03/04/2020
Kichler Lighting | Kichler | 339516 | True |  | 3 | Yes | 1923 | 10 | 187 |  |  |  | 5409 | 68 | 80 | [5 empty] | Fluorescent |  | Federally-Regulated Consumer Product | 10/26/2017 |  | 03/04/2020
Kichler Lighting | Kichler | 300016 | True |  | 3 | Yes | 1455 | 10 | 146 |  |  |  | 4275 | 57 | 75 | [5 empty] | Fluorescent |  | Federally-Regulated Consumer Product | 10/26/2017 |  | 03/04/2020
King of Fans | Home Decorators Collection | 52-BETL | True |  | 3 | Yes | 2023 | 15 | 135 |  |  |  | 4722 | 66 | 71 | [5 empty] | LED |  | Federally-Regulated Consumer Product | 10/27/2017 |  | 03/04/2020
King of Fans | Harbor Breeze | 52-ALT | True |  | 3 | Yes | 1865 | 13 | 143 |  |  |  | 4254 | 58 | 73 | [5 empty] | LED |  | Federally-Regulated Consumer Product | 10/27/2017 |  | 03/04/2020
King of Fans | Harbor Breeze | 48-STG | True |  | 3 | Yes | 1955 | 13 | 150 |  |  |  | 4670 | 56 | 83 | [5 empty] | LED |  | Federally-Regulated Consumer Product | 10/27/2017 |  | 03/04/2020
HKC - Hong Kong China Electric Appliance | Harbor Breeze | 883784 | True |  | 3 | Yes | 1062 | 11 | 96 |  |  |  | 2574 | 53 | 48 | [5 empty] | LED |  | Federally-Regulated Consumer Product | 10/31/2017 |  | 03/04/2020
HKC - Hong Kong China Electric Appliance | Harbor Breeze | 883785 | True |  | 3 | Yes | 1062 | 11 | 96 |  |  |  | 2574 | 53 | 48 | [5 empty] | LED |  | Federally-Regulated Consumer Product | 10/31/2017 |  | 03/04/2020
HKC - Hong Kong China Electric Appliance | Harbor Breeze | 883788 | True |  | 3 | Yes | 1655 | 10 | 160 |  |  |  | 4404 | 55 | 80 | [5 empty] | LED |  | Federally-Regulated Consumer Product | 10/31/2017 |  | 03/04/2020
HKC - Hong Kong China Electric Appliance | Harbor Breeze | 883787 | True |  | 3 | Yes | 1440 | 10 | 144 |  |  |  | 3408 | 54 | 63 | [5 empty] | LED |  | Federally-Regulated Consumer Product | 10/31/2017 |  | 03/04/2020
HKC - Hong Kong China Electric Appliance | Harbor Breeze | 915543 | True |  | 3 | Yes | 1244 | 9 | 138 |  |  |  | 3162 | 56 | 56 | [5 empty] | LED |  | Federally-Regulated Consumer Product | 10/31/2017 |  | 03/04/2020
Kichler Lighting | Kichler | 310193-*** | True |  | 3 | Yes | 2696 | 21 | 128 |  |  |  | 6678 | 81 | 82 | [5 empty] | None |  | Federally-Regulated Consumer Product | 10/31/2017 |  | 03/04/2020
HKC - Hong Kong China Electric Appliance | Turn of the Century | 3550020 | True |  | 3 | Yes | 1165 | 10 | 116 |  |  |  | 2708 | 52 | 52 | [5 empty] | LED |  | Federally-Regulated Consumer Product | 10/31/2017 |  | 03/04/2020
HKC - Hong Kong China Electric Appliance | Turn of the Century | 3550021 | True |  | 3 | Yes | 1165 | 10 | 116 |  |  |  | 2708 | 52 | 52 | [5 empty] | LED |  | Federally-Regulated Consumer Product | 10/31/2017 |  | 03/04/2020
HKC - Hong Kong China Electric Appliance | Turn of the Century | 3550602 | True |  | 3 | Yes | 976 | 10 | 97 |  |  |  | 3190 | 55 | 58 | [5 empty] | LED |  | Federally-Regulated Consumer Product | 10/31/2017 |  | 03/04/2020
HKC - Hong Kong China Electric Appliance | Turn of the Century | 3550603 | True |  | 3 | Yes | 101 | 10 | 10 |  |  |  | 832 | 63 | 13 | [5 empty] | LED |  | Federally-Regulated Consumer Product | 10/31/2017 |  | 03/04/2020
HKC - Hong Kong China Electric Appliance | Turn of the Century | 3550604 | True |  | 3 | Yes | 968 | 10 | 96 |  |  |  | 3497 | 54 | 64 | [5 empty] | LED |  | Federally-Regulated Consumer Product | 10/31/2017 |  | 03/04/2020
HKC - Hong Kong China Electric Appliance | Turn of the Century | 3550605 | True |  | 3 | Yes | 101 | 10 | 10 |  |  |  | 832 | 63 | 13 | [5 empty] | LED |  | Federally-Regulated Consumer Product | 10/31/2017 |  | 03/04/2020
Hunter Fan Company | Hunter | 59467 | True |  | 3 | Yes | 1899 | 11 | 173 |  |  |  | 4127 | 63 | 66 | [5 empty] | LED |  | Federally-Regulated Consumer Product | 10/31/2017 |  | 03/04/2020
Hunter Fan Company | Hunter | 52239 | True |  | 3 | Yes | 1660 | 7 | 237 |  |  |  | 4540 | 62 | 73 | [5 empty] | LED |  | Federally-Regulated Consumer Product | 10/31/2017 |  | 03/04/2020
Hunter Fan Company | Hunter | 53302 | True |  | 3 | Yes | 2112 | 9 | 235 |  |  |  | 4916 | 60 | 82 | [5 empty] | LED |  | Federally-Regulated Consumer Product | 10/31/2017 |  | 03/04/2020
Hunter Fan Company | Hunter | 53303 | True |  | 3 | Yes | 2112 | 9 | 235 |  |  |  | 4916 | 60 | 82 | [5 empty] | LED |  | Federally-Regulated Consumer Product | 10/31/2017 |  | 03/04/2020
Hunter Fan Company | Hunter | 53304 | True |  | 3 | Yes | 2112 | 9 | 235 |  |  |  | 4916 | 60 | 82 | [5 empty] | LED |  | Federally-Regulated Consumer Product | 10/31/2017 |  | 03/04/2020
Hunter Fan Company | Hunter | 52041 | True |  | 3 | Yes | 1461 | 7 | 209 |  |  |  | 4207 | 61 | 69 | [5 empty] | LED |  | Federally-Regulated Consumer Product | 10/31/2017 |  | 03/04/2020
Hunter Fan Company | Hunter | 52042 | True |  | 3 | Yes | 1461 | 7 | 209 |  |  |  | 4207 | 61 | 69 | [5 empty] | LED |  | Federally-Regulated Consumer Product | 10/31/2017 |  | 03/04/2020
Hunter Fan Company | Hunter | 53043 | True |  | 3 | Yes | 2129 | 9 | 237 |  |  |  | 4941 | 62 | 80 | [5 empty] | LED |  | Federally-Regulated Consumer Product | 10/31/2017 |  | 03/04/2020
Hunter Fan Company | Hunter | 54093 | True |  | 3 | Yes | 2103 | 9 | 234 |  |  |  | 6366 | 84 | 76 | [5 empty] | LED |  | Federally-Regulated Consumer Product | 10/31/2017 |  | 03/04/2020
Hunter Fan Company | Hunter | 59316 | True |  | 3 | Yes | 1527 | 7 | 218 |  |  |  | 4504 | 61 | 74 | [5 empty] | LED |  | Federally-Regulated Consumer Product | 10/31/2017 |  | 03/04/2020
Hunter Fan Company | Hunter | 59319 | True |  | 3 | Yes | 1485 | 7 | 212 |  |  |  | 4409 | 62 | 71 | [5 empty] | LED |  | Federally-Regulated Consumer Product | 10/31/2017 |  | 03/04/2020
Hunter Fan Company | Hunter | 59364 | True |  | 3 | Yes | 1580 | 9 | 176 |  |  |  | 4483 | 62 | 72 | [5 empty] | LED |  | Federally-Regulated Consumer Product | 10/31/2017 |  | 03/04/2020
Hunter Fan Company | Hunter | 59313 | True |  | 3 | Yes | 2153 | 11 | 196 |  |  |  | 5202 | 63 | 83 | [5 empty] | LED |  | Federally-Regulated Consumer Product | 10/31/2017 |  | 03/04/2020
HKC - Hong Kong China Electric Appliance | Harbor Breeze | 810513 | True |  | 3 | Yes | 1370 | 13 | 105 |  |  |  | 3006 | 69 | 43 | [5 empty] | LED |  | Federally-Regulated Consumer Product | 11/01/2017 |  | 03/04/2020
Kichler Lighting | Kichler | 310136*** | True |  | 3 | Yes | 3156 | 17 | 186 |  |  |  | 8093 | 90 | 90 | [5 empty] | LED |  | Federally-Regulated Consumer Product | 11/01/2017 |  | 03/04/2020
Kichler Lighting | Kichler | 300161*** | True |  | 3 | Yes | 2056 | 16 | 129 |  |  |  | 5408 | 64 | 85 | [5 empty] | Incandescent |  | Federally-Regulated Consumer Product | 11/01/2017 |  | 03/04/2020
Kichler Lighting | Kichler | 300173*** | True |  | 3 | Yes | 1306 | 8 | 161 |  |  |  | 3982 | 54 | 74 | [5 empty] | Other |  | Federally-Regulated Consumer Product | 11/01/2017 |  | 03/04/2020
Kichler Lighting | Kichler | 300119*** | True |  | 3 | Yes | 1902 | 15 | 123 |  |  |  | 3091 | 57 | 54 | [5 empty] | Incandescent |  | Federally-Regulated Consumer Product | 11/01/2017 |  | 03/04/2020
Kichler Lighting | Kichler | 300030*** | True |  | 3 | Yes | 2188 | 14 | 152 |  |  |  | 5439 | 66 | 82 | [5 empty] | LED |  | Federally-Regulated Consumer Product | 11/02/2017 |  | 03/04/2020
Kichler Lighting | Kichler | 300103*** | True |  | 3 | Yes | 1421 | 17 | 84 |  |  |  | 2439 | 40 | 61 | [5 empty] | None |  | Federally-Regulated Consumer Product | 11/02/2017 |  | 03/04/2020
Kichler Lighting | Kichler | 300027*** | True |  | 3 | Yes | 584 | 9 | 65 |  |  |  | 4388 | 50 | 88 | [5 empty] | LED |  | Federally-Regulated Consumer Product | 11/02/2017 |  | 03/04/2020
Kichler Lighting | Kichler | 300107*** | True |  | 3 | Yes | 1821 | 16 | 114 |  |  |  | 4230 | 61 | 69 | [5 empty] | None |  | Federally-Regulated Consumer Product | 11/02/2017 |  | 03/04/2020
Kichler Lighting | Kichler | 300113*** | True |  | 3 | Yes | 1926 | 13 | 148 |  |  |  | 6281 | 74 | 85 | [5 empty] | Incandescent |  | Federally-Regulated Consumer Product | 11/02/2017 |  | 03/04/2020
Kichler Lighting | Kichler | 300117*** | True |  | 3 | Yes | 2179 | 16 | 136 |  |  |  | 4868 | 66 | 74 | [5 empty] | None |  | Federally-Regulated Consumer Product | 11/02/2017 |  | 03/04/2020
Kichler Lighting | Kichler | 300118*** | True |  | 3 | Yes | 1986 | 11 | 181 |  |  |  | 5995 | 64 | 94 | [5 empty] | None |  | Federally-Regulated Consumer Product | 11/02/2017 |  | 03/04/2020
Kichler Lighting | Kichler | 300125*** | True |  | 3 | Yes | 2330 | 15 | 155 |  |  |  | 6387 | 65 | 98 | [5 empty] | Other |  | Federally-Regulated Consumer Product | 11/02/2017 |  | 03/04/2020
Kichler Lighting | Kichler | 300148*** | True |  | 3 | Yes | 1643 | 15 | 109 |  |  |  | 4282 | 62 | 69 | [5 empty] | Other |  | Federally-Regulated Consumer Product | 11/02/2017 |  | 03/04/2020
Kichler Lighting | Kichler | 300156*** | True |  | 6 | Yes | 1834 | 4 | 458 |  |  |  | 6148 | 33 | 186 | [5 empty] | Other |  | Federally-Regulated Consumer Product | 11/02/2017 |  | 03/04/2020
Fanimation | Fanimation | FPD6236GR | True |  | V | Yes | 2487 | 3 | 777 |  |  |  | 8197 | 40 | 204 | [5 empty] | LED |  | Federally-Regulated Consumer Product | 11/07/2017 |  | 03/04/2020
Fanimation | Fanimation | FPD6254GR | True |  | V | Yes | 2498 | 4 | 625 |  |  |  | 5013 | 32 | 156 | [5 empty] | LED |  | Federally-Regulated Consumer Product | 11/07/2017 |  | 03/04/2020
Fanimation | Fanimation | MAD7912BL | True |  | V | Yes | 3006 | 3 | 1002 |  |  |  | 7695 | 34 | 226 | [5 empty] | LED |  | Federally-Regulated Consumer Product | 11/07/2017 |  | 03/04/2020
Fanimation | Fanimation | MAD7912GR | True |  | V | Yes | 3006 | 3 | 1002 |  |  |  | 7695 | 34 | 226 | [5 empty] | LED |  | Federally-Regulated Consumer Product | 11/07/2017 |  | 03/04/2020
Fanimation | Fanimation | MAD7912GZ | True |  | V | Yes | 3006 | 3 | 1002 |  |  |  | 7695 | 34 | 226 | [5 empty] | LED |  | Federally-Regulated Consumer Product | 11/07/2017 |  | 03/04/2020
Kichler Lighting | Kichler | 300001*** | True |  | 3 | Yes | 2157 | 14 | 154 |  |  |  | 4897 | 58 | 84 | [5 empty] | Incandescent |  | Federally-Regulated Consumer Product | 11/07/2017 |  | 03/04/2020
Kichler Lighting | Kichler | 300026*** | True |  | 3 | Yes | 1744 | 12 | 145 |  |  |  | 5063 | 58 | 87 | [5 empty] | LED |  | Federally-Regulated Consumer Product | 11/07/2017 |  | 03/04/2020
Kichler Lighting | Kichler | 300120*** | True |  | 3 | Yes | 1780 | 9 | 198 |  |  |  | 5296 | 71 | 75 | [5 empty] | Incandescent |  | Federally-Regulated Consumer Product | 11/07/2017 |  | 03/04/2020
Kichler Lighting | Kichler | 300158*** | True |  | 3 | Yes | 2028 | 10 | 203 |  |  |  | 5276 | 60 | 88 | [5 empty] | Incandescent |  | Federally-Regulated Consumer Product | 11/07/2017 |  | 03/04/2020
Kichler Lighting | Kichler | 300160*** | True |  | 6 | Yes | 2147 | 5 | 429 |  |  |  | 5236 | 32 | 164 | [5 empty] | None |  | Federally-Regulated Consumer Product | 11/07/2017 |  | 03/04/2020
Kichler Lighting | Kichler | 300163*** | True |  | 6 | Yes | 2090 | 4 | 522 |  |  |  | 6058 | 33 | 184 | [5 empty] | Other |  | Federally-Regulated Consumer Product | 11/07/2017 |  | 03/04/2020
Kichler Lighting | Kichler | 300167*** | True |  | 3 | Yes | 1860 | 14 | 133 |  |  |  | 6290 | 88 | 71 | [5 empty] | Other |  | Federally-Regulated Consumer Product | 11/07/2017 |  | 03/04/2020
Kichler Lighting | Kichler | 300168*** | True |  | 6 | Yes | 1826 | 4 | 456 |  |  |  | 5780 | 31 | 186 | [5 empty] | None |  | Federally-Regulated Consumer Product | 11/07/2017 |  | 03/04/2020
Kichler Lighting | Kichler | 300175*** | True |  | 3 | Yes | 1629 | 12 | 136 |  |  |  | 4470 | 55 | 81 | [5 empty] | Other |  | Federally-Regulated Consumer Product | 11/07/2017 |  | 03/04/2020
Kichler Lighting | Kichler | 300176*** | True |  | 3 | Yes | 1746 | 13 | 134 |  |  |  | 4366 | 56 | 78 | [5 empty] | Other |  | Federally-Regulated Consumer Product | 11/07/2017 |  | 03/04/2020
Kichler Lighting | Kichler | 300178*** | True |  | 3 | Yes | 1765 | 12 | 147 |  |  |  | 4883 | 57 | 86 | [5 empty] | None |  | Federally-Regulated Consumer Product | 11/07/2017 |  | 03/04/2020
Kichler Lighting | Kichler | 300179*** | True |  | 3 | Yes | 1784 | 11 | 162 |  |  |  | 5030 | 63 | 80 | [5 empty] | Incandescent |  | Federally-Regulated Consumer Product | 11/07/2017 |  | 03/04/2020
Kichler Lighting | Kichler | 300181*** | True |  | 6 | Yes | 1934 | 3 | 645 |  |  |  | 5891 | 32 | 184 | [5 empty] | Fluorescent |  | Federally-Regulated Consumer Product | 11/07/2017 |  | 03/04/2020
Kichler Lighting | Kichler | 300185*** | True |  | 3 | Yes | 1853 | 14 | 132 |  |  |  | 4845 | 66 | 73 | [5 empty] | None |  | Federally-Regulated Consumer Product | 11/07/2017 |  | 03/04/2020
Kichler Lighting | Kichler | 300188*** | True |  | 3 | Yes | 3772 | 22 | 171 |  |  |  | 8060 | 82 | 98 | [5 empty] | None |  | Federally-Regulated Consumer Product | 11/07/2017 |  | 03/04/2020
Kichler Lighting | Kichler | 300192*** | True |  | 3 | Yes | 3386 | 24 | 141 |  |  |  | 6804 | 80 | 85 | [5 empty] | LED |  | Federally-Regulated Consumer Product | 11/07/2017 |  | 03/04/2020
Kichler Lighting | Kichler | 300239*** | True |  | 6 | Yes | 1797 | 4 | 449 |  |  |  | 6306 | 30 | 210 | [5 empty] | LED |  | Federally-Regulated Consumer Product | 11/07/2017 |  | 03/04/2020
Kichler Lighting | Kichler | 300243*** | True |  | 3 | Yes | 1642 | 11 | 149 |  |  |  | 4315 | 64 | 67 | [5 empty] | None |  | Federally-Regulated Consumer Product | 11/07/2017 |  | 03/04/2020
Fanim Industries | Fanimation Studio Collection | LP8147SLBL | True |  | V | Yes | 3155 | 2 | 1577 |  |  |  | 10032 | 35 | 286 | [5 empty] | LED |  | Federally-Regulated Consumer Product | 11/08/2017 |  | 03/04/2020
Fanim Industries | Fanimation Studio Collection | LP8147SLBNBL | True |  | V | Yes | 3155 | 2 | 1577 |  |  |  | 10032 | 35 | 286 | [5 empty] | LED |  | Federally-Regulated Consumer Product | 11/08/2017 |  | 03/04/2020
Kichler Lighting | Kichler | 300300*** | True |  | 6 | Yes | 2427 | 2 | 1213 |  |  |  | 7154 | 32 | 224 | [5 empty] | LED |  | Federally-Regulated Consumer Product | 11/08/2017 |  | 03/04/2020
Kichler Lighting | Kichler | 300301*** | True |  | 6 | Yes | 2898 | 4 | 724 |  |  |  | 9787 | 33 | 297 | [5 empty] | LED |  | Federally-Regulated Consumer Product | 11/08/2017 |  | 03/04/2020
Kichler Lighting | Kichler | 300302*** | True |  | 6 | Yes | 4614 | 3 | 1538 |  |  |  | 12854 | 31 | 415 | [5 empty] | LED |  | Federally-Regulated Consumer Product | 11/08/2017 |  | 03/04/2020
Fanim Industries | Fanimation Studio Collection | LP8177LBLW | True |  | 3 | Yes | 2129 | 14 | 152 |  |  |  | 4222 | 49 | 86 | [5 empty] | LED |  | Federally-Regulated Consumer Product | 11/09/2017 |  | 03/04/2020
Fanim Industries | Fanimation Studio Collection | LP8177LMWW | True |  | 3 | Yes | 2129 | 14 | 152 |  |  |  | 4222 | 49 | 86 | [5 empty] | LED |  | Federally-Regulated Consumer Product | 11/09/2017 |  | 03/04/2020
Fanim Industries | Fanimation Studio Collection | LP8177LSLW | True |  | 3 | Yes | 2129 | 14 | 152 |  |  |  | 4222 | 49 | 86 | [5 empty] | LED |  | Federally-Regulated Consumer Product | 11/09/2017 |  | 03/04/2020
Fanim Industries | Fanimation Studio Collection | LP8068LAZ | True |  | 3 | Yes | 2137 | 12 | 178 |  |  |  | 5396 | 65 | 83 | [5 empty] | LED |  | Federally-Regulated Consumer Product | 11/09/2017 |  | 03/04/2020
Fanim Industries | Fanimation Studio Collection | LP8068LBN | True |  | 3 | Yes | 2137 | 12 | 178 |  |  |  | 5396 | 65 | 83 | [5 empty] | LED |  | Federally-Regulated Consumer Product | 11/09/2017 |  | 03/04/2020
Fanim Industries | Fanimation Studio Collection | LP8068LMW | True |  | 3 | Yes | 2137 | 12 | 178 |  |  |  | 5396 | 65 | 83 | [5 empty] | LED |  | Federally-Regulated Consumer Product | 11/09/2017 |  | 03/04/2020
Fanim Industries | Fanimation Studio Collection | LP8066LBL | True |  | 3 | Yes | 1728 | 9 | 192 |  |  |  | 4638 | 43 | 107 | [5 empty] | LED |  | Federally-Regulated Consumer Product | 11/09/2017 |  | 03/04/2020
Fanim Industries | Fanimation Studio Collection | LP8066LBN | True |  | 3 | Yes | 1728 | 9 | 192 |  |  |  | 4638 | 43 | 107 | [5 empty] | LED |  | Federally-Regulated Consumer Product | 11/09/2017 |  | 03/04/2020
Fanim Industries | Fanimation Studio Collection | LP8066LGR | True |  | 3 | Yes | 1728 | 9 | 192 |  |  |  | 4638 | 43 | 107 | [5 empty] | LED |  | Federally-Regulated Consumer Product | 11/09/2017 |  | 03/04/2020
Fanim Industries | Fanimation Studio Collection | LP8365LBI | True |  | 3 | Yes | 2034 | 12 | 169 |  |  |  | 4915 | 53 | 92 | [5 empty] | None |  | Federally-Regulated Consumer Product | 11/09/2017 |  | 03/04/2020
Fanim Industries | Fanimation Studio Collection | LP8293LAZ | True |  | V | Yes | 1751 | 2 | 875 |  |  |  | 6455 | 31 | 208 | [5 empty] | Other |  | Federally-Regulated Consumer Product | 11/09/2017 |  | 03/04/2020
Fanim Industries | Fanimation Studio Collection | LP8293LBN | True |  | V | Yes | 1751 | 2 | 875 |  |  |  | 6455 | 31 | 208 | [5 empty] | Other |  | Federally-Regulated Consumer Product | 11/09/2017 |  | 03/04/2020
Fanim Industries | Fanimation Studio Collection | LP8294LBN | True |  | V | Yes | 1450 | 2 | 725 |  |  |  | 5719 | 17 | 336 | [5 empty] | Other |  | Federally-Regulated Consumer Product | 11/09/2017 |  | 03/04/2020
Fanim Industries | Fanimation Studio Collection | LP8277LBL | True |  | 3 | Yes | 2418 | 14 | 172 |  |  |  | 4889 | 51 | 95 | [5 empty] | LED |  | Federally-Regulated Consumer Product | 11/09/2017 |  | 03/04/2020
Fanim Industries | Fanimation Studio Collection | LP8277LMW | True |  | 3 | Yes | 2418 | 14 | 172 |  |  |  | 4889 | 51 | 95 | [5 empty] | LED |  | Federally-Regulated Consumer Product | 11/09/2017 |  | 03/04/2020
HKC - Hong Kong China Electric Appliance | Harbor Breeze | 41125 | True |  | 3 | Yes | 207 | 9 | 23 |  |  |  | 2776 | 52 | 53 | [5 empty] | LED |  | Federally-Regulated Consumer Product | 11/09/2017 |  | 03/04/2020
Kichler Lighting | Kichler | 330330*** | True |  | 3 | Yes | 2076 | 10 | 208 |  |  |  | 5509 | 59 | 93 | [5 empty] | LED |  | Federally-Regulated Consumer Product | 11/14/2017 |  | 03/04/2020
HKC - Hong Kong China Electric Appliance | Seasons | 269722 | True |  | 3 | Yes | 716 | 10 | 71 |  |  |  | 2947 | 56 | 52 | [5 empty] | LED |  | Federally-Regulated Consumer Product | 11/14/2017 |  | 03/04/2020
HKC - Hong Kong China Electric Appliance | Seasons | 269723 | True |  | 4 | Yes | 1211 | 12 | 100 |  |  |  | 2876 | 51 | 56 | [5 empty] | LED |  | Federally-Regulated Consumer Product | 11/14/2017 |  | 03/04/2020
HKC - Hong Kong China Electric Appliance | Seasons | 269726 | True |  | 7 | Yes | 400 | 11 | 36 |  |  |  | 1989 | 52 | 38 | [5 empty] | LED |  | Federally-Regulated Consumer Product | 11/14/2017 |  | 03/04/2020
HKC - Hong Kong China Electric Appliance | Seasons | 269721 | True |  | 8 | Yes | 1471 | 10 | 147 |  |  |  | 3833 | 55 | 69 | [5 empty] | LED |  | Federally-Regulated Consumer Product | 11/14/2017 |  | 03/04/2020
HKC - Hong Kong China Electric Appliance | Harbor Breeze | 915379 | True |  | 3 | Yes | 1245 | 12 | 103 |  |  |  | 3021 | 53 | 57 | [5 empty] | LED |  | Federally-Regulated Consumer Product | 11/14/2017 |  | 03/04/2020
Kichler Lighting | Kichler | 300199*** | True |  | 3 | Yes | 555 | 13 | 43 |  |  |  | 2424 | 61 | 40 | [5 empty] | None |  | Federally-Regulated Consumer Product | 11/14/2017 |  | 03/04/2020
Kichler Lighting | Kichler | 300427*** | True |  | 3 | Yes | 1539 | 12 | 128 |  |  |  | 5331 | 67 | 80 | [5 empty] | Compact Flourescent |  | Federally-Regulated Consumer Product | 11/14/2017 |  | 03/04/2020
Kichler Lighting | Kichler | 300700*** | True |  | 6 | Yes | 2752 | 4 | 688 |  |  |  | 6467 | 36 | 180 | [5 empty] | LED |  | Federally-Regulated Consumer Product | 11/14/2017 |  | 03/04/2020
Kichler Lighting | Kichler | 300702*** | True |  | 3 | Yes | 1395 | 11 | 127 |  |  |  | 6258 | 82 | 76 | [5 empty] | LED |  | Federally-Regulated Consumer Product | 11/14/2017 |  | 03/04/2020
Kichler Lighting | Kichler | 300704*** | True |  | 6 | Yes | 1395 | 2 | 697 |  |  |  | 2813 | 28 | 100 | [5 empty] | LED |  | Federally-Regulated Consumer Product | 11/14/2017 |  | 03/04/2020
Kichler Lighting | Kichler | 300706*** | True |  | 6 | Yes | 2902 | 3 | 967 |  |  |  | 7587 | 34 | 223 | [5 empty] | LED |  | Federally-Regulated Consumer Product | 11/14/2017 |  | 03/04/2020
Kichler Lighting | Kichler | 300708*** | True |  | 6 | Yes | 1823 | 2 | 911 |  |  |  | 6805 | 32 | 213 | [5 empty] | LED |  | Federally-Regulated Consumer Product | 11/14/2017 |  | 03/04/2020
Kichler Lighting | Kichler | 300710*** | True |  | 6 | Yes | 1358 | 2 | 679 |  |  |  | 4879 | 17 | 287 | [5 empty] | LED |  | Federally-Regulated Consumer Product | 11/14/2017 |  | 03/04/2020
Kichler Lighting | Kichler | 310101*** | True |  | 3 | Yes | 1402 | 12 | 117 |  |  |  | 4025 | 53 | 76 | [5 empty] | Other |  | Federally-Regulated Consumer Product | 11/14/2017 |  | 03/04/2020
Kichler Lighting | Kichler | 310102*** | True |  | 3 | Yes | 1638 | 13 | 126 |  |  |  | 4771 | 62 | 77 | [5 empty] | Other |  | Federally-Regulated Consumer Product | 11/14/2017 |  | 03/04/2020
Kichler Lighting | Kichler | 310103*** | True |  | 3 | Yes | 1592 | 11 | 145 |  |  |  | 5532 | 82 | 67 | [5 empty] | None |  | Federally-Regulated Consumer Product | 11/14/2017 |  | 03/04/2020
Kichler Lighting | Kichler | 310104*** | True |  | 3 | Yes | 1330 | 8 | 166 |  |  |  | 4955 | 62 | 80 | [5 empty] | Other |  | Federally-Regulated Consumer Product | 11/14/2017 |  | 03/04/2020
Kichler Lighting | Kichler | 310112*** | True |  | 6 | Yes | 2239 | 6 | 373 |  |  |  | 5133 | 31 | 166 | [5 empty] | None |  | Federally-Regulated Consumer Product | 11/14/2017 |  | 03/04/2020
Kichler Lighting | Kichler | 310115*** | True |  | 6 | Yes | 2864 | 4 | 716 |  |  |  | 7744 | 33 | 235 | [5 empty] | None |  | Federally-Regulated Consumer Product | 11/14/2017 |  | 03/04/2020
Kichler Lighting | Kichler | 310117*** | True |  | 3 | Yes | 2241 | 17 | 132 |  |  |  | 6282 | 71 | 88 | [5 empty] | Incandescent |  | Federally-Regulated Consumer Product | 11/14/2017 |  | 03/04/2020
Kichler Lighting | Kichler | 310128*** | True |  | 3 | Yes | 1854 | 10 | 185 |  |  |  | 6176 | 73 | 85 | [5 empty] | None |  | Federally-Regulated Consumer Product | 11/14/2017 |  | 03/04/2020
Kichler Lighting | Kichler | 310131*** | True |  | 3 | Yes | 1908 | 12 | 159 |  |  |  | 4899 | 57 | 86 | [5 empty] | Compact Flourescent |  | Federally-Regulated Consumer Product | 11/14/2017 |  | 03/04/2020
Kichler Lighting | Kichler | 310144*** | True |  | 3 | Yes | 1584 | 11 | 144 |  |  |  | 3535 | 48 | 74 | [5 empty] | None |  | Federally-Regulated Consumer Product | 11/14/2017 |  | 03/04/2020
Kichler Lighting | Kichler | 310150*** | True |  | 3 | Yes | 2244 | 13 | 173 |  |  |  | 6210 | 75 | 83 | [5 empty] | None |  | Federally-Regulated Consumer Product | 11/14/2017 |  | 03/04/2020
Kichler Lighting | Kichler | 310192*** | True |  | 3 | Yes | 1588 | 9 | 176 |  |  |  | 5481 | 71 | 77 | [5 empty] | None |  | Federally-Regulated Consumer Product | 11/14/2017 |  | 03/04/2020
Kichler Lighting | Kichler | 310215*** | True |  | 3 | Yes | 30 | 9 | 3 |  |  |  | 351 | 33 | 11 | [5 empty] | LED |  | Federally-Regulated Consumer Product | 11/14/2017 |  | 03/04/2020
Kichler Lighting | Kichler | 310700*** | True |  | 6 | Yes | 2236 | 2 | 1118 |  |  |  | 7656 | 33 | 232 | [5 empty] | LED |  | Federally-Regulated Consumer Product | 11/14/2017 |  | 03/04/2020
Kichler Lighting | Kichler | 320500*** | True |  | 3 | Yes | 1876 | 10 | 188 |  |  |  | 6231 | 73 | 85 | [5 empty] | None |  | Federally-Regulated Consumer Product | 11/14/2017 |  | 03/04/2020
Kichler Lighting | Kichler | 330002*** | True |  | 3 | Yes | 1980 | 15 | 132 |  |  |  | 4811 | 59 | 81 | [5 empty] | LED |  | Federally-Regulated Consumer Product | 11/14/2017 |  | 03/04/2020
Kichler Lighting | Kichler | 330005*** | True |  | 3 | Yes | 1700 | 14 | 121 |  |  |  | 4252 | 62 | 69 | [5 empty] | LED |  | Federally-Regulated Consumer Product | 11/14/2017 |  | 03/04/2020
Kichler Lighting | Kichler | 330010*** | True |  | 4 | Yes | 1695 | 8 | 212 |  |  |  | 10253 | 100 | 102 | [5 empty] | None |  | Federally-Regulated Consumer Product | 11/14/2017 |  | 03/04/2020
Gracezone Marketing Singapore Pte Ltd | MODEL9 | GQF-7 | True |  | V | Yes | 7696 | 7 | 1099 |  |  |  | 24500 | 97 | 253 | [5 empty] | None |  | Federally-Regulated Commercial & Industrial Equipment | 11/21/2017 |  | 03/04/2020
Litex Industries | Harbor Breeze | TG44OSB3D1RC | True |  | 3 | Yes | 2313 | 15 | 151 |  |  |  | 3965 | 45 | 88 | [5 empty] | LED |  | Federally-Regulated Consumer Product | 11/27/2017 |  | 03/04/2020
Litex Industries | Harbor Breeze | TG44LW3D1RC | True |  | 3 | Yes | 2313 | 15 | 151 |  |  |  | 3965 | 45 | 88 | [5 empty] | LED |  | Federally-Regulated Consumer Product | 11/27/2017 |  | 03/04/2020
HKC - Hong Kong China Electric Appliance | Harbor Breeze | 807432 | True |  | 3 | Yes | 1020 | 10 | 102 |  |  |  | 2525 | 54 | 46 | [5 empty] | LED |  | Federally-Regulated Consumer Product | 11/27/2017 |  | 03/04/2020
HKC - Hong Kong China Electric Appliance | Harbor Breeze | 732082 | True |  | 3 | Yes | 1020 | 10 | 102 |  |  |  | 2525 | 54 | 46 | [5 empty] | LED |  | Federally-Regulated Consumer Product | 11/27/2017 |  | 03/04/2020
HKC - Hong Kong China Electric Appliance | Harbor Breeze | 807429 | True |  | 3 | Yes | 1020 | 10 | 102 |  |  |  | 2525 | 54 | 46 | [5 empty] | LED |  | Federally-Regulated Consumer Product | 11/27/2017 |  | 03/04/2020
HKC - Hong Kong China Electric Appliance | Harbor Breeze | 807433 | True |  | 3 | Yes | 1020 | 10 | 102 |  |  |  | 2525 | 54 | 46 | [5 empty] | LED |  | Federally-Regulated Consumer Product | 11/27/2017 |  | 03/04/2020
HKC - Hong Kong China Electric Appliance | Harbor Breeze | 807434 | True |  | 3 | Yes | 735 | 69 | 10 |  |  |  | 3079 | 59 | 52 | [5 empty] | LED |  | Federally-Regulated Consumer Product | 11/27/2017 |  | 03/04/2020
HKC - Hong Kong China Electric Appliance | Harbor Breeze | 407430 | True |  | 3 | Yes | 735 | 69 | 10 |  |  |  | 3079 | 59 | 52 | [5 empty] | LED |  | Federally-Regulated Consumer Product | 11/27/2017 |  | 03/04/2020
HKC - Hong Kong China Electric Appliance | Harbor Breeze | 807435 | True |  | 3 | Yes | 735 | 69 | 10 |  |  |  | 3079 | 59 | 52 | [5 empty] | LED |  | Federally-Regulated Consumer Product | 11/27/2017 |  | 03/04/2020
HKC - Hong Kong China Electric Appliance | Harbor Breeze | 807427 | True |  | 3 | Yes | 179 | 4 | 44 |  |  |  | 2834 | 59 | 48 | [5 empty] | LED |  | Federally-Regulated Consumer Product | 11/27/2017 |  | 03/04/2020
HKC - Hong Kong China Electric Appliance | Harbor Breeze | 803775 | True |  | 3 | Yes | 179 | 4 | 44 |  |  |  | 2834 | 59 | 48 | [5 empty] | LED |  | Federally-Regulated Consumer Product | 11/27/2017 |  | 03/04/2020
HKC - Hong Kong China Electric Appliance | Harbor Breeze | 721899 | True |  | 3 | Yes | 179 | 4 | 44 |  |  |  | 2834 | 59 | 48 | [5 empty] | LED |  | Federally-Regulated Consumer Product | 11/27/2017 |  | 03/04/2020
Litex Industries | Litex | TLEII44BNK5L | True |  | 3 | Yes | 2479 | 19 | 130 |  |  |  | 4204 | 54 | 78 | [5 empty] | Other |  | Federally-Regulated Consumer Product | 11/27/2017 |  | 03/04/2020
Litex Industries | Litex | TLEII44OSB5L | True |  | 3 | Yes | 2479 | 19 | 130 |  |  |  | 4204 | 54 | 78 | [5 empty] | Other |  | Federally-Regulated Consumer Product | 11/27/2017 |  | 03/04/2020
Litex Industries | Litex | TLEII52BNK5L | True |  | 3 | Yes | 2693 | 19 | 142 |  |  |  | 4964 | 62 | 80 | [5 empty] | Other |  | Federally-Regulated Consumer Product | 11/27/2017 |  | 03/04/2020
Litex Industries | Litex | TLEII52OSB5L | True |  | 3 | Yes | 2693 | 19 | 142 |  |  |  | 4964 | 62 | 80 | [5 empty] | Other |  | Federally-Regulated Consumer Product | 11/27/2017 |  | 03/04/2020
Litex Industries | Litex | CAF48BNK5LRC | True |  | 3 | Yes | 2580 | 19 | 136 |  |  |  | 4873 | 64 | 76 | [5 empty] | Other |  | Federally-Regulated Consumer Product | 11/27/2017 |  | 03/04/2020
Litex Industries | Litex | CAF48OSB5LRC | True |  | 3 | Yes | 2580 | 19 | 136 |  |  |  | 4873 | 64 | 76 | [5 empty] | Other |  | Federally-Regulated Consumer Product | 11/27/2017 |  | 03/04/2020
Litex Industries | Litex | CAF48LW5LRC | True |  | 3 | Yes | 2580 | 19 | 136 |  |  |  | 4873 | 64 | 76 | [5 empty] | Other |  | Federally-Regulated Consumer Product | 11/27/2017 |  | 03/04/2020
Litex Industries | Litex | CAF56LW5LRC | True |  | 3 | Yes | 2964 | 19 | 156 |  |  |  | 6596 | 81 | 81 | [5 empty] | Other |  | Federally-Regulated Consumer Product | 11/27/2017 |  | 03/04/2020
Litex Industries | Litex | WK44NWZ5L1 | True |  | 3 | Yes | 2024 | 10 | 202 |  |  |  | 4312 | 44 | 98 | [5 empty] | Other |  | Federally-Regulated Consumer Product | 11/27/2017 |  | 03/04/2020
Litex Industries | Litex | WK44LW5L1 | True |  | 3 | Yes | 2024 | 10 | 202 |  |  |  | 4312 | 44 | 98 | [5 empty] | Other |  | Federally-Regulated Consumer Product | 11/27/2017 |  | 03/04/2020
Litex Industries | Litex | WK52LW5L1 | True |  | 3 | Yes | 1828 | 14 | 130 |  |  |  | 4576 | 63 | 72 | [5 empty] | Other |  | Federally-Regulated Consumer Product | 11/27/2017 |  | 03/04/2020
Litex Industries | Litex | WCK44NWZ5L1 | True |  | 3 | Yes | 1707 | 10 | 171 |  |  |  | 3709 | 47 | 79 | [5 empty] | Other |  | Federally-Regulated Consumer Product | 11/27/2017 |  | 03/04/2020
Litex Industries | Harbor Breeze | FW60AGV3LR | True |  | 3 | Yes | 1726 | 10 | 173 |  |  |  | 5981 | 70 | 85 | [5 empty] | LED |  | Federally-Regulated Consumer Product | 11/28/2017 |  | 03/04/2020
Summer Wind International, Ltd. | Home Decorators Collection | 54664 | True |  | 3 | Yes | 2456 | 14 | 175 |  |  |  | 5833 | 62 | 94 | [5 empty] | LED |  | Federally-Regulated Consumer Product | 12/04/2017 |  | 03/04/2020
HKC - Hong Kong China Electric Appliance | Portage Bay | 50251 | True |  | 3 | Yes | 188 | 11 | 17 |  |  |  | 931 | 57 | 16 | [5 empty] | LED |  | Federally-Regulated Consumer Product | 12/06/2017 |  | 03/04/2020
HKC - Hong Kong China Electric Appliance | Portage Bay | 50252 | True |  | 3 | Yes | 188 | 11 | 17 |  |  |  | 931 | 57 | 16 | [5 empty] | LED |  | Federally-Regulated Consumer Product | 12/06/2017 |  | 03/04/2020
HKC - Hong Kong China Electric Appliance | Portage Bay | 50254 | True |  | 3 | Yes | 188 | 11 | 17 |  |  |  | 931 | 57 | 16 | [5 empty] | LED |  | Federally-Regulated Consumer Product | 12/06/2017 |  | 03/04/2020
HKC - Hong Kong China Electric Appliance | Portage Bay | 50256 | True |  | 4 | Yes | 1400 | 11 | 127 |  |  |  | 4004 | 60 | 66 | [5 empty] | LED |  | Federally-Regulated Consumer Product | 12/06/2017 |  | 03/04/2020
King of Fans | Hampton Bay | 52-TV | True |  | 3 | Yes | 1584 | 12 | 132 |  |  |  | 4575 | 64 | 71 | [5 empty] | Incandescent |  | Federally-Regulated Consumer Product | 12/07/2017 |  | 03/04/2020
Kichler Lighting | Kichler | 330013*** | True |  | 3 | Yes | 2156 | 16 | 135 |  |  |  | 4966 | 66 | 75 | [5 empty] | LED |  | Federally-Regulated Consumer Product | 12/08/2017 |  | 03/04/2020
Kichler Lighting | Kichler | 330100*** | True |  | 3 | Yes | 1552 | 10 | 155 |  |  |  | 4596 | 66 | 70 | [5 empty] | None |  | Federally-Regulated Consumer Product | 12/08/2017 |  | 03/04/2020
Kichler Lighting | Kichler | 330103*** | True |  | 3 | Yes | 1586 | 10 | 159 |  |  |  | 4657 | 67 | 69 | [5 empty] | Compact Flourescent |  | Federally-Regulated Consumer Product | 12/08/2017 |  | 03/04/2020
Kichler Lighting | Kichler | 330110*** | True |  | 3 | Yes | 1491 | 10 | 149 |  |  |  | 4443 | 69 | 64 | [5 empty] | Incandescent |  | Federally-Regulated Consumer Product | 12/08/2017 |  | 03/04/2020
Kichler Lighting | Kichler | 330171*** | True |  | 3 | Yes | 1720 | 13 | 132 |  |  |  | 3482 | 47 | 74 | [5 empty] | LED |  | Federally-Regulated Consumer Product | 12/08/2017 |  | 03/04/2020
Kichler Lighting | Kichler | 330174*** | True |  | 3 | Yes | 1368 | 8 | 171 |  |  |  | 4051 | 54 | 75 | [5 empty] | LED |  | Federally-Regulated Consumer Product | 12/08/2017 |  | 03/04/2020
Kichler Lighting | Kichler | 330180*** | True |  | 3 | Yes | 2834 | 23 | 123 |  |  |  | 5476 | 72 | 76 | [5 empty] | LED |  | Federally-Regulated Consumer Product | 12/08/2017 |  | 03/04/2020
Kichler Lighting | Kichler | 330241*** | True |  | 3 | Yes | 1455 | 11 | 132 |  |  |  | 3402 | 48 | 71 | [5 empty] | None |  | Federally-Regulated Consumer Product | 12/08/2017 |  | 03/04/2020
Kichler Lighting | Kichler | 330242*** | True |  | 3 | Yes | 1595 | 13 | 123 |  |  |  | 4411 | 67 | 66 | [5 empty] | None |  | Federally-Regulated Consumer Product | 12/08/2017 |  | 03/04/2020
Kichler Lighting | Kichler | 330243*** | True |  | 3 | Yes | 2008 | 15 | 134 |  |  |  | 5190 | 67 | 77 | [5 empty] | None |  | Federally-Regulated Consumer Product | 12/08/2017 |  | 03/04/2020
Kichler Lighting | Kichler | 330247*** | True |  | 3 | Yes | 1387 | 10 | 139 |  |  |  | 4593 | 71 | 65 | [5 empty] | None |  | Federally-Regulated Consumer Product | 12/08/2017 |  | 03/04/2020
Kichler Lighting | Kichler | 330248*** | True |  | 3 | Yes | 1819 | 10 | 182 |  |  |  | 5283 | 69 | 77 | [5 empty] | Incandescent |  | Federally-Regulated Consumer Product | 12/08/2017 |  | 03/04/2020
Kichler Lighting | Kichler | 330249*** | True |  | 3 | Yes | 2580 | 22 | 117 |  |  |  | 5404 | 70 | 77 | [5 empty] | None |  | Federally-Regulated Consumer Product | 12/08/2017 |  | 03/04/2020
Kichler Lighting | Kichler | 330250*** | True |  | 3 | Yes | 1892 | 14 | 135 |  |  |  | 5366 | 71 | 76 | [5 empty] | Incandescent |  | Federally-Regulated Consumer Product | 12/08/2017 |  | 03/04/2020
Kichler Lighting | Kichler | 337018*** | True |  | 3 | Yes | 1847 | 17 | 109 |  |  |  | 4013 | 60 | 67 | [5 empty] | None |  | Federally-Regulated Consumer Product | 12/08/2017 |  | 03/04/2020
Kichler Lighting | Kichler | 339011*** | True |  | 3 | Yes | 1533 | 11 | 139 |  |  |  | 3979 | 49 | 81 | [5 empty] | None |  | Federally-Regulated Consumer Product | 12/08/2017 |  | 03/04/2020
Kichler Lighting | Kichler | 339013*** | True |  | 3 | Yes | 1448 | 11 | 132 |  |  |  | 4889 | 73 | 67 | [5 empty] | None |  | Federally-Regulated Consumer Product | 12/08/2017 |  | 03/04/2020
Kichler Lighting | Kichler | 339017*** | True |  | 3 | Yes | 1170 | 10 | 117 |  |  |  | 2981 | 57 | 52 | [5 empty] | None |  | Federally-Regulated Consumer Product | 12/08/2017 |  | 03/04/2020
Kichler Lighting | Kichler | 339022*** | True |  | 3 | Yes | 594 | 9 | 66 |  |  |  | 2511 | 54 | 46 | [5 empty] | None |  | Federally-Regulated Consumer Product | 12/08/2017 |  | 03/04/2020
Kichler Lighting | Kichler | 339211*** | True |  | 3 | Yes | 1598 | 11 | 145 |  |  |  | 3832 | 49 | 78 | [5 empty] | Incandescent |  | Federally-Regulated Consumer Product | 12/08/2017 |  | 03/04/2020
Kichler Lighting | Kichler | 339213*** | True |  | 3 | Yes | 1590 | 11 | 144 |  |  |  | 4903 | 72 | 68 | [5 empty] | Incandescent |  | Federally-Regulated Consumer Product | 12/08/2017 |  | 03/04/2020
Kichler Lighting | Kichler | 339240*** | True |  | 3 | Yes | 1392 | 10 | 139 |  |  |  | 4438 | 69 | 64 | [5 empty] | Compact Flourescent |  | Federally-Regulated Consumer Product | 12/08/2017 |  | 03/04/2020
Kichler Lighting | Kichler | 339400*** | True |  | 3 | Yes | 1558 | 11 | 142 |  |  |  | 3915 | 48 | 82 | [5 empty] | Incandescent |  | Federally-Regulated Consumer Product | 12/08/2017 |  | 03/04/2020
Kichler Lighting | Kichler | 339515*** | True |  | 3 | Yes | 1516 | 10 | 152 |  |  |  | 4870 | 67 | 73 | [5 empty] | None |  | Federally-Regulated Consumer Product | 12/08/2017 |  | 03/04/2020
Kichler Lighting | Kichler | 339529*** | True |  | 3 | Yes | 1602 | 12 | 133 |  |  |  | 4180 | 49 | 85 | [5 empty] | None |  | Federally-Regulated Consumer Product | 12/08/2017 |  | 03/04/2020
Kichler Lighting | Kichler | 330025*** | True |  | 4 | Yes | 3131 | 18 | 174 |  |  |  | 8666 | 91 | 95 | [5 empty] | None |  | Federally-Regulated Consumer Product | 12/08/2017 |  | 03/04/2020
King of Fans | Hampton Bay | 48-HVA | True |  | 3 | Yes | 1055 | 14 | 75 |  |  |  | 2930 | 63 | 47 | [5 empty] | LED |  | Federally-Regulated Consumer Product | 12/08/2017 |  | 03/04/2020
Minka Group | Minka Aire | F659-*** | True |  | 3 | Yes | 2226 | 10 | 223 |  |  |  | 6313 | 72 | 88 | [5 empty] | None |  | Federally-Regulated Consumer Product | 12/15/2017 |  | 03/04/2020
Vaxcel International Co., Ltd. | AirRyder | F0019 | True |  | 3 | Yes | 321 | 7 | 24 |  |  |  | 474 | 9 | 16 | [5 empty] | Incandescent |  | Federally-Regulated Consumer Product | 12/18/2017 |  | 03/04/2020
Vaxcel International Co., Ltd. | AirRyder | F0018 | True |  | 3 | Yes | 321 | 7 | 24 |  |  |  | 474 | 9 | 16 | [5 empty] | Incandescent |  | Federally-Regulated Consumer Product | 12/18/2017 |  | 03/04/2020
Vaxcel International Co., Ltd. | AirRyder | F0041 | True |  | 3 | Yes | 703 | 18 | 39 |  |  |  | 1413 | 49 | 29 | [5 empty] | None |  | Federally-Regulated Consumer Product | 12/18/2017 |  | 03/04/2020
Vaxcel International Co., Ltd. | AirRyder | FN52238OBB | True |  | 3 | Yes | 1853 | 13 | 139 |  |  |  | 4317 | 50 | 86 | [5 empty] | Incandescent |  | Federally-Regulated Consumer Product | 12/18/2017 |  | 03/04/2020
Vaxcel International Co., Ltd. | AirRyder | FN52239SN | True |  | 3 | Yes | 1853 | 13 | 139 |  |  |  | 4317 | 50 | 86 | [5 empty] | Incandescent |  | Federally-Regulated Consumer Product | 12/18/2017 |  | 03/04/2020
Vaxcel International Co., Ltd. | AirRyder | F0038 | True |  | 3 | Yes | 2035 | 16 | 127 |  |  |  | 4647 | 63 | 74 | [5 empty] | LED |  | Federally-Regulated Consumer Product | 12/18/2017 |  | 03/04/2020
Vaxcel International Co., Ltd. | AirRyder | F0039 | True |  | 3 | Yes | 2035 | 16 | 127 |  |  |  | 4647 | 63 | 74 | [5 empty] | LED |  | Federally-Regulated Consumer Product | 12/18/2017 |  | 03/04/2020
Vaxcel International Co., Ltd. | AirRyder | F0029 | True |  | 3 | Yes | 304 | 17 | 18 |  |  |  | 793 | 45 | 17 | [5 empty] | Incandescent |  | Federally-Regulated Consumer Product | 12/18/2017 |  | 03/04/2020
King of Fans | Harbor Breeze | 807420 | True |  | 3 | Yes | 1884 | 13 | 145 |  |  |  | 4343 | 69 | 62 | [5 empty] | LED |  | Federally-Regulated Consumer Product | 12/19/2017 |  | 03/04/2020
King of Fans | Harbor Breeze | 357400 | True |  | 3 | Yes | 1884 | 13 | 145 |  |  |  | 4343 | 69 | 62 | [5 empty] | LED |  | Federally-Regulated Consumer Product | 12/19/2017 |  | 03/04/2020
Vaxcel International Co., Ltd. | AirRyder | F0031 | True |  | V | Yes | 1645 | 3 | 548 |  |  |  | 4025 | 19 | 212 | [5 empty] | Other |  | Federally-Regulated Consumer Product | 12/20/2017 |  | 03/04/2020
Vaxcel International Co., Ltd. | AirRyder | F0034 | True |  | 3 | Yes | 1500 | 13 | 115 |  |  |  | 3539 | 56 | 63 | [5 empty] | Other |  | Federally-Regulated Consumer Product | 12/20/2017 |  | 03/04/2020
Vaxcel International Co., Ltd. | AirRyder | FN56312FP | True |  | 3 | Yes | 2580 | 22 | 117 |  |  |  | 5121 | 66 | 78 | [5 empty] | None |  | Federally-Regulated Consumer Product | 12/20/2017 |  | 03/04/2020
Vaxcel International Co., Ltd. | AirRyder | F0006 | True |  | 3 | Yes | 1932 | 13 | 149 |  |  |  | 5173 | 66 | 78 | [5 empty] | Compact Flourescent |  | Federally-Regulated Consumer Product | 12/20/2017 |  | 03/04/2020
Vaxcel International Co., Ltd. | AirRyder | F0014 | True |  | V | Yes | 1365 | 3 | 455 |  |  |  | 5295 | 33 | 160 | [5 empty] | None |  | Federally-Regulated Consumer Product | 12/20/2017 |  | 03/04/2020
Vaxcel International Co., Ltd. | AirRyder | F0015 | True |  | V | Yes | 2105 | 4 | 526 |  |  |  | 5487 | 32 | 171 | [5 empty] | Other |  | Federally-Regulated Consumer Product | 12/20/2017 |  | 03/04/2020
Vaxcel International Co., Ltd. | AirRyder | F0016 | True |  | V | Yes | 1365 | 3 | 455 |  |  |  | 5295 | 33 | 160 | [5 empty] | None |  | Federally-Regulated Consumer Product | 12/20/2017 |  | 03/04/2020
Vaxcel International Co., Ltd. | AirRyder | F0017 | True |  | V | Yes | 2105 | 4 | 526 |  |  |  | 5487 | 32 | 171 | [5 empty] | Other |  | Federally-Regulated Consumer Product | 12/20/2017 |  | 03/04/2020
Vaxcel International Co., Ltd. | AirRyder | FN52288NB | True |  | 3 | Yes | 2112 | 11 | 192 |  |  |  | 4942 | 50 | 99 | [5 empty] | None |  | Federally-Regulated Consumer Product | 12/20/2017 |  | 03/04/2020
Vaxcel International Co., Ltd. | AirRyder | FN52298NB | True |  | 3 | Yes | 2112 | 11 | 192 |  |  |  | 4942 | 50 | 99 | [5 empty] | None |  | Federally-Regulated Consumer Product | 12/20/2017 |  | 03/04/2020
Vaxcel International Co., Ltd. | AirRyder | F0043 | True |  | 3 | Yes | 2088 | 15 | 139 |  |  |  | 5152 | 70 | 74 | [5 empty] | LED |  | Federally-Regulated Consumer Product | 12/20/2017 |  | 03/04/2020
Vaxcel International Co., Ltd. | AirRyder | FN52243OBB | True |  | 3 | Yes | 1973 | 16 | 123 |  |  |  | 5305 | 77 | 69 | [5 empty] | Other |  | Federally-Regulated Consumer Product | 12/20/2017 |  | 03/04/2020
Vaxcel International Co., Ltd. | AirRyder | FN52241SN | True |  | 3 | Yes | 1973 | 16 | 123 |  |  |  | 5305 | 77 | 69 | [5 empty] | Other |  | Federally-Regulated Consumer Product | 12/20/2017 |  | 03/04/2020
Vaxcel International Co., Ltd. | AirRyder | F0030 | True |  | 3 | Yes | 1517 | 12 | 126 |  |  |  | 3768 | 61 | 62 | [5 empty] | Incandescent |  | Federally-Regulated Consumer Product | 12/20/2017 |  | 03/04/2020
Vaxcel International Co., Ltd. | AirRyder | F0033 | True |  | 3 | Yes | 1781 | 13 | 137 |  |  |  | 5350 | 74 | 72 | [5 empty] | Other |  | Federally-Regulated Consumer Product | 12/20/2017 |  | 03/04/2020
Vaxcel International Co., Ltd. | AirRyder | F0049 | True |  | 3 | Yes | 2072 | 16 | 130 |  |  |  | 5642 | 86 | 66 | [5 empty] | None |  | Federally-Regulated Consumer Product | 12/20/2017 |  | 03/04/2020
Vaxcel International Co., Ltd. | AirRyder | F0050 | True |  | V | Yes | 1597 | 4 | 399 |  |  |  | 5530 | 32 | 173 | [5 empty] | LED |  | Federally-Regulated Consumer Product | 12/20/2017 |  | 03/04/2020
Vaxcel International Co., Ltd. | AirRyder | F0051 | True |  | V | Yes | 2999 | 5 | 600 |  |  |  | 6647 | 32 | 208 | [5 empty] | LED |  | Federally-Regulated Consumer Product | 12/20/2017 |  | 03/04/2020
Vaxcel International Co., Ltd. | AirRyder | F0053 | True |  | 3 | Yes | 2249 | 16 | 141 |  |  |  | 5060 | 63 | 80 | [5 empty] | LED |  | Federally-Regulated Consumer Product | 12/20/2017 |  | 03/04/2020
Vaxcel International Co., Ltd. | AirRyder | F0032 | True |  | V | Yes | 1645 | 3 | 548 |  |  |  | 4025 | 19 | 212 | [5 empty] | Other |  | Federally-Regulated Consumer Product | 12/20/2017 |  | 03/04/2020
Vaxcel International Co., Ltd. | AirRyder | F0020 | True |  | 3 | Yes | 1500 | 13 | 115 |  |  |  | 3539 | 56 | 63 | [5 empty] | Other |  | Federally-Regulated Consumer Product | 12/20/2017 |  | 03/04/2020
Vaxcel International Co., Ltd. | AirRyder | F0024 | True |  | 3 | Yes | 1315 | 14 | 94 |  |  |  | 2871 | 43 | 67 | [5 empty] | Compact Flourescent |  | Federally-Regulated Consumer Product | 12/20/2017 |  | 03/04/2020
Vaxcel International Co., Ltd. | AirRyder | FN52288BS | True |  | 3 | Yes | 2112 | 11 | 192 |  |  |  | 4942 | 50 | 99 | [5 empty] | None |  | Federally-Regulated Consumer Product | 12/20/2017 |  | 03/04/2020
Vaxcel International Co., Ltd. | AirRyder | F0052 | True |  | 3 | Yes | 2249 | 16 | 141 |  |  |  | 5060 | 63 | 80 | [5 empty] | LED |  | Federally-Regulated Consumer Product | 12/20/2017 |  | 03/04/2020
Air Cool Industrial Co., Ltd. | Hampton Bay | AC-742(YG204-WH) | True |  | 3 | Yes | 1355 | 11 | 123 |  |  |  | 3085 | 51 | 60 | [5 empty] | None |  | Federally-Regulated Consumer Product | 12/20/2017 |  | 03/04/2020
King of Fans | Home Decorators Collection | 60-CARL | True |  | 3 | Yes | 2277 | 16 | 142 |  |  |  | 5460 | 69 | 79 | [5 empty] | LED |  | Federally-Regulated Consumer Product | 12/22/2017 |  | 03/04/2020
King of Fans | Home Decorators Collection | 60-ATO 94460 | True |  | 3 | Yes | 1776 | 9 | 197 |  |  |  | 6223 | 79 | 79 | [5 empty] | None |  | Federally-Regulated Consumer Product | 12/22/2017 |  | 03/04/2020
King of Fans | Home Decorators Collection | 987787 | True |  | 3 | Yes | 1776 | 9 | 197 |  |  |  | 6223 | 79 | 79 | [5 empty] | None |  | Federally-Regulated Consumer Product | 12/22/2017 |  | 03/04/2020
King of Fans | Home Decorators Collection | 68-ATR 94468 | True |  | 3 | Yes | 3813 | 26 | 147 |  |  |  | 8439 | 98 | 86 | [5 empty] | None |  | Federally-Regulated Consumer Product | 12/22/2017 |  | 03/04/2020
King of Fans | Home Decorators Collection | 904384 | True |  | 3 | Yes | 3813 | 26 | 147 |  |  |  | 8439 | 98 | 86 | [5 empty] | None |  | Federally-Regulated Consumer Product | 12/22/2017 |  | 03/04/2020
King of Fans | Home Decorators Collection | 70-Ajax | True |  | 3 | Yes | 4388 | 28 | 157 |  |  |  | 8137 | 91 | 89 | [5 empty] | LED |  | Federally-Regulated Consumer Product | 12/22/2017 |  | 03/04/2020
Visual Comfort & Company | Monte Carlo | 60SGX: | True |  | V | Yes | 3360 | 5 | 672 |  |  |  | 6948 | 32 | 217 | [5 empty] | LED |  | Federally-Regulated Consumer Product | 12/26/2017 |  | 03/04/2020
Visual Comfort & Company | Monte Carlo | SGX-L | True |  | V | Yes | 3360 | 5 | 672 |  |  |  | 6948 | 32 | 217 | [5 empty] | LED |  | Federally-Regulated Consumer Product | 12/26/2017 |  | 03/04/2020
Visual Comfort & Company | Monte Carlo | 60SGX-L | True |  | V | Yes | 3360 | 5 | 672 |  |  |  | 6948 | 32 | 217 | [5 empty] | LED |  | Federally-Regulated Consumer Product | 12/26/2017 |  | 03/04/2020
Visual Comfort & Company | Monte Carlo | EMPIRE DR | True |  | V | Yes | 3360 | 5 | 672 |  |  |  | 6948 | 32 | 217 | [5 empty] | LED |  | Federally-Regulated Consumer Product | 12/26/2017 |  | 03/04/2020
Visual Comfort & Company | Monte Carlo | 8EEDR60BSD | True |  | V | Yes | 3360 | 5 | 672 |  |  |  | 6948 | 32 | 217 | [5 empty] | LED |  | Federally-Regulated Consumer Product | 12/26/2017 |  | 03/04/2020
Visual Comfort & Company | Monte Carlo | 8EEDR60***** | True |  | V | Yes | 3360 | 5 | 672 |  |  |  | 6948 | 32 | 217 | [5 empty] | LED |  | Federally-Regulated Consumer Product | 12/26/2017 |  | 03/04/2020
Visual Comfort & Company | Monte Carlo | 64SGV: | True |  | V | Yes | 3122 | 3 | 1041 |  |  |  | 7866 | 32 | 246 | [5 empty] | LED |  | Federally-Regulated Consumer Product | 12/26/2017 |  | 03/04/2020
Visual Comfort & Company | Monte Carlo | 64SGV-L | True |  | V | Yes | 3122 | 3 | 1041 |  |  |  | 7866 | 32 | 246 | [5 empty] | LED |  | Federally-Regulated Consumer Product | 12/26/2017 |  | 03/04/2020
Visual Comfort & Company | Monte Carlo | 64SGV-L-D | True |  | V | Yes | 3122 | 3 | 1041 |  |  |  | 7866 | 32 | 246 | [5 empty] | LED |  | Federally-Regulated Consumer Product | 12/26/2017 |  | 03/04/2020
Visual Comfort & Company | Monte Carlo | 64AVVO | True |  | V | Yes | 3122 | 3 | 1041 |  |  |  | 7866 | 32 | 246 | [5 empty] | LED |  | Federally-Regulated Consumer Product | 12/26/2017 |  | 03/04/2020
Visual Comfort & Company | Monte Carlo | 3AVMR64KOAD | True |  | V | Yes | 3122 | 3 | 1041 |  |  |  | 7866 | 32 | 246 | [5 empty] | LED |  | Federally-Regulated Consumer Product | 12/26/2017 |  | 03/04/2020
Visual Comfort & Company | Monte Carlo | 3AVMR64RZWD | True |  | V | Yes | 3122 | 3 | 1041 |  |  |  | 7866 | 32 | 246 | [5 empty] | LED |  | Federally-Regulated Consumer Product | 12/26/2017 |  | 03/04/2020
Visual Comfort & Company | Monte Carlo | 3AVMR64GRYD | True |  | V | Yes | 3122 | 3 | 1041 |  |  |  | 7866 | 32 | 246 | [5 empty] | LED |  | Federally-Regulated Consumer Product | 12/26/2017 |  | 03/04/2020
Visual Comfort & Company | Monte Carlo | 3AVMR64QSD | True |  | V | Yes | 3122 | 3 | 1041 |  |  |  | 7866 | 32 | 246 | [5 empty] | LED |  | Federally-Regulated Consumer Product | 12/26/2017 |  | 03/04/2020
Visual Comfort & Company | Monte Carlo | 3AVMR64***** | True |  | V | Yes | 3122 | 3 | 1041 |  |  |  | 7866 | 32 | 246 | [5 empty] | LED |  | Federally-Regulated Consumer Product | 12/26/2017 |  | 03/04/2020
Visual Comfort & Company | Monte Carlo | 57NDH: | True |  | V | Yes | 2005 | 3 | 668 |  |  |  | 5624 | 27 | 208 | [5 empty] | LED |  | Federally-Regulated Consumer Product | 12/26/2017 |  | 03/04/2020
Visual Comfort & Company | Monte Carlo | NDH-1-L | True |  | V | Yes | 2005 | 3 | 668 |  |  |  | 5624 | 27 | 208 | [5 empty] | LED |  | Federally-Regulated Consumer Product | 12/26/2017 |  | 03/04/2020
Visual Comfort & Company | Monte Carlo | NDH-1-L-D | True |  | V | Yes | 2005 | 3 | 668 |  |  |  | 5624 | 27 | 208 | [5 empty] | LED |  | Federally-Regulated Consumer Product | 12/26/2017 |  | 03/04/2020
Visual Comfort & Company | Monte Carlo | 57NDH-1-L | True |  | V | Yes | 2005 | 3 | 668 |  |  |  | 5624 | 27 | 208 | [5 empty] | LED |  | Federally-Regulated Consumer Product | 12/26/2017 |  | 03/04/2020
Visual Comfort & Company | Monte Carlo | 57NDH-1-L-D | True |  | V | Yes | 2005 | 3 | 668 |  |  |  | 5624 | 27 | 208 | [5 empty] | LED |  | Federally-Regulated Consumer Product | 12/26/2017 |  | 03/04/2020
Visual Comfort & Company | Monte Carlo | DESTIN | True |  | V | Yes | 2005 | 3 | 668 |  |  |  | 5624 | 27 | 208 | [5 empty] | LED |  | Federally-Regulated Consumer Product | 12/26/2017 |  | 03/04/2020
Visual Comfort & Company | Monte Carlo | 3DSTR57BSD | True |  | V | Yes | 2005 | 3 | 668 |  |  |  | 5624 | 27 | 208 | [5 empty] | LED |  | Federally-Regulated Consumer Product | 12/26/2017 |  | 03/04/2020
Visual Comfort & Company | Monte Carlo | 3DSTR57AGPD | True |  | V | Yes | 2005 | 3 | 668 |  |  |  | 5624 | 27 | 208 | [5 empty] | LED |  | Federally-Regulated Consumer Product | 12/26/2017 |  | 03/04/2020
Visual Comfort & Company | Monte Carlo | 3DSTR57***** | True |  | V | Yes | 2005 | 3 | 668 |  |  |  | 5624 | 27 | 208 | [5 empty] | LED |  | Federally-Regulated Consumer Product | 12/26/2017 |  | 03/04/2020
HKC - Hong Kong China Electric Appliance | Harbor Breeze | 883783 | True |  | 6 | Yes | 2654 | 8 | 331 |  |  |  | 5420 | 38 | 142 | [5 empty] | LED |  | Federally-Regulated Consumer Product | 12/28/2017 |  | 03/04/2020
Fanimation | Fanimation | FP8003BBN | True |  | 3 | Yes | 1764 | 12 | 147 |  |  |  | 5200 | 66 | 79 | [5 empty] | LED |  | Federally-Regulated Consumer Product | 01/09/2018 |  | 03/04/2020
Fanimation | Fanimation | FP8003BDZ | True |  | 3 | Yes | 1764 | 12 | 147 |  |  |  | 5200 | 66 | 79 | [5 empty] | LED |  | Federally-Regulated Consumer Product | 01/09/2018 |  | 03/04/2020
Fanimation | Fanimation | FP8003BGR | True |  | 3 | Yes | 1764 | 12 | 147 |  |  |  | 5200 | 66 | 79 | [5 empty] | LED |  | Federally-Regulated Consumer Product | 01/09/2018 |  | 03/04/2020
Fanimation | Fanimation | FP8003BMW | True |  | 3 | Yes | 1764 | 12 | 147 |  |  |  | 5200 | 66 | 79 | [5 empty] | LED |  | Federally-Regulated Consumer Product | 01/09/2018 |  | 03/04/2020
Fanimation | Fanimation | FP8003BPN | True |  | 3 | Yes | 1764 | 12 | 147 |  |  |  | 5200 | 66 | 79 | [5 empty] | LED |  | Federally-Regulated Consumer Product | 01/09/2018 |  | 03/04/2020
Fanimation | Fanimation | MA4660SSBNW | True |  | 3 | Yes | 2271 | 13 | 175 |  |  |  | 4797 | 53 | 91 | [5 empty] | None |  | Federally-Regulated Consumer Product | 01/09/2018 |  | 03/04/2020
Fanimation | Fanimation | FP8458BL | True |  | 3 | Yes | 2043 | 13 | 157 |  |  |  | 5242 | 57 | 92 | [5 empty] | LED |  | Federally-Regulated Consumer Product | 01/12/2018 |  | 03/04/2020
Fanimation | Fanimation | FP8458BN | True |  | 3 | Yes | 2043 | 13 | 157 |  |  |  | 5242 | 57 | 92 | [5 empty] | LED |  | Federally-Regulated Consumer Product | 01/12/2018 |  | 03/04/2020
Fanimation | Fanimation | FP8458DZ | True |  | 3 | Yes | 2043 | 13 | 157 |  |  |  | 5242 | 57 | 92 | [5 empty] | LED |  | Federally-Regulated Consumer Product | 01/12/2018 |  | 03/04/2020
Fanimation | Fanimation | FP8458GR | True |  | 3 | Yes | 2043 | 13 | 157 |  |  |  | 5242 | 57 | 92 | [5 empty] | LED |  | Federally-Regulated Consumer Product | 01/12/2018 |  | 03/04/2020
Fanimation | Fanimation | FP8458MW | True |  | 3 | Yes | 2043 | 13 | 157 |  |  |  | 5242 | 57 | 92 | [5 empty] | LED |  | Federally-Regulated Consumer Product | 01/12/2018 |  | 03/04/2020
Fanimation | Fanimation | FPD8159BLW | True |  | V | Yes | 3955 | 3 | 1318 |  |  |  | 10083 | 44 | 229 | [5 empty] | LED |  | Federally-Regulated Consumer Product | 01/12/2018 |  | 03/04/2020
Fanimation | Fanimation | FPD8159BNWBL | True |  | V | Yes | 3955 | 3 | 1318 |  |  |  | 10083 | 44 | 229 | [5 empty] | LED |  | Federally-Regulated Consumer Product | 01/12/2018 |  | 03/04/2020
Fanimation | Fanimation | FPD8159BNWBN | True |  | V | Yes | 3955 | 3 | 1318 |  |  |  | 10083 | 44 | 229 | [5 empty] | LED |  | Federally-Regulated Consumer Product | 01/12/2018 |  | 03/04/2020
Fanimation | Fanimation | FPD8159DZW | True |  | V | Yes | 3955 | 3 | 1318 |  |  |  | 10083 | 44 | 229 | [5 empty] | LED |  | Federally-Regulated Consumer Product | 01/12/2018 |  | 03/04/2020
Fanimation | Fanimation | FPD8159GRW | True |  | V | Yes | 3955 | 3 | 1318 |  |  |  | 10083 | 44 | 229 | [5 empty] | LED |  | Federally-Regulated Consumer Product | 01/12/2018 |  | 03/04/2020
Fanimation | Fanimation | FPD8159MWW | True |  | V | Yes | 3955 | 3 | 1318 |  |  |  | 10083 | 44 | 229 | [5 empty] | LED |  | Federally-Regulated Consumer Product | 01/12/2018 |  | 03/04/2020
Fanimation | Fanimation | MA4660BLW | True |  | 3 | Yes | 2407 | 15 | 160 |  |  |  | 4836 | 49 | 99 | [5 empty] | None |  | Federally-Regulated Consumer Product | 01/12/2018 |  | 03/04/2020
Fanimation | Fanimation | MA4660DZW | True |  | 3 | Yes | 2407 | 15 | 160 |  |  |  | 4836 | 49 | 99 | [5 empty] | None |  | Federally-Regulated Consumer Product | 01/12/2018 |  | 03/04/2020
Fanimation | Fanimation | MA4660GRW | True |  | 3 | Yes | 2407 | 15 | 160 |  |  |  | 4836 | 49 | 99 | [5 empty] | None |  | Federally-Regulated Consumer Product | 01/12/2018 |  | 03/04/2020
Fanimation | Fanimation | MA4660MWW | True |  | 3 | Yes | 2407 | 15 | 160 |  |  |  | 4836 | 49 | 99 | [5 empty] | None |  | Federally-Regulated Consumer Product | 01/12/2018 |  | 03/04/2020
Fanimation | Fanimation | MAD7997BLW | True |  | V | Yes | 3830 | 3 | 1277 |  |  |  | 11743 | 36 | 326 | [5 empty] | LED |  | Federally-Regulated Consumer Product | 01/12/2018 |  | 03/04/2020
Fanimation | Fanimation | MAD7997SLW | True |  | V | Yes | 3830 | 3 | 1277 |  |  |  | 11743 | 36 | 326 | [5 empty] | LED |  | Federally-Regulated Consumer Product | 01/12/2018 |  | 03/04/2020
Fanimation | Fanimation | MAD7998BLW | True |  | V | Yes | 6294 | 4 | 1574 |  |  |  | 14548 | 39 | 373 | [5 empty] | LED |  | Federally-Regulated Consumer Product | 01/12/2018 |  | 03/04/2020
Fanimation | Fanimation | MAD7998SLW | True |  | V | Yes | 6294 | 4 | 1574 |  |  |  | 14548 | 39 | 373 | [5 empty] | LED |  | Federally-Regulated Consumer Product | 01/12/2018 |  | 03/04/2020
Fanimation | Fanimation | MAD8152BLW | True |  | V | Yes | 1887 | 2 | 944 |  |  |  | 8055 | 33 | 244 | [5 empty] | LED |  | Federally-Regulated Consumer Product | 01/12/2018 |  | 03/04/2020
Fanimation | Fanimation | MAD8152BNW | True |  | V | Yes | 1887 | 2 | 944 |  |  |  | 8055 | 33 | 244 | [5 empty] | LED |  | Federally-Regulated Consumer Product | 01/12/2018 |  | 03/04/2020
Fanimation | Fanimation | MAD8152DZW | True |  | V | Yes | 1887 | 2 | 944 |  |  |  | 8055 | 33 | 244 | [5 empty] | LED |  | Federally-Regulated Consumer Product | 01/12/2018 |  | 03/04/2020
Fanimation | Fanimation | MAD8152GRW | True |  | V | Yes | 1887 | 2 | 944 |  |  |  | 8055 | 33 | 244 | [5 empty] | LED |  | Federally-Regulated Consumer Product | 01/12/2018 |  | 03/04/2020
Fanimation | Fanimation | MAD8152MWW | True |  | V | Yes | 1887 | 2 | 944 |  |  |  | 8055 | 33 | 244 | [5 empty] | LED |  | Federally-Regulated Consumer Product | 01/12/2018 |  | 03/04/2020
King of Fans | Home Decorators Collection | 60-KBR, 51708 | True |  | 9 | Yes | 1199 | 2 | 600 |  |  |  | 6122 | 35 | 175 | [5 empty] | LED |  | Federally-Regulated Consumer Product | 01/16/2018 |  | 03/04/2020
Air Cool Industrial Co., Ltd. | Home Decorators Collection | YG493(YG493B-BN) | True |  | V | Yes | 2586 | 3 | 862 |  |  |  | 7645 | 33 | 232 | [5 empty] | LED |  | Federally-Regulated Consumer Product | 01/24/2018 |  | 03/04/2020
Air Cool Industrial Co., Ltd. | Home Decorators Collection | YG493(YG493B-EB) | True |  | V | Yes | 2586 | 3 | 862 |  |  |  | 7645 | 33 | 232 | [5 empty] | LED |  | Federally-Regulated Consumer Product | 01/24/2018 |  | 03/04/2020
Air Cool Industrial Co., Ltd. | Home Decorators Collection | YG493(YG493B-WH) | True |  | V | Yes | 2586 | 3 | 862 |  |  |  | 7645 | 33 | 232 | [5 empty] | LED |  | Federally-Regulated Consumer Product | 01/24/2018 |  | 03/04/2020
Air Cool Industrial Co., Ltd. | Home Decorators Collection | YG493OD(YG493OD-PN) | True |  | V | Yes | 2663 | 2 | 1332 |  |  |  | 9330 | 33 | 283 | [5 empty] | LED |  | Federally-Regulated Consumer Product | 01/24/2018 |  | 03/04/2020
Air Cool Industrial Co., Ltd. | Hampton Bay | AC-652OD-1(YG216C-NI) | True |  | 3 | Yes | 1962 | 12 | 164 |  |  |  | 5146 | 62 | 83 | [5 empty] | LED |  | Federally-Regulated Consumer Product | 01/24/2018 |  | 03/04/2020
Air Cool Industrial Co., Ltd. | No Brand Home Depot | AC-552(YG269AP-MWH) | True |  | 3 | Yes | 1458 | 10 | 146 |  |  |  | 3612 | 55 | 66 | [5 empty] | LED |  | Federally-Regulated Consumer Product | 01/24/2018 |  | 03/04/2020
Air Cool Industrial Co., Ltd. | No Brand Home Depot | AC-552(YG269BP-MWH) | True |  | 3 | Yes | 1865 | 12 | 155 |  |  |  | 5103 | 68 | 75 | [5 empty] | LED |  | Federally-Regulated Consumer Product | 01/24/2018 |  | 03/04/2020
Air Cool Industrial Co., Ltd. | No Brand Home Depot | AC-552(YG269BP-BN) | True |  | 3 | Yes | 1458 | 10 | 146 |  |  |  | 3612 | 55 | 66 | [5 empty] | LED |  | Federally-Regulated Consumer Product | 01/24/2018 |  | 03/04/2020
Air Cool Industrial Co., Ltd. | No Brand Home Depot | AC-552((YG269BP-BK) | True |  | 3 | Yes | 1865 | 12 | 155 |  |  |  | 5103 | 68 | 75 | [5 empty] | LED |  | Federally-Regulated Consumer Product | 01/24/2018 |  | 03/04/2020
Air Cool Industrial Co., Ltd. | No Brand Home Depot | AC-552(YG269B-EB) | True |  | 3 | Yes | 1458 | 10 | 146 |  |  |  | 3612 | 55 | 66 | [5 empty] | LED |  | Federally-Regulated Consumer Product | 01/24/2018 |  | 03/04/2020
Air Cool Industrial Co., Ltd. | No Brand Home Depot | AC-552(YG269B-GM) | True |  | 3 | Yes | 1865 | 12 | 155 |  |  |  | 5103 | 68 | 75 | [5 empty] | LED |  | Federally-Regulated Consumer Product | 01/24/2018 |  | 03/04/2020
Air Cool Industrial Co., Ltd. | No Brand Home Depot | AC-552(YG269C-BN) | True |  | 3 | Yes | 2078 | 13 | 160 |  |  |  | 5488 | 72 | 76 | [5 empty] | LED |  | Federally-Regulated Consumer Product | 01/24/2018 |  | 03/04/2020
Air Cool Industrial Co., Ltd. | No Brand Home Depot | AC-552(YG269C-EB) | True |  | 3 | Yes | 2078 | 13 | 160 |  |  |  | 5488 | 72 | 76 | [5 empty] | LED |  | Federally-Regulated Consumer Product | 01/24/2018 |  | 03/04/2020
Air Cool Industrial Co., Ltd. | No Brand Home Depot | AC-552(YG269C-GM) | True |  | 3 | Yes | 2078 | 13 | 160 |  |  |  | 5488 | 72 | 76 | [5 empty] | LED |  | Federally-Regulated Consumer Product | 01/24/2018 |  | 03/04/2020
Air Cool Industrial Co., Ltd. | No Brand Home Depot | AC-742(AL383CP-MWH) | True |  | 3 | Yes | 1351 | 12 | 113 |  |  |  | 2887 | 53 | 54 | [5 empty] | LED |  | Federally-Regulated Consumer Product | 01/24/2018 |  | 03/04/2020
Air Cool Industrial Co., Ltd. | No Brand Home Depot | AL-383H(AL383LED-EB) | True |  | 3 | Yes | 928 | 9 | 103 |  |  |  | 3256 | 58 | 56 | [5 empty] | LED |  | Federally-Regulated Consumer Product | 01/24/2018 |  | 03/04/2020
Air Cool Industrial Co., Ltd. | No Brand Home Depot | AL-383H(AL383LED-GM) | True |  | 3 | Yes | 928 | 9 | 103 |  |  |  | 3256 | 58 | 56 | [5 empty] | LED |  | Federally-Regulated Consumer Product | 01/24/2018 |  | 03/04/2020
Air Cool Industrial Co., Ltd. | No Brand Home Depot | AC-652(AL383D-EB) | True |  | 3 | Yes | 1483 | 11 | 135 |  |  |  | 4260 | 64 | 66 | [5 empty] | LED |  | Federally-Regulated Consumer Product | 01/24/2018 |  | 03/04/2020
Air Cool Industrial Co., Ltd. | No Brand Home Depot | AC-652(AL383D-BN) | True |  | 3 | Yes | 1483 | 11 | 135 |  |  |  | 4260 | 64 | 66 | [5 empty] | LED |  | Federally-Regulated Consumer Product | 01/24/2018 |  | 03/04/2020
Litex Industries | Craftmade | BW321AG3 | True |  | 3 | Yes | 1235 | 30 | 41 |  |  |  | 2025 | 55 | 36 | [5 empty] | None |  | Federally-Regulated Consumer Product | 01/29/2018 |  | 03/04/2020
Litex Industries | Craftmade | BW321SS3 | True |  | 3 | Yes | 1235 | 30 | 41 |  |  |  | 2025 | 55 | 36 | [5 empty] | None |  | Federally-Regulated Consumer Product | 01/29/2018 |  | 03/04/2020
Litex Industries | Craftmade | BW116**3HW | True |  | 3 | Yes | 703 | 25 | 28 |  |  |  | 1382 | 44 | 31 | [5 empty] | None |  | Federally-Regulated Consumer Product | 01/29/2018 |  | 03/04/2020
Litex Industries | Craftmade | BW116**3 | True |  | 3 | Yes | 703 | 25 | 28 |  |  |  | 1382 | 44 | 31 | [5 empty] | None |  | Federally-Regulated Consumer Product | 01/29/2018 |  | 03/04/2020
Litex Industries | Craftmade | BW414**3 | True |  | 3 | Yes | 703 | 25 | 28 |  |  |  | 1382 | 44 | 31 | [5 empty] | None |  | Federally-Regulated Consumer Product | 01/29/2018 |  | 03/04/2020
American De Rosa Lamparts, LLC DBA Luminance Brands | Concord Fans | CF42818-50-L | True |  | 3 | Yes | 1385 | 10 | 139 |  |  |  | 3056 | 43 | 71 | [5 empty] | Incandescent |  | Federally-Regulated Consumer Product | 01/31/2018 |  | 03/04/2020
American De Rosa Lamparts, LLC DBA Luminance Brands | Concord Fans | CF52818-50-L | True |  | 3 | Yes | 1668 | 11 | 152 |  |  |  | 4624 | 62 | 75 | [5 empty] | Incandescent |  | Federally-Regulated Consumer Product | 01/31/2018 |  | 03/04/2020
American De Rosa Lamparts, LLC DBA Luminance Brands | Concord Fans | CF42848-53-L | True |  | 3 | Yes | 1010 | 10 | 101 |  |  |  | 2512 | 43 | 58 | [5 empty] | Incandescent |  | Federally-Regulated Consumer Product | 01/31/2018 |  | 03/04/2020
American De Rosa Lamparts, LLC DBA Luminance Brands | Concord Fans | CF42848-30-L | True |  | 3 | Yes | 1010 | 10 | 101 |  |  |  | 2512 | 43 | 58 | [5 empty] | Incandescent |  | Federally-Regulated Consumer Product | 01/31/2018 |  | 03/04/2020
American De Rosa Lamparts, LLC DBA Luminance Brands | Concord Fans | CF42839-10 | True |  | 3 | Yes | 1023 | 10 | 102 |  |  |  | 2161 | 38 | 57 | [5 empty] | Incandescent |  | Federally-Regulated Consumer Product | 01/31/2018 |  | 03/04/2020
American De Rosa Lamparts, LLC DBA Luminance Brands | Concord Fans | CF42839-53 | True |  | 3 | Yes | 1023 | 10 | 102 |  |  |  | 2161 | 38 | 57 | [5 empty] | Incandescent |  | Federally-Regulated Consumer Product | 01/31/2018 |  | 03/04/2020
American De Rosa Lamparts, LLC DBA Luminance Brands | Concord Fans | CF42839-30 | True |  | 3 | Yes | 1023 | 10 | 102 |  |  |  | 2161 | 38 | 57 | [5 empty] | Incandescent |  | Federally-Regulated Consumer Product | 01/31/2018 |  | 03/04/2020
American De Rosa Lamparts, LLC DBA Luminance Brands | Concord Fans | CF42889-50-L | True |  | 3 | Yes | 1375 | 10 | 138 |  |  |  | 2862 | 43 | 67 | [5 empty] | Incandescent |  | Federally-Regulated Consumer Product | 01/31/2018 |  | 03/04/2020
American De Rosa Lamparts, LLC DBA Luminance Brands | Concord Fans | CF52355-50 | True |  | 3 | Yes | 1632 | 11 | 148 |  |  |  | 4595 | 66 | 70 | [5 empty] | None |  | Federally-Regulated Consumer Product | 01/31/2018 |  | 03/04/2020
American De Rosa Lamparts, LLC DBA Luminance Brands | Concord Fans | 52AR3ST | True |  | 3 | Yes | 1632 | 11 | 148 |  |  |  | 4595 | 66 | 70 | [5 empty] | None |  | Federally-Regulated Consumer Product | 01/31/2018 |  | 03/04/2020
American De Rosa Lamparts, LLC DBA Luminance Brands | Concord Fans | 52AR3ST-LED | True |  | 3 | Yes | 1632 | 11 | 148 |  |  |  | 4595 | 66 | 70 | [5 empty] | LED |  | Federally-Regulated Consumer Product | 01/31/2018 |  | 03/04/2020
American De Rosa Lamparts, LLC DBA Luminance Brands | Concord Fans | CF52242-10 | True |  | 3 | Yes | 1779 | 11 | 162 |  |  |  | 4696 | 61 | 77 | [5 empty] | None |  | Federally-Regulated Consumer Product | 01/31/2018 |  | 03/04/2020
American De Rosa Lamparts, LLC DBA Luminance Brands | Concord Fans | CF52242-43 | True |  | 3 | Yes | 1779 | 11 | 162 |  |  |  | 4696 | 61 | 77 | [5 empty] | None |  | Federally-Regulated Consumer Product | 01/31/2018 |  | 03/04/2020
American De Rosa Lamparts, LLC DBA Luminance Brands | Concord Fans | CF52242-53 | True |  | 3 | Yes | 1779 | 11 | 162 |  |  |  | 4696 | 61 | 77 | [5 empty] | None |  | Federally-Regulated Consumer Product | 01/31/2018 |  | 03/04/2020
American De Rosa Lamparts, LLC DBA Luminance Brands | Concord Fans | CF52242-50 | True |  | 3 | Yes | 1779 | 11 | 162 |  |  |  | 4696 | 61 | 77 | [5 empty] | None |  | Federally-Regulated Consumer Product | 01/31/2018 |  | 03/04/2020
American De Rosa Lamparts, LLC DBA Luminance Brands | Concord Fans | CF52242-30 | True |  | 3 | Yes | 1779 | 11 | 162 |  |  |  | 4696 | 61 | 77 | [5 empty] | None |  | Federally-Regulated Consumer Product | 01/31/2018 |  | 03/04/2020
American De Rosa Lamparts, LLC DBA Luminance Brands | Concord Fans | CF52374-50-L-ES | True |  | 3 | Yes | 1882 | 11 | 171 |  |  |  | 4927 | 61 | 81 | [5 empty] | Compact Flourescent |  | Federally-Regulated Consumer Product | 01/31/2018 |  | 03/04/2020
American De Rosa Lamparts, LLC DBA Luminance Brands | Concord Fans | CF52374-30-L-ES | True |  | 3 | Yes | 1882 | 11 | 171 |  |  |  | 4927 | 61 | 81 | [5 empty] | Compact Flourescent |  | Federally-Regulated Consumer Product | 01/31/2018 |  | 03/04/2020
American De Rosa Lamparts, LLC DBA Luminance Brands | Concord Fans | CF52374-50-ES-LED | True |  | 3 | Yes | 1882 | 11 | 171 |  |  |  | 4927 | 61 | 81 | [5 empty] | LED |  | Federally-Regulated Consumer Product | 01/31/2018 |  | 03/04/2020
American De Rosa Lamparts, LLC DBA Luminance Brands | Concord Fans | 52CNT4ST-ES-LED | True |  | 3 | Yes | 1882 | 11 | 171 |  |  |  | 4927 | 61 | 81 | [5 empty] | LED |  | Federally-Regulated Consumer Product | 01/31/2018 |  | 03/04/2020
American De Rosa Lamparts, LLC DBA Luminance Brands | Concord Fans | CF52848-53-L | True |  | 3 | Yes | 1644 | 11 | 149 |  |  |  | 4685 | 63 | 74 | [5 empty] | Incandescent |  | Federally-Regulated Consumer Product | 01/31/2018 |  | 03/04/2020
American De Rosa Lamparts, LLC DBA Luminance Brands | Concord Fans | CF52848-30-L | True |  | 3 | Yes | 1644 | 11 | 149 |  |  |  | 4685 | 63 | 74 | [5 empty] | Incandescent |  | Federally-Regulated Consumer Product | 01/31/2018 |  | 03/04/2020
American De Rosa Lamparts, LLC DBA Luminance Brands | Concord Fans | 52HD5ST-ES-LED | True |  | 3 | Yes | 1682 | 12 | 140 |  |  |  | 4463 | 59 | 76 | [5 empty] | LED |  | Federally-Regulated Consumer Product | 01/31/2018 |  | 03/04/2020
American De Rosa Lamparts, LLC DBA Luminance Brands | Concord Fans | 52HD5WH-ES-LED | True |  | 3 | Yes | 1682 | 12 | 140 |  |  |  | 4463 | 59 | 76 | [5 empty] | LED |  | Federally-Regulated Consumer Product | 01/31/2018 |  | 03/04/2020
American De Rosa Lamparts, LLC DBA Luminance Brands | Concord Fans | CF52873-53-ES-LED | True |  | 3 | Yes | 1814 | 11 | 165 |  |  |  | 4976 | 57 | 87 | [5 empty] | LED |  | Federally-Regulated Consumer Product | 01/31/2018 |  | 03/04/2020
American De Rosa Lamparts, LLC DBA Luminance Brands | Concord Fans | 52SKY3SN-ES-LED | True |  | 3 | Yes | 1814 | 11 | 165 |  |  |  | 4976 | 57 | 87 | [5 empty] | LED |  | Federally-Regulated Consumer Product | 01/31/2018 |  | 03/04/2020
American De Rosa Lamparts, LLC DBA Luminance Brands | Concord Fans | CF52874-53-ES-LED | True |  | 3 | Yes | 1814 | 11 | 165 |  |  |  | 4976 | 57 | 87 | [5 empty] | LED |  | Federally-Regulated Consumer Product | 01/31/2018 |  | 03/04/2020
American De Rosa Lamparts, LLC DBA Luminance Brands | Concord Fans | 52SKY3SN-PCHN-ES-LED | True |  | 3 | Yes | 1814 | 11 | 165 |  |  |  | 4976 | 57 | 87 | [5 empty] | LED |  | Federally-Regulated Consumer Product | 01/31/2018 |  | 03/04/2020
Westinghouse Lighting | Westinghouse | 72168 | True |  | 3 | Yes | 2085 | 12 | 174 |  |  |  | 5104 | 54 | 95 | [5 empty] | None |  | Federally-Regulated Consumer Product | 02/02/2018 |  | 03/04/2020
Westinghouse Lighting | Westinghouse | 72169 | True |  | 3 | Yes | 2085 | 12 | 174 |  |  |  | 5104 | 54 | 95 | [5 empty] | None |  | Federally-Regulated Consumer Product | 02/02/2018 |  | 03/04/2020
Westinghouse Lighting | Westinghouse | 72171 | True |  | 4 | Yes | 1832 | 12 | 153 |  |  |  | 5011 | 59 | 85 | [5 empty] | LED |  | Federally-Regulated Consumer Product | 02/02/2018 |  | 03/04/2020
Westinghouse Lighting | Westinghouse | 72173 | True |  | 6 | Yes | 3032 | 3 | 1011 |  |  |  | 7138 | 31 | 226 | [5 empty] | None |  | Federally-Regulated Consumer Product | 02/02/2018 |  | 03/04/2020
Westinghouse Lighting | Westinghouse | 72177 | True |  | 4 | Yes | 1979 | 10 | 198 |  |  |  | 5736 | 61 | 94 | [5 empty] | LED |  | Federally-Regulated Consumer Product | 02/02/2018 |  | 03/04/2020
Litex Industries | Craftmade | CC52*** | True |  | 3 | Yes | 1757 | 10 | 175 |  |  |  | 4552 | 61 | 74 | [5 empty] | None |  | Federally-Regulated Consumer Product | 02/07/2018 |  | 03/04/2020
Litex Industries | Craftmade | COL72***6 | True |  | 3 | Yes | 4838 | 9 | 537 |  |  |  | 7743 | 30 | 258 | [5 empty] | None |  | Federally-Regulated Consumer Product | 02/07/2018 |  | 03/04/2020
Litex Industries | Craftmade | CON48***4C1 | True |  | 3 | Yes | 2041 | 25 | 82 |  |  |  | 4919 | 59 | 83 | [5 empty] | LED |  | Federally-Regulated Consumer Product | 02/07/2018 |  | 03/04/2020
Litex Industries | Craftmade | JAM52***5-LED | True |  | 3 | Yes | 1762 | 11 | 160 |  |  |  | 4970 | 58 | 85 | [5 empty] | LED |  | Federally-Regulated Consumer Product | 02/07/2018 |  | 03/04/2020
Litex Industries | Craftmade | PUH52** | True |  | 3 | Yes | 1564 | 15 | 104 |  |  |  | 3562 | 63 | 56 | [5 empty] | None |  | Federally-Regulated Consumer Product | 02/07/2018 |  | 03/04/2020
Litex Industries | Craftmade | STE52***5 | True |  | 3 | Yes | 2007 | 15 | 133 |  |  |  | 5451 | 74 | 73 | [5 empty] | LED |  | Federally-Regulated Consumer Product | 02/07/2018 |  | 03/04/2020
Litex Industries | Craftmade | TCE42***5C1 | True |  | 3 | Yes | 1629 | 13 | 125 |  |  |  | 3478 | 54 | 64 | [5 empty] | LED |  | Federally-Regulated Consumer Product | 02/07/2018 |  | 03/04/2020
Litex Industries | Craftmade | TCE52***5C1 | True |  | 3 | Yes | 2232 | 14 | 159 |  |  |  | 4769 | 61 | 78 | [5 empty] | LED |  | Federally-Regulated Consumer Product | 02/07/2018 |  | 03/04/2020
Litex Industries | Craftmade | TEA52***4 | True |  | 3 | Yes | 1313 | 8 | 164 |  |  |  | 4270 | 60 | 71 | [5 empty] | LED |  | Federally-Regulated Consumer Product | 02/07/2018 |  | 03/04/2020
Litex Industries | Craftmade | ANT54***5WCR | True |  | 3 | Yes | 2021 | 13 | 155 |  |  |  | 5790 | 69 | 83 | [5 empty] | None |  | Federally-Regulated Consumer Product | 02/07/2018 |  | 03/04/2020
Litex Industries | Craftmade | END52***5PC1 | True |  | 3 | Yes | 2108 | 11 | 191 |  |  |  | 5528 | 60 | 92 | [5 empty] | LED |  | Federally-Regulated Consumer Product | 02/07/2018 |  | 03/04/2020
Litex Industries | Craftmade | END52***5P | True |  | 3 | Yes | 2020 | 11 | 183 |  |  |  | 5293 | 59 | 89 | [5 empty] | None |  | Federally-Regulated Consumer Product | 02/07/2018 |  | 03/04/2020
Litex Industries | Craftmade | END52***5X | True |  | 3 | Yes | 1534 | 11 | 139 |  |  |  | 4734 | 62 | 76 | [5 empty] | None |  | Federally-Regulated Consumer Product | 02/07/2018 |  | 03/04/2020
Litex Industries | Craftmade | PNR52GV3 | True |  | 3 | Yes | 2484 | 15 | 165 |  |  |  | 5382 | 55 | 97 | [5 empty] | LED |  | Federally-Regulated Consumer Product | 02/07/2018 |  | 03/04/2020
Litex Industries | Craftmade | END52***5C | True |  | 3 | Yes | 1635 | 11 | 148 |  |  |  | 5284 | 61 | 86 | [5 empty] | Incandescent |  | Federally-Regulated Consumer Product | 02/07/2018 |  | 03/04/2020
Litex Industries | Craftmade | BRD52***3 | True |  | 3 | Yes | 2514 | 16 | 157 |  |  |  | 4882 | 46 | 106 | [5 empty] | LED |  | Federally-Regulated Consumer Product | 02/07/2018 |  | 03/04/2020
Progress Lighting | Progress Lighting | P2564-**30K | True |  | 3 | Yes | 2683 | 16 | 167 |  |  |  | 6692 | 74 | 90 | [5 empty] | LED |  | Federally-Regulated Consumer Product | 02/12/2018 |  | 03/04/2020
Progress Lighting | Progress Lighting | P2574-**30K | True |  | 3 | Yes | 2513 | 14 | 179 |  |  |  | 6548 | 69 | 94 | [5 empty] | LED |  | Federally-Regulated Consumer Product | 02/12/2018 |  | 03/04/2020
Progress Lighting | Progress Lighting | P2562-** | True |  | 3 | Yes | 2524 | 13 | 194 |  |  |  | 6439 | 70 | 91 | [5 empty] | LED |  | Federally-Regulated Consumer Product | 02/12/2018 |  | 03/04/2020
Progress Lighting | Progress Lighting | P2570-** | True |  | 6 | Yes | 1948 | 2 | 974 |  |  |  | 6746 | 32 | 210 | [5 empty] | LED |  | Federally-Regulated Consumer Product | 02/12/2018 |  | 03/04/2020
Progress Lighting | Progress Lighting | P2582-**30K | True |  | 3 | Yes | 1905 | 12 | 158 |  |  |  | 5242 | 65 | 80 | [5 empty] | LED |  | Federally-Regulated Consumer Product | 02/12/2018 |  | 03/04/2020
Progress Lighting | Progress Lighting | P2568-**30K | True |  | 3 | Yes | 1913 | 12 | 159 |  |  |  | 5160 | 60 | 86 | [5 empty] | LED |  | Federally-Regulated Consumer Product | 02/12/2018 |  | 03/04/2020
Progress Lighting | Progress Lighting | P2576-**30K | True |  | 3 | Yes | 1773 | 11 | 161 |  |  |  | 4585 | 58 | 79 | [5 empty] | LED |  | Federally-Regulated Consumer Product | 02/12/2018 |  | 03/04/2020
Progress Lighting | Progress Lighting | P2560-** | True |  | 3 | Yes | 3766 | 30 | 125 |  |  |  | 7044 | 86 | 81 | [5 empty] | LED |  | Federally-Regulated Consumer Product | 02/12/2018 |  | 03/04/2020
Progress Lighting | Progress Lighting | P2586-**30K | True |  | 3 | Yes | 1678 | 12 | 140 |  |  |  | 5388 | 86 | 63 | [5 empty] | LED |  | Federally-Regulated Consumer Product | 02/12/2018 |  | 03/04/2020
Progress Lighting | Progress Lighting | P2572-**30K | True |  | 3 | Yes | 1639 | 12 | 136 |  |  |  | 4276 | 62 | 68 | [5 empty] | LED |  | Federally-Regulated Consumer Product | 02/12/2018 |  | 03/04/2020
Progress Lighting | Progress Lighting | P2578-**30K | True |  | 3 | Yes | 1933 | 14 | 138 |  |  |  | 4314 | 62 | 69 | [5 empty] | LED |  | Federally-Regulated Consumer Product | 02/12/2018 |  | 03/04/2020
Progress Lighting | Progress Lighting | P2558-**30K | True |  | 3 | Yes | 1944 | 14 | 138 |  |  |  | 4444 | 64 | 69 | [5 empty] | LED |  | Federally-Regulated Consumer Product | 02/12/2018 |  | 03/04/2020
Air Cool Industrial Co., Ltd. | Home Decorators Collection | AC-552(YG336-BN) | True |  | 3 | Yes | 1945 | 13 | 150 |  |  |  | 4859 | 58 | 84 | [5 empty] | Compact Flourescent |  | Federally-Regulated Consumer Product | 02/14/2018 |  | 03/04/2020
Air Cool Industrial Co., Ltd. | Home Decorators Collection | AC-552OD(AM128-NI) | True |  | 3 | Yes | 1821 | 13 | 140 |  |  |  | 4781 | 65 | 74 | [5 empty] | Compact Flourescent |  | Federally-Regulated Consumer Product | 02/14/2018 |  | 03/04/2020
Air Cool Industrial Co., Ltd. | Home Decorators Collection | AC-552OD(AM128-WH) | True |  | 3 | Yes | 1821 | 13 | 140 |  |  |  | 4781 | 65 | 74 | [5 empty] | Compact Flourescent |  | Federally-Regulated Consumer Product | 02/14/2018 |  | 03/04/2020
Air Cool Industrial Co., Ltd. | Home Decorators Collection | AC-552(AM321-TB) | True |  | 3 | Yes | 2370 | 15 | 158 |  |  |  | 6116 | 68 | 90 | [5 empty] | Compact Flourescent |  | Federally-Regulated Consumer Product | 02/14/2018 |  | 03/04/2020
Air Cool Industrial Co., Ltd. | Home Decorators Collection | AC-527(AM113-BN) | True |  | 3 | Yes | 2103 | 16 | 131 |  |  |  | 4367 | 54 | 81 | [5 empty] | Other |  | Federally-Regulated Consumer Product | 02/14/2018 |  | 03/04/2020
Air Cool Industrial Co., Ltd. | Home Decorators Collection | AC-552(AM112-OWG) | True |  | 3 | Yes | 1466 | 8 | 183 |  |  |  | 5801 | 69 | 84 | [5 empty] | Compact Flourescent |  | Federally-Regulated Consumer Product | 02/14/2018 |  | 03/04/2020
Air Cool Industrial Co., Ltd. | Home Decorators Collection | AC-552(AM21-TB) | True |  | 3 | Yes | 1900 | 13 | 136 |  |  |  | 5071 | 65 | 78 | [5 empty] | Compact Flourescent |  | Federally-Regulated Consumer Product | 02/14/2018 |  | 03/04/2020
Air Cool Industrial Co., Ltd. | Hampton Bay | AC-387(AC387-CLP) | True |  | 3 | Yes | 2313 | 20 | 116 |  |  |  | 4665 | 47 | 99 | [5 empty] | Other |  | Federally-Regulated Consumer Product | 02/14/2018 |  | 03/04/2020
Air Cool Industrial Co., Ltd. | Hampton Bay | AC-421(AC324A-WH) | True |  | 3 | Yes | 1142 | 8 | 143 |  |  |  | 3447 | 46 | 75 | [5 empty] | Incandescent |  | Federally-Regulated Consumer Product | 02/14/2018 |  | 03/04/2020
Air Cool Industrial Co., Ltd. | Hampton Bay | AC-421(AM214-WH) | True |  | 3 | Yes | 1286 | 8 | 161 |  |  |  | 3656 | 52 | 70 | [5 empty] | Incandescent |  | Federally-Regulated Consumer Product | 02/14/2018 |  | 03/04/2020
Air Cool Industrial Co., Ltd. | Hampton Bay | AC-526(YG464C-BN) | True |  | 3 | Yes | 1963 | 12 | 164 |  |  |  | 4903 | 53 | 93 | [5 empty] | Other |  | Federally-Regulated Consumer Product | 02/14/2018 |  | 03/04/2020
Air Cool Industrial Co., Ltd. | Hampton Bay | AC-527 (AL749-BN) | True |  | 3 | Yes | 1761 | 12 | 147 |  |  |  | 5589 | 69 | 81 | [5 empty] | Other |  | Federally-Regulated Consumer Product | 02/14/2018 |  | 03/04/2020
Air Cool Industrial Co., Ltd. | Hampton Bay | AC-527 (AL979-BN) | True |  | 3 | Yes | 1626 | 14 | 116 |  |  |  | 5001 | 61 | 82 | [5 empty] | Other |  | Federally-Regulated Consumer Product | 02/14/2018 |  | 03/04/2020
Air Cool Industrial Co., Ltd. | Hampton Bay | AC-527(AC386-WB) | True |  | 3 | Yes | 1992 | 12 | 166 |  |  |  | 5111 | 68 | 75 | [5 empty] | Incandescent |  | Federally-Regulated Consumer Product | 02/14/2018 |  | 03/04/2020
Air Cool Industrial Co., Ltd. | Hampton Bay | AC-536(AG806C-WH) | True |  | 3 | Yes | 1264 | 10 | 126 |  |  |  | 2674 | 48 | 56 | [5 empty] | Compact Flourescent |  | Federally-Regulated Consumer Product | 02/14/2018 |  | 03/04/2020
Air Cool Industrial Co., Ltd. | Hampton Bay | AC-536(AL508-BN) | True |  | 3 | Yes | 603 | 5 | 121 |  |  |  | 1185 | 34 | 35 | [5 empty] | Compact Flourescent |  | Federally-Regulated Consumer Product | 02/14/2018 |  | 03/04/2020
Air Cool Industrial Co., Ltd. | Hampton Bay | AC-536(AL508-ORB) | True |  | 3 | Yes | 603 | 5 | 121 |  |  |  | 1185 | 34 | 35 | [5 empty] | Compact Flourescent |  | Federally-Regulated Consumer Product | 02/14/2018 |  | 03/04/2020
Air Cool Industrial Co., Ltd. | Hampton Bay | AC-536(AL508-WH) | True |  | 3 | Yes | 603 | 5 | 121 |  |  |  | 1185 | 34 | 35 | [5 empty] | Compact Flourescent |  | Federally-Regulated Consumer Product | 02/14/2018 |  | 03/04/2020
Air Cool Industrial Co., Ltd. | Hampton Bay | AC-552 (AG565-BK) | True |  | 3 | Yes | 1948 | 16 | 122 |  |  |  | 4868 | 66 | 74 | [5 empty] | Compact Flourescent |  | Federally-Regulated Consumer Product | 02/14/2018 |  | 03/04/2020
Air Cool Industrial Co., Ltd. | Hampton Bay | AC-552(AC413A-OBB) | True |  | 3 | Yes | 1724 | 10 | 172 |  |  |  | 4902 | 62 | 79 | [5 empty] | Compact Flourescent |  | Federally-Regulated Consumer Product | 02/14/2018 |  | 03/04/2020
Air Cool Industrial Co., Ltd. | Hampton Bay | AC-552(AG510-BN) | True |  | 3 | Yes | 1642 | 10 | 164 |  |  |  | 4686 | 61 | 77 | [5 empty] | Compact Flourescent |  | Federally-Regulated Consumer Product | 02/14/2018 |  | 03/04/2020
Air Cool Industrial Co., Ltd. | Hampton Bay | AC-552(AG510-ORB) | True |  | 3 | Yes | 1642 | 10 | 164 |  |  |  | 4686 | 61 | 77 | [5 empty] | Compact Flourescent |  | Federally-Regulated Consumer Product | 02/14/2018 |  | 03/04/2020
Air Cool Industrial Co., Ltd. | Hampton Bay | AC-552(AG712-BN+BK) | True |  | 3 | Yes | 1634 | 13 | 126 |  |  |  | 4610 | 60 | 77 | [5 empty] | Compact Flourescent |  | Federally-Regulated Consumer Product | 02/14/2018 |  | 03/04/2020
Air Cool Industrial Co., Ltd. | Hampton Bay | AC-552(AG712-BN+GN) | True |  | 3 | Yes | 1634 | 13 | 126 |  |  |  | 4610 | 60 | 77 | [5 empty] | Compact Flourescent |  | Federally-Regulated Consumer Product | 02/14/2018 |  | 03/04/2020
Air Cool Industrial Co., Ltd. | Hampton Bay | AC-552(AG712-BN+RD) | True |  | 3 | Yes | 1634 | 13 | 126 |  |  |  | 4610 | 60 | 77 | [5 empty] | Compact Flourescent |  | Federally-Regulated Consumer Product | 02/14/2018 |  | 03/04/2020
Air Cool Industrial Co., Ltd. | Hampton Bay | AC-552(AL420-BN) | True |  | 3 | Yes | 1639 | 10 | 164 |  |  |  | 4958 | 67 | 74 | [5 empty] | Compact Flourescent |  | Federally-Regulated Consumer Product | 02/14/2018 |  | 03/04/2020
Air Cool Industrial Co., Ltd. | Hampton Bay | AC-552(AL420-ORB) | True |  | 3 | Yes | 1639 | 10 | 164 |  |  |  | 4958 | 67 | 74 | [5 empty] | Compact Flourescent |  | Federally-Regulated Consumer Product | 02/14/2018 |  | 03/04/2020
Air Cool Industrial Co., Ltd. | Hampton Bay | AC-552(AL420-WH) | True |  | 3 | Yes | 1639 | 10 | 164 |  |  |  | 4958 | 67 | 74 | [5 empty] | Compact Flourescent |  | Federally-Regulated Consumer Product | 02/14/2018 |  | 03/04/2020
Air Cool Industrial Co., Ltd. | Hampton Bay | AC-552(AL770-BN) | True |  | 3 | Yes | 1569 | 10 | 157 |  |  |  | 4675 | 61 | 77 | [5 empty] | Incandescent |  | Federally-Regulated Consumer Product | 02/14/2018 |  | 03/04/2020
Air Cool Industrial Co., Ltd. | Hampton Bay | AC-552(AL770-ORB) | True |  | 3 | Yes | 1569 | 10 | 157 |  |  |  | 4675 | 61 | 77 | [5 empty] | Incandescent |  | Federally-Regulated Consumer Product | 02/14/2018 |  | 03/04/2020
Air Cool Industrial Co., Ltd. | Hampton Bay | AC-552(AL772-BN) | True |  | 3 | Yes | 1606 | 10 | 161 |  |  |  | 4639 | 62 | 75 | [5 empty] | Incandescent |  | Federally-Regulated Consumer Product | 02/14/2018 |  | 03/04/2020
Air Cool Industrial Co., Ltd. | Hampton Bay | AC-552(AL772-ORB) | True |  | 3 | Yes | 1606 | 10 | 161 |  |  |  | 4639 | 62 | 75 | [5 empty] | Incandescent |  | Federally-Regulated Consumer Product | 02/14/2018 |  | 03/04/2020
Air Cool Industrial Co., Ltd. | Hampton Bay | AC-552(YG215D-ORB) | True |  | 3 | Yes | 2814 | 20 | 141 |  |  |  | 6483 | 83 | 78 | [5 empty] | Compact Flourescent |  | Federally-Regulated Consumer Product | 02/14/2018 |  | 03/04/2020
Air Cool Industrial Co., Ltd. | Hampton Bay | AC-552(YG288A-BN) | True |  | 3 | Yes | 1610 | 11 | 146 |  |  |  | 4669 | 63 | 74 | [5 empty] | Compact Flourescent |  | Federally-Regulated Consumer Product | 02/14/2018 |  | 03/04/2020
Air Cool Industrial Co., Ltd. | Hampton Bay | AC-552(YG288A-ORB) | True |  | 3 | Yes | 1610 | 11 | 146 |  |  |  | 4669 | 63 | 74 | [5 empty] | Compact Flourescent |  | Federally-Regulated Consumer Product | 02/14/2018 |  | 03/04/2020
Air Cool Industrial Co., Ltd. | Hampton Bay | AC-552A(AC288-LRU) | True |  | 3 | Yes | 1598 | 13 | 123 |  |  |  | 5034 | 68 | 74 | [5 empty] | Compact Flourescent |  | Federally-Regulated Consumer Product | 02/14/2018 |  | 03/04/2020
Air Cool Industrial Co., Ltd. | Hampton Bay | AC-552A(AC375-CLP) | True |  | 3 | Yes | 1859 | 13 | 143 |  |  |  | 4961 | 64 | 77 | [5 empty] | Compact Flourescent |  | Federally-Regulated Consumer Product | 02/14/2018 |  | 03/04/2020
Air Cool Industrial Co., Ltd. | Hampton Bay | AC-552A(AC426-WCP) | True |  | 3 | Yes | 2031 | 16 | 127 |  |  |  | 4974 | 71 | 70 | [5 empty] | Compact Flourescent |  | Federally-Regulated Consumer Product | 02/14/2018 |  | 03/04/2020
Air Cool Industrial Co., Ltd. | Hampton Bay | AC-552A(AC438-VPW) | True |  | 3 | Yes | 2108 | 15 | 140 |  |  |  | 5867 | 70 | 84 | [5 empty] | Compact Flourescent |  | Federally-Regulated Consumer Product | 02/14/2018 |  | 03/04/2020
Air Cool Industrial Co., Ltd. | Hampton Bay | AC-552A(AL51D-NI) | True |  | 3 | Yes | 1720 | 10 | 172 |  |  |  | 4834 | 58 | 83 | [5 empty] | Incandescent |  | Federally-Regulated Consumer Product | 02/14/2018 |  | 03/04/2020
Air Cool Industrial Co., Ltd. | Hampton Bay | AC-552A(YG092-VPW) | True |  | 3 | Yes | 1772 | 16 | 111 |  |  |  | 5442 | 78 | 70 | [5 empty] | Incandescent |  | Federally-Regulated Consumer Product | 02/14/2018 |  | 03/04/2020
Air Cool Industrial Co., Ltd. | Hampton Bay | AC-552LF9400(AL974-OB+GH) | True |  | 3 | Yes | 1659 | 11 | 151 |  |  |  | 4468 | 61 | 73 | [5 empty] | Incandescent |  | Federally-Regulated Consumer Product | 02/14/2018 |  | 03/04/2020
Air Cool Industrial Co., Ltd. | Hampton Bay | AC-552MK719(AL685-GM) | True |  | 3 | Yes | 1751 | 12 | 146 |  |  |  | 5329 | 66 | 81 | [5 empty] | Incandescent |  | Federally-Regulated Consumer Product | 02/14/2018 |  | 03/04/2020
Air Cool Industrial Co., Ltd. | Hampton Bay | AC-552MK719(AL685-ORB) | True |  | 3 | Yes | 1751 | 12 | 146 |  |  |  | 5329 | 66 | 81 | [5 empty] | Incandescent |  | Federally-Regulated Consumer Product | 02/14/2018 |  | 03/04/2020
Air Cool Industrial Co., Ltd. | Hampton Bay | AC-552MK719(AL685-WB) | True |  | 3 | Yes | 1751 | 12 | 146 |  |  |  | 5329 | 66 | 81 | [5 empty] | Incandescent |  | Federally-Regulated Consumer Product | 02/14/2018 |  | 03/04/2020
Air Cool Industrial Co., Ltd. | Hampton Bay | AC-552OD(AG908OD-MWH) | True |  | 3 | Yes | 1913 | 12 | 159 |  |  |  | 5232 | 57 | 92 | [5 empty] | Incandescent |  | Federally-Regulated Consumer Product | 02/14/2018 |  | 03/04/2020
Air Cool Industrial Co., Ltd. | Hampton Bay | AC-552OD(AG908OD-ORB) | True |  | 3 | Yes | 1913 | 12 | 159 |  |  |  | 5232 | 57 | 92 | [5 empty] | Incandescent |  | Federally-Regulated Consumer Product | 02/14/2018 |  | 03/04/2020
Air Cool Industrial Co., Ltd. | Hampton Bay | AC-552OD(AG909OD-WC) | True |  | 3 | Yes | 2045 | 15 | 136 |  |  |  | 4287 | 54 | 79 | [5 empty] | Compact Flourescent |  | Federally-Regulated Consumer Product | 02/14/2018 |  | 03/04/2020
Air Cool Industrial Co., Ltd. | Hampton Bay | AC-552OD(AL731-NI) | True |  | 3 | Yes | 1513 | 10 | 151 |  |  |  | 4427 | 50 | 89 | [5 empty] | Incandescent |  | Federally-Regulated Consumer Product | 02/14/2018 |  | 03/04/2020
Air Cool Industrial Co., Ltd. | Hampton Bay | AC-552RM52-B(AL968-ORB) | True |  | 3 | Yes | 1800 | 15 | 120 |  |  |  | 4582 | 62 | 74 | [5 empty] | Incandescent |  | Federally-Regulated Consumer Product | 02/14/2018 |  | 03/04/2020
Air Cool Industrial Co., Ltd. | Hampton Bay | AC-652(AG845H-BN) | True |  | 3 | Yes | 1514 | 14 | 108 |  |  |  | 4114 | 56 | 73 | [5 empty] | Compact Flourescent |  | Federally-Regulated Consumer Product | 02/14/2018 |  | 03/04/2020
Air Cool Industrial Co., Ltd. | Hampton Bay | AG-537(YG182-GM) | True |  | 3 | Yes | 2222 | 18 | 123 |  |  |  | 5187 | 61 | 85 | [5 empty] | Compact Flourescent |  | Federally-Regulated Consumer Product | 02/14/2018 |  | 03/04/2020
Air Cool Industrial Co., Ltd. | Hampton Bay | AG-637OD(AG668-NI+WC) | True |  | 3 | Yes | 2183 | 14 | 156 |  |  |  | 4365 | 61 | 72 | [5 empty] | Compact Flourescent |  | Federally-Regulated Consumer Product | 02/14/2018 |  | 03/04/2020
Air Cool Industrial Co., Ltd. | Hampton Bay | AG-804(AG804-LN) | True |  | V | Yes | 1621 | 4 | 405 |  |  |  | 5552 | 31 | 179 | [5 empty] | Compact Flourescent |  | Federally-Regulated Consumer Product | 02/14/2018 |  | 03/04/2020
Air Cool Industrial Co., Ltd. | Hampton Bay | AL-450(AL684-TB) | True |  | 3 | Yes | 1744 | 12 | 145 |  |  |  | 4608 | 61 | 76 | [5 empty] | Incandescent |  | Federally-Regulated Consumer Product | 02/14/2018 |  | 03/04/2020
Air Cool Industrial Co., Ltd. | Hampton Bay | AL-450(AL775-BN) | True |  | 3 | Yes | 1949 | 15 | 130 |  |  |  | 4315 | 53 | 81 | [5 empty] | Other |  | Federally-Regulated Consumer Product | 02/14/2018 |  | 03/04/2020
Air Cool Industrial Co., Ltd. | Hampton Bay | AL-450(AL775-ORB) | True |  | 3 | Yes | 1949 | 15 | 130 |  |  |  | 4315 | 53 | 81 | [5 empty] | Other |  | Federally-Regulated Consumer Product | 02/14/2018 |  | 03/04/2020
Air Cool Industrial Co., Ltd. | Hampton Bay | AL-47OD (AL47-NI) | True |  | 3 | Yes | 2180 | 21 | 104 |  |  |  | 4688 | 81 | 58 | [5 empty] | Compact Flourescent |  | Federally-Regulated Consumer Product | 02/14/2018 |  | 03/04/2020
Air Cool Industrial Co., Ltd. | Hampton Bay | AL-54(AL54-BN) | True |  | 3 | Yes | 1522 | 12 | 127 |  |  |  | 3368 | 51 | 66 | [5 empty] | Incandescent |  | Federally-Regulated Consumer Product | 02/14/2018 |  | 03/04/2020
Air Cool Industrial Co., Ltd. | Hampton Bay | AL-54(AL54-WH) | True |  | 3 | Yes | 1522 | 12 | 127 |  |  |  | 3368 | 51 | 66 | [5 empty] | Incandescent |  | Federally-Regulated Consumer Product | 02/14/2018 |  | 03/04/2020
Air Cool Industrial Co., Ltd. | Hampton Bay | YG-203(AG798-BBW) | True |  | 3 | Yes | 2943 | 27 | 109 |  |  |  | 7142 | 82 | 87 | [5 empty] | Compact Flourescent |  | Federally-Regulated Consumer Product | 02/14/2018 |  | 03/04/2020
Air Cool Industrial Co., Ltd. | Hampton Bay | YG205OD(YG205-NI) | True |  | 3 | Yes | 1479 | 11 | 134 |  |  |  | 4915 | 64 | 77 | [5 empty] | Compact Flourescent |  | Federally-Regulated Consumer Product | 02/14/2018 |  | 03/04/2020
Air Cool Industrial Co., Ltd. | No Brand Home Depot | AC-552(YG269-BN) | True |  | 3 | Yes | 2114 | 10 | 211 |  |  |  | 4726 | 61 | 77 | [5 empty] | Compact Flourescent |  | Federally-Regulated Consumer Product | 02/14/2018 |  | 03/04/2020
Air Cool Industrial Co., Ltd. | No Brand Home Depot | AC-552(YG269-ORB) | True |  | 3 | Yes | 2114 | 10 | 211 |  |  |  | 4726 | 61 | 77 | [5 empty] | Compact Flourescent |  | Federally-Regulated Consumer Product | 02/14/2018 |  | 03/04/2020
Air Cool Industrial Co., Ltd. | No Brand Home Depot | AC-552(YG269-WH) | True |  | 3 | Yes | 2114 | 10 | 211 |  |  |  | 4726 | 61 | 77 | [5 empty] | Compact Flourescent |  | Federally-Regulated Consumer Product | 02/14/2018 |  | 03/04/2020
Hunter Fan Company | Hunter | 59365 | True |  | 6 | Yes | 2599 | 4 | 650 |  |  |  | 7510 | 47 | 160 | [5 empty] | LED |  | Federally-Regulated Consumer Product | 02/20/2018 |  | 03/04/2020
Hunter Fan Company | Hunter | 59366 | True |  | 6 | Yes | 2599 | 4 | 650 |  |  |  | 7510 | 47 | 160 | [5 empty] | LED |  | Federally-Regulated Consumer Product | 02/20/2018 |  | 03/04/2020
Hunter Fan Company | Hunter | 59367 | True |  | 6 | Yes | 2599 | 4 | 650 |  |  |  | 7510 | 47 | 160 | [5 empty] | LED |  | Federally-Regulated Consumer Product | 02/20/2018 |  | 03/04/2020
Hunter Fan Company | Hunter | 59368 | True |  | 6 | Yes | 2671 | 3 | 890 |  |  |  | 7382 | 36 | 205 | [5 empty] | LED |  | Federally-Regulated Consumer Product | 02/20/2018 |  | 03/04/2020
Hunter Fan Company | Hunter | 59369 | True |  | 6 | Yes | 2671 | 3 | 890 |  |  |  | 7382 | 36 | 205 | [5 empty] | LED |  | Federally-Regulated Consumer Product | 02/20/2018 |  | 03/04/2020
Hunter Fan Company | Hunter | 59370 | True |  | 6 | Yes | 2671 | 3 | 890 |  |  |  | 7382 | 36 | 205 | [5 empty] | LED |  | Federally-Regulated Consumer Product | 02/20/2018 |  | 03/04/2020
Hunter Fan Company | Hunter | 54159 | True |  | 3 | Yes | 2389 | 3 | 796 |  |  |  | 6325 | 83 | 76 | [5 empty] | LED |  | Federally-Regulated Consumer Product | 02/20/2018 |  | 03/04/2020
Hunter Fan Company | Hunter | 59477 | True |  | 3 | Yes | 1790 | 11 | 163 |  |  |  | 4622 | 64 | 72 | [5 empty] | LED |  | Federally-Regulated Consumer Product | 02/20/2018 |  | 03/04/2020
Hunter Fan Company | Hunter | 59565 | True |  | 3 | Yes | 1906 | 10 | 191 |  |  |  | 5493 | 78 | 70 | [5 empty] | LED |  | Federally-Regulated Consumer Product | 02/20/2018 |  | 03/04/2020
Hunter Fan Company | Hunter | 59566 | True |  | 3 | Yes | 1906 | 10 | 191 |  |  |  | 5493 | 78 | 70 | [5 empty] | LED |  | Federally-Regulated Consumer Product | 02/20/2018 |  | 03/04/2020
Hunter Fan Company | Hunter | 59409 | True |  | 3 | Yes | 1310 | 7 | 187 |  |  |  | 4082 | 62 | 66 | [5 empty] | LED |  | Federally-Regulated Consumer Product | 02/20/2018 |  | 03/04/2020
Hunter Fan Company | Hunter | 59410 | True |  | 3 | Yes | 1310 | 7 | 187 |  |  |  | 4082 | 62 | 66 | [5 empty] | LED |  | Federally-Regulated Consumer Product | 02/20/2018 |  | 03/04/2020
Hunter Fan Company | Hunter | 59411 | True |  | 3 | Yes | 1310 | 7 | 187 |  |  |  | 4082 | 62 | 66 | [5 empty] | LED |  | Federally-Regulated Consumer Product | 02/20/2018 |  | 03/04/2020
Hunter Fan Company | Hunter | 59406 | True |  | 3 | Yes | 2018 | 9 | 224 |  |  |  | 4655 | 60 | 78 | [5 empty] | LED |  | Federally-Regulated Consumer Product | 02/20/2018 |  | 03/04/2020
Hunter Fan Company | Hunter | 59407 | True |  | 3 | Yes | 2018 | 9 | 224 |  |  |  | 4655 | 60 | 78 | [5 empty] | LED |  | Federally-Regulated Consumer Product | 02/20/2018 |  | 03/04/2020
Hunter Fan Company | Hunter | 59408 | True |  | 3 | Yes | 2018 | 9 | 224 |  |  |  | 4655 | 60 | 78 | [5 empty] | LED |  | Federally-Regulated Consumer Product | 02/20/2018 |  | 03/04/2020
Hunter Fan Company | Hunter | 52152 | True |  | 3 | Yes | 1248 | 7 | 178 |  |  |  | 3987 | 63 | 63 | [5 empty] | LED |  | Federally-Regulated Consumer Product | 02/20/2018 |  | 03/04/2020
Hunter Fan Company | Hunter | 52153 | True |  | 3 | Yes | 1248 | 7 | 178 |  |  |  | 3987 | 63 | 63 | [5 empty] | LED |  | Federally-Regulated Consumer Product | 02/20/2018 |  | 03/04/2020
Hunter Fan Company | Hunter | 52154 | True |  | 3 | Yes | 1248 | 7 | 178 |  |  |  | 3987 | 63 | 63 | [5 empty] | LED |  | Federally-Regulated Consumer Product | 02/20/2018 |  | 03/04/2020
Hunter Fan Company | Hunter | 54207 | True |  | 3 | Yes | 1922 | 9 | 214 |  |  |  | 5476 | 79 | 69 | [5 empty] | LED |  | Federally-Regulated Consumer Product | 02/20/2018 |  | 03/04/2020
Hunter Fan Company | Hunter | 54208 | True |  | 3 | Yes | 1922 | 9 | 214 |  |  |  | 5476 | 79 | 69 | [5 empty] | LED |  | Federally-Regulated Consumer Product | 02/20/2018 |  | 03/04/2020
Hunter Fan Company | Hunter | 54209 | True |  | 3 | Yes | 1922 | 9 | 214 |  |  |  | 5476 | 79 | 69 | [5 empty] | LED |  | Federally-Regulated Consumer Product | 02/20/2018 |  | 03/04/2020
Hunter Fan Company | Hunter | 54204 | True |  | 3 | Yes | 2024 | 9 | 225 |  |  |  | 5842 | 80 | 73 | [5 empty] | LED |  | Federally-Regulated Consumer Product | 02/20/2018 |  | 03/04/2020
Hunter Fan Company | Hunter | 54205 | True |  | 3 | Yes | 2024 | 9 | 225 |  |  |  | 5842 | 80 | 73 | [5 empty] | LED |  | Federally-Regulated Consumer Product | 02/20/2018 |  | 03/04/2020
Hunter Fan Company | Hunter | 54206 | True |  | 3 | Yes | 2024 | 9 | 225 |  |  |  | 5842 | 80 | 73 | [5 empty] | LED |  | Federally-Regulated Consumer Product | 02/20/2018 |  | 03/04/2020
Hunter Fan Company | Hunter | 52290 | True |  | 3 | Yes | 1494 | 7 | 213 |  |  |  | 4390 | 64 | 69 | [5 empty] | LED |  | Federally-Regulated Consumer Product | 02/20/2018 |  | 03/04/2020
Hunter Fan Company | Hunter | 52291 | True |  | 3 | Yes | 1494 | 7 | 213 |  |  |  | 4390 | 64 | 69 | [5 empty] | LED |  | Federally-Regulated Consumer Product | 02/20/2018 |  | 03/04/2020
Hunter Fan Company | Hunter | 53428 | True |  | 3 | Yes | 2090 | 9 | 232 |  |  |  | 4897 | 63 | 78 | [5 empty] | LED |  | Federally-Regulated Consumer Product | 02/20/2018 |  | 03/04/2020
Hunter Fan Company | Hunter | 53429 | True |  | 3 | Yes | 2090 | 9 | 232 |  |  |  | 4897 | 63 | 78 | [5 empty] | LED |  | Federally-Regulated Consumer Product | 02/20/2018 |  | 03/04/2020
Hunter Fan Company | Hunter | 54201 | True |  | 3 | Yes | 2089 | 10 | 209 |  |  |  | 5804 | 78 | 74 | [5 empty] | LED |  | Federally-Regulated Consumer Product | 02/20/2018 |  | 03/04/2020
Hunter Fan Company | Hunter | 59416 | True |  | 3 | Yes | 1733 | 11 | 158 |  |  |  | 4676 | 64 | 73 | [5 empty] | LED |  | Federally-Regulated Consumer Product | 02/20/2018 |  | 03/04/2020
Hunter Fan Company | Hunter | 59417 | True |  | 3 | Yes | 2059 | 10 | 206 |  |  |  | 6042 | 80 | 76 | [5 empty] | LED |  | Federally-Regulated Consumer Product | 02/20/2018 |  | 03/04/2020
Hunter Fan Company | Hunter | 59420 | True |  | 3 | Yes | 1877 | 11 | 171 |  |  |  | 5581 | 79 | 71 | [5 empty] | LED |  | Federally-Regulated Consumer Product | 02/20/2018 |  | 03/04/2020
Hunter Fan Company | Hunter | 59421 | True |  | 3 | Yes | 1877 | 11 | 171 |  |  |  | 5581 | 79 | 71 | [5 empty] | LED |  | Federally-Regulated Consumer Product | 02/20/2018 |  | 03/04/2020
Hunter Fan Company | Hunter | 59438 | True |  | 3 | Yes | 1895 | 11 | 172 |  |  |  | 4818 | 64 | 75 | [5 empty] | LED |  | Federally-Regulated Consumer Product | 02/20/2018 |  | 03/04/2020
Hunter Fan Company | Hunter | 59439 | True |  | 3 | Yes | 1895 | 11 | 172 |  |  |  | 4818 | 64 | 75 | [5 empty] | LED |  | Federally-Regulated Consumer Product | 02/20/2018 |  | 03/04/2020
Hunter Fan Company | Hunter | 59468 | True |  | 3 | Yes | 2353 | 11 | 214 |  |  |  | 6571 | 84 | 78 | [5 empty] | LED |  | Federally-Regulated Consumer Product | 02/20/2018 |  | 03/04/2020
Hunter Fan Company | Hunter | 59300 | True |  | 3 | Yes | 1530 | 6 | 255 |  |  |  | 4611 | 65 | 71 | [5 empty] | LED |  | Federally-Regulated Consumer Product | 02/20/2018 |  | 03/04/2020
Hunter Fan Company | Hunter | 59290 | True |  | 6 | Yes | 2628 | 3 | 876 |  |  |  | 7212 | 31 | 233 | [5 empty] | LED |  | Federally-Regulated Consumer Product | 02/20/2018 |  | 03/04/2020
Hunter Fan Company | Hunter | 59296 | True |  | 3 | Yes | 1994 | 9 | 222 |  |  |  | 4907 | 64 | 77 | [5 empty] | LED |  | Federally-Regulated Consumer Product | 02/20/2018 |  | 03/04/2020
Hunter Fan Company | Hunter | 59371 | True |  | 6 | Yes | 2390 | 3 | 797 |  |  |  | 7006 | 41 | 171 | [5 empty] | LED |  | Federally-Regulated Consumer Product | 02/20/2018 |  | 03/04/2020
Hunter Fan Company | Hunter | 59372 | True |  | 6 | Yes | 2390 | 3 | 797 |  |  |  | 7006 | 41 | 171 | [5 empty] | LED |  | Federally-Regulated Consumer Product | 02/20/2018 |  | 03/04/2020
Hunter Fan Company | Hunter | 59373 | True |  | 6 | Yes | 2390 | 3 | 797 |  |  |  | 7006 | 41 | 171 | [5 empty] | LED |  | Federally-Regulated Consumer Product | 02/20/2018 |  | 03/04/2020
Air Cool Industrial Co., Ltd. | Hampton Bay | AC-418(AC418-BN) | True |  | 3 | Yes | 2562 | 26 | 98 |  |  |  | 5952 | 81 | 73 | [5 empty] | Compact Flourescent |  | Federally-Regulated Consumer Product | 02/21/2018 |  | 03/04/2020
Air Cool Industrial Co., Ltd. | Hampton Bay | AC-429A(AC446-CW) | True |  | 3 | Yes | 2158 | 15 | 144 |  |  |  | 5239 | 77 | 68 | [5 empty] | Incandescent |  | Federally-Regulated Consumer Product | 02/21/2018 |  | 03/04/2020
Air Cool Industrial Co., Ltd. | Hampton Bay | AC-552 (AG565-BN) | True |  | 3 | Yes | 1948 | 16 | 122 |  |  |  | 4868 | 66 | 74 | [5 empty] | Compact Flourescent |  | Federally-Regulated Consumer Product | 02/21/2018 |  | 03/04/2020
Progress Lighting | Progress Lighting | P2584-** | True |  | 3 | Yes | 1648 | 11 | 149 |  |  |  | 4794 | 65 | 73 | [5 empty] | LED |  | Federally-Regulated Consumer Product | 03/02/2018 |  | 03/04/2020
Litex Industries | Craftmade | ECH54BNK3 | True |  | 6 | Yes | 1675 | 2 | 837 |  |  |  | 6569 | 32 | 205 | [5 empty] | LED |  | Federally-Regulated Consumer Product | 03/12/2018 |  | 03/04/2020
Litex Industries | Craftmade | FRE56***3 | True |  | 6 | Yes | 2144 | 4 | 536 |  |  |  | 6533 | 32 | 198 | [5 empty] | LED |  | Federally-Regulated Consumer Product | 03/12/2018 |  | 03/04/2020
Litex Industries | Craftmade | MOD60***4 | True |  | 6 | Yes | 2785 | 3 | 928 |  |  |  | 9134 | 36 | 253 | [5 empty] | LED |  | Federally-Regulated Consumer Product | 03/12/2018 |  | 03/04/2020
Litex Industries | Craftmade | TOR52BNK4 | True |  | 3 | Yes | 2470 | 12 | 205 |  |  |  | 7425 | 63 | 117 | [5 empty] | LED |  | Federally-Regulated Consumer Product | 03/12/2018 |  | 03/04/2020
Visual Comfort & Company | Monte Carlo | 14PRR62**** | True |  | V | Yes | 2676 | 4 | 669 |  |  |  | 7133 | 34 | 210 | [5 empty] | LED |  | Federally-Regulated Consumer Product | 03/12/2018 |  | 03/04/2020
Visual Comfort & Company | Monte Carlo | 3AKR56*** | True |  | V | Yes | 1967 | 3 | 656 |  |  |  | 4681 | 22 | 142 | [5 empty] | None |  | Federally-Regulated Consumer Product | 03/12/2018 |  | 03/04/2020
Visual Comfort & Company | Monte Carlo | 3DLR56*** | True |  | V | Yes | 2288 | 4 | 572 |  |  |  | 5566 | 33 | 169 | [5 empty] | None |  | Federally-Regulated Consumer Product | 03/12/2018 |  | 03/04/2020
Visual Comfort & Company | Monte Carlo | 3MER56**** | True |  | V | Yes | 3078 | 3 | 1026 |  |  |  | 7212 | 87 | 83 | [5 empty] | None |  | Federally-Regulated Consumer Product | 03/12/2018 |  | 03/04/2020
Visual Comfort & Company | Monte Carlo | 3NDR54**** | True |  | V | Yes | 275 | 7 | 39 |  |  |  | 4036 | 34 | 119 | [5 empty] | LED |  | Federally-Regulated Consumer Product | 03/12/2018 |  | 03/04/2020
Visual Comfort & Company | Monte Carlo | 4TK52*** | True |  | 3 | Yes | 1672 | 10 | 167 |  |  |  | 4567 | 64 | 71 | [5 empty] | None |  | Federally-Regulated Consumer Product | 03/12/2018 |  | 03/04/2020
Visual Comfort & Company | Monte Carlo | 5DI52**** | True |  | 3 | Yes | 1870 | 13 | 144 |  |  |  | 4781 | 66 | 72 | [5 empty] | Incandescent |  | Federally-Regulated Consumer Product | 03/12/2018 |  | 03/04/2020
Visual Comfort & Company | Monte Carlo | 5DIO52**** | True |  | 3 | Yes | 1893 | 14 | 135 |  |  |  | 4483 | 60 | 75 | [5 empty] | LED |  | Federally-Regulated Consumer Product | 03/12/2018 |  | 03/04/2020
Visual Comfort & Company | Monte Carlo | 5DIW52**** | True |  | 3 | Yes | 1902 | 14 | 136 |  |  |  | 4483 | 60 | 75 | [5 empty] | LED |  | Federally-Regulated Consumer Product | 03/12/2018 |  | 03/04/2020
Visual Comfort & Company | Monte Carlo | 3AVOR56****-V1 | True |  | V | Yes | 2160 | 2 | 1080 |  |  |  | 6461 | 24 | 269 | [5 empty] | LED |  | Federally-Regulated Consumer Product | 03/12/2018 |  | 03/04/2020
Visual Comfort & Company | Monte Carlo | 3CLMR56****-V1 | True |  | V | Yes | 1617 | 7 | 231 |  |  |  | 6445 | 66 | 98 | [5 empty] | LED |  | Federally-Regulated Consumer Product | 03/12/2018 |  | 03/04/2020
Visual Comfort & Company | Monte Carlo | 3CLYR42****-V1 | True |  | 3 | Yes | 1593 | 12 | 123 |  |  |  | 2799 | 37 | 76 | [5 empty] | LED |  | Federally-Regulated Consumer Product | 03/12/2018 |  | 03/04/2020
Visual Comfort & Company | Monte Carlo | 3CLYR52****-V1 | True |  | 3 | Yes | 2669 | 14 | 191 |  |  |  | 4710 | 46 | 102 | [5 empty] | LED |  | Federally-Regulated Consumer Product | 03/12/2018 |  | 03/04/2020
Visual Comfort & Company | Monte Carlo | 3DIR52****-V1 | True |  | V | Yes | 2135 | 11 | 194 |  |  |  | 4741 | 65 | 73 | [5 empty] | LED |  | Federally-Regulated Consumer Product | 03/12/2018 |  | 03/04/2020
Visual Comfort & Company | Monte Carlo | 3DIR58****-V1 | True |  | V | Yes | 1368 | 12 | 114 |  |  |  | 5110 | 69 | 74 | [5 empty] | LED |  | Federally-Regulated Consumer Product | 03/12/2018 |  | 03/04/2020
Visual Comfort & Company | Monte Carlo | 8EER60***-V1 | True |  | V | Yes | 3363 | 5 | 673 |  |  |  | 7507 | 31 | 242 | [5 empty] | LED |  | Federally-Regulated Consumer Product | 03/12/2018 |  | 03/04/2020
Visual Comfort & Company | Monte Carlo | 5LLR56****-V1 | True |  | V | Yes | 2588 | 3 | 863 |  |  |  | 6727 | 29 | 232 | [5 empty] | LED |  | Federally-Regulated Consumer Product | 03/12/2018 |  | 03/04/2020
Visual Comfort & Company | Monte Carlo | 3MNLR56****-V1 | True |  | V | Yes | 2843 | 3 | 948 |  |  |  | 7240 | 27 | 268 | [5 empty] | LED |  | Federally-Regulated Consumer Product | 03/12/2018 |  | 03/04/2020
Visual Comfort & Company | Monte Carlo | 3MNLR72****-V1 | True |  | V | Yes | 2996 | 3 | 999 |  |  |  | 9468 | 31 | 305 | [5 empty] | LED |  | Federally-Regulated Consumer Product | 03/12/2018 |  | 03/04/2020
Visual Comfort & Company | Monte Carlo | 5SLR52***-V1 | True |  | V | Yes | 2027 | 11 | 184 |  |  |  | 4449 | 64 | 70 | [5 empty] | LED |  | Federally-Regulated Consumer Product | 03/12/2018 |  | 03/04/2020
Visual Comfort & Company | Monte Carlo | 3VNMR56****-V1 | True |  | V | Yes | 1446 | 7 | 207 |  |  |  | 5252 | 64 | 82 | [5 empty] | LED |  | Federally-Regulated Consumer Product | 03/12/2018 |  | 03/04/2020
Visual Comfort & Company | Monte Carlo | 3VNR42****-V1 | True |  | 3 | Yes | 2369 | 15 | 158 |  |  |  | 2190 | 40 | 55 | [5 empty] | LED |  | Federally-Regulated Consumer Product | 03/12/2018 |  | 03/04/2020
Visual Comfort & Company | Monte Carlo | 3VNR52****-V1 | True |  | 3 | Yes | 2369 | 15 | 158 |  |  |  | 3420 | 43 | 80 | [5 empty] | LED |  | Federally-Regulated Consumer Product | 03/12/2018 |  | 03/04/2020
Visual Comfort & Company | Monte Carlo | 8TNR56***-V1 | True |  | V | Yes | 3555 | 7 | 507 |  |  |  | 8333 | 30 | 255 | [5 empty] | LED |  | Federally-Regulated Consumer Product | 03/12/2018 |  | 03/04/2020
Visual Comfort & Company | Sea Gull Lighting | 15030EN-*** | True |  | 3 | Yes | 1805 | 9 | 200 |  |  |  | 5132 | 66 | 78 | [5 empty] | LED |  | Federally-Regulated Consumer Product | 03/13/2018 |  | 03/04/2020
Visual Comfort & Company | Sea Gull Lighting | 15030EN3-*** | True |  | 3 | Yes | 1805 | 9 | 200 |  |  |  | 5132 | 66 | 78 | [5 empty] | LED |  | Federally-Regulated Consumer Product | 03/13/2018 |  | 03/04/2020
Visual Comfort & Company | Sea Gull Lighting | 15040BLE-*** | True |  | 3 | Yes | 1805 | 9 | 200 |  |  |  | 5132 | 66 | 78 | [5 empty] | Compact Flourescent |  | Federally-Regulated Consumer Product | 03/13/2018 |  | 03/04/2020
Visual Comfort & Company | Sea Gull Lighting | 15040EN-*** | True |  | 3 | Yes | 1805 | 9 | 200 |  |  |  | 5132 | 66 | 78 | [5 empty] | LED |  | Federally-Regulated Consumer Product | 03/13/2018 |  | 03/04/2020
Visual Comfort & Company | Sea Gull Lighting | 15040EN3-*** | True |  | 3 | Yes | 1805 | 9 | 200 |  |  |  | 5132 | 66 | 78 | [5 empty] | LED |  | Federally-Regulated Consumer Product | 03/13/2018 |  | 03/04/2020
Visual Comfort & Company | Sea Gull Lighting | 15160EN3-*** | True |  | 3 | Yes | 1625 | 12 | 135 |  |  |  | 4224 | 56 | 75 | [5 empty] | LED |  | Federally-Regulated Consumer Product | 03/13/2018 |  | 03/04/2020
Visual Comfort & Company | Sea Gull Lighting | 15161EN3-*** | True |  | 3 | Yes | 1625 | 12 | 135 |  |  |  | 4224 | 56 | 75 | [5 empty] | LED |  | Federally-Regulated Consumer Product | 03/13/2018 |  | 03/04/2020
Visual Comfort & Company | Sea Gull Lighting | 15162EN3-*** | True |  | 3 | Yes | 1625 | 12 | 135 |  |  |  | 4224 | 56 | 75 | [5 empty] | LED |  | Federally-Regulated Consumer Product | 03/13/2018 |  | 03/04/2020
Visual Comfort & Company | Sea Gull Lighting | 15163EN3-*** | True |  | 3 | Yes | 1625 | 12 | 135 |  |  |  | 4224 | 56 | 75 | [5 empty] | LED |  | Federally-Regulated Consumer Product | 03/13/2018 |  | 03/04/2020
Visual Comfort & Company | Sea Gull Lighting | 15053-*** | True |  | 3 | Yes | 1624 | 8 | 203 |  |  |  | 4610 | 54 | 85 | [5 empty] | Incandescent |  | Federally-Regulated Consumer Product | 03/13/2018 |  | 03/04/2020
Visual Comfort & Company | Monte Carlo | 3MAVR99***** | True |  | V | Yes | 9556 | 6 | 1593 |  |  |  | 17395 | 29 | 600 | [5 empty] | None |  | Federally-Regulated Consumer Product | 03/13/2018 |  | 03/04/2020
Visual Comfort & Company | Sea Gull Lighting | 15160B-*** | True |  | 3 | Yes | 1625 | 13 | 125 |  |  |  | 4224 | 56 | 75 | [5 empty] | None |  | Federally-Regulated Consumer Product | 03/13/2018 |  | 03/04/2020
Visual Comfort & Company | Sea Gull Lighting | 15163B-*** | True |  | 3 | Yes | 1625 | 13 | 125 |  |  |  | 4224 | 56 | 75 | [5 empty] | Incandescent |  | Federally-Regulated Consumer Product | 03/13/2018 |  | 03/04/2020
Visual Comfort & Company | Sea Gull Lighting | 15021-*** | True |  | 3 | Yes | 1281 | 11 | 116 |  |  |  | 3927 | 63 | 62 | [5 empty] | Compact Flourescent |  | Federally-Regulated Consumer Product | 03/13/2018 |  | 03/04/2020
Visual Comfort & Company | Sea Gull Lighting | 1540-*** | True |  | 3 | Yes | 1499 | 9 | 167 |  |  |  | 5468 | 61 | 90 | [5 empty] | None |  | Federally-Regulated Consumer Product | 03/13/2018 |  | 03/04/2020
Visual Comfort & Company | Sea Gull Lighting | 15045-*** | True |  | 3 | Yes | 1797 | 11 | 163 |  |  |  | 3841 | 46 | 84 | [5 empty] | None |  | Federally-Regulated Consumer Product | 03/13/2018 |  | 03/04/2020
Visual Comfort & Company | Sea Gull Lighting | 15030BLE-*** | True |  | 3 | Yes | 1729 | 11 | 157 |  |  |  | 5996 | 65 | 92 | [5 empty] | Compact Flourescent |  | Federally-Regulated Consumer Product | 03/13/2018 |  | 03/04/2020
Visual Comfort & Company | Sea Gull Lighting | 15162B-*** | True |  | 3 | Yes | 1625 | 13 | 125 |  |  |  | 4224 | 56 | 75 | [5 empty] | Incandescent |  | Federally-Regulated Consumer Product | 03/13/2018 |  | 03/04/2020
Visual Comfort & Company | Sea Gull Lighting | 1525-*** | True |  | 3 | Yes | 1629 | 10 | 163 |  |  |  | 3817 | 46 | 83 | [5 empty] | None |  | Federally-Regulated Consumer Product | 03/13/2018 |  | 03/04/2020
Visual Comfort & Company | Sea Gull Lighting | 15358B-*** | True |  | 3 | Yes | 1291 | 11 | 117 |  |  |  | 5031 | 62 | 81 | [5 empty] | Incandescent |  | Federally-Regulated Consumer Product | 03/13/2018 |  | 03/04/2020
Visual Comfort & Company | Sea Gull Lighting | 15170B-*** | True |  | 3 | Yes | 2901 | 20 | 145 |  |  |  | 6254 | 78 | 80 | [5 empty] | Incandescent |  | Federally-Regulated Consumer Product | 03/13/2018 |  | 03/04/2020
Visual Comfort & Company | Sea Gull Lighting | 15046-*** | True |  | 3 | Yes | 1797 | 11 | 163 |  |  |  | 3841 | 46 | 84 | [5 empty] | None |  | Federally-Regulated Consumer Product | 03/13/2018 |  | 03/04/2020
Visual Comfort & Company | Sea Gull Lighting | 15030-*** | True |  | 3 | Yes | 1821 | 9 | 202 |  |  |  | 5197 | 67 | 78 | [5 empty] | None |  | Federally-Regulated Consumer Product | 03/13/2018 |  | 03/04/2020
Visual Comfort & Company | Sea Gull Lighting | 15161B-*** | True |  | 3 | Yes | 1625 | 13 | 125 |  |  |  | 4224 | 56 | 75 | [5 empty] | Incandescent |  | Federally-Regulated Consumer Product | 03/13/2018 |  | 03/04/2020
King of Fans | Hampton Bay | EF600K-52 | True |  | 3 | Yes | 1217 | 10 | 122 |  |  |  | 3458 | 63 | 55 | [5 empty] | LED |  | Federally-Regulated Consumer Product | 03/20/2018 |  | 03/04/2020
Champ-Ray Industrial Co.,Ltd | Minka Aire | Ceiling fan F896-65 | True |  | V | Yes | 3765 | 6 | 628 |  |  |  | 9036 | 57 | 159 | [5 empty] | None |  | Federally-Regulated Consumer Product | 03/22/2018 |  | 03/04/2020
Progress Lighting | Progress Lighting | P2524-** | True |  | 3 | Yes | 417 | 7 | 56 |  |  |  | 2056 | 46 | 45 | [5 empty] | None |  | Federally-Regulated Consumer Product | 03/22/2018 |  | 03/04/2020
Progress Lighting | Progress Lighting | P2525-** | True |  | 3 | Yes | 1467 | 14 | 103 |  |  |  | 3229 | 56 | 58 | [5 empty] | None |  | Federally-Regulated Consumer Product | 03/22/2018 |  | 03/04/2020
Progress Lighting | Progress Lighting | P2538-** | True |  | 3 | Yes | 1588 | 11 | 144 |  |  |  | 4742 | 64 | 74 | [5 empty] | Compact Flourescent |  | Federally-Regulated Consumer Product | 03/22/2018 |  | 03/04/2020
Progress Lighting | Progress Lighting | P2539-**30K | True |  | 3 | Yes | 2317 | 14 | 166 |  |  |  | 5331 | 65 | 82 | [5 empty] | LED |  | Federally-Regulated Consumer Product | 03/22/2018 |  | 03/04/2020
Progress Lighting | Progress Lighting | P2540-**30K | True |  | 3 | Yes | 1760 | 11 | 160 |  |  |  | 5121 | 66 | 78 | [5 empty] | LED |  | Federally-Regulated Consumer Product | 03/22/2018 |  | 03/04/2020
Progress Lighting | Progress Lighting | P2542-**30K | True |  | 3 | Yes | 1764 | 11 | 160 |  |  |  | 4814 | 65 | 74 | [5 empty] | LED |  | Federally-Regulated Consumer Product | 03/22/2018 |  | 03/04/2020
Progress Lighting | Progress Lighting | P2544-**30K | True |  | 3 | Yes | 1695 | 12 | 141 |  |  |  | 4454 | 60 | 74 | [5 empty] | LED |  | Federally-Regulated Consumer Product | 03/22/2018 |  | 03/04/2020
Progress Lighting | Progress Lighting | P2546-** | True |  | 3 | Yes | 3847 | 29 | 132 |  |  |  | 7587 | 89 | 85 | [5 empty] | None |  | Federally-Regulated Consumer Product | 03/22/2018 |  | 03/04/2020
Progress Lighting | Progress Lighting | P2556-**30K | True |  | 3 | Yes | 1588 | 11 | 144 |  |  |  | 4742 | 64 | 74 | [5 empty] | LED |  | Federally-Regulated Consumer Product | 03/22/2018 |  | 03/04/2020
Litex Industries | Craftmade | K10015 | True |  | 3 | Yes | 2131 | 13 | 163 |  |  |  | 6290 | 80 | 78 | [5 empty] | None |  | Federally-Regulated Consumer Product | 03/22/2018 |  | 03/04/2020
Litex Industries | Craftmade | K10018 | True |  | 3 | Yes | 2131 | 13 | 163 |  |  |  | 6290 | 80 | 78 | [5 empty] | None |  | Federally-Regulated Consumer Product | 03/22/2018 |  | 03/04/2020
Litex Industries | Craftmade | K10601 | True |  | 3 | Yes | 2131 | 13 | 163 |  |  |  | 6290 | 80 | 78 | [5 empty] | None |  | Federally-Regulated Consumer Product | 03/22/2018 |  | 03/04/2020
Litex Industries | Craftmade | K10811 | True |  | 3 | Yes | 2131 | 13 | 163 |  |  |  | 6290 | 80 | 78 | [5 empty] | None |  | Federally-Regulated Consumer Product | 03/22/2018 |  | 03/04/2020
Litex Industries | Craftmade | K10812 | True |  | 3 | Yes | 2131 | 13 | 163 |  |  |  | 6290 | 80 | 78 | [5 empty] | None |  | Federally-Regulated Consumer Product | 03/22/2018 |  | 03/04/2020
Litex Industries | Craftmade | K10813 | True |  | 3 | Yes | 2131 | 13 | 163 |  |  |  | 6290 | 80 | 78 | [5 empty] | None |  | Federally-Regulated Consumer Product | 03/22/2018 |  | 03/04/2020
Litex Industries | Craftmade | K10815 | True |  | 3 | Yes | 2131 | 13 | 163 |  |  |  | 6290 | 80 | 78 | [5 empty] | None |  | Federally-Regulated Consumer Product | 03/22/2018 |  | 03/04/2020
Litex Industries | Craftmade | K10816 | True |  | 3 | Yes | 2131 | 13 | 163 |  |  |  | 6290 | 80 | 78 | [5 empty] | None |  | Federally-Regulated Consumer Product | 03/22/2018 |  | 03/04/2020
Litex Industries | Craftmade | K10817 | True |  | 3 | Yes | 2131 | 13 | 163 |  |  |  | 6290 | 80 | 78 | [5 empty] | None |  | Federally-Regulated Consumer Product | 03/22/2018 |  | 03/04/2020
Litex Industries | Craftmade | K10818 | True |  | 3 | Yes | 2131 | 13 | 163 |  |  |  | 6290 | 80 | 78 | [5 empty] | None |  | Federally-Regulated Consumer Product | 03/22/2018 |  | 03/04/2020
Litex Industries | Craftmade | K11196 | True |  | 3 | Yes | 2131 | 13 | 163 |  |  |  | 6290 | 80 | 78 | [5 empty] | None |  | Federally-Regulated Consumer Product | 03/22/2018 |  | 03/04/2020
Litex Industries | Craftmade | K10787 | True |  | 3 | Yes | 2131 | 13 | 163 |  |  |  | 6290 | 80 | 78 | [5 empty] | LED |  | Federally-Regulated Consumer Product | 03/22/2018 |  | 03/04/2020
Litex Industries | Craftmade | K10819 | True |  | 3 | Yes | 2131 | 13 | 163 |  |  |  | 6290 | 80 | 78 | [5 empty] | None |  | Federally-Regulated Consumer Product | 03/22/2018 |  | 03/04/2020
Litex Industries | Craftmade | K10820 | True |  | 3 | Yes | 2131 | 13 | 163 |  |  |  | 6290 | 80 | 78 | [5 empty] | None |  | Federally-Regulated Consumer Product | 03/22/2018 |  | 03/04/2020
Litex Industries | Craftmade | K10821 | True |  | 3 | Yes | 2131 | 13 | 163 |  |  |  | 6290 | 80 | 78 | [5 empty] | None |  | Federally-Regulated Consumer Product | 03/22/2018 |  | 03/04/2020
Litex Industries | Craftmade | K10822 | True |  | 3 | Yes | 2131 | 13 | 163 |  |  |  | 6290 | 80 | 78 | [5 empty] | None |  | Federally-Regulated Consumer Product | 03/22/2018 |  | 03/04/2020
Litex Industries | Craftmade | K10823 | True |  | 3 | Yes | 2131 | 13 | 163 |  |  |  | 6290 | 80 | 78 | [5 empty] | None |  | Federally-Regulated Consumer Product | 03/22/2018 |  | 03/04/2020
Litex Industries | Craftmade | K10602 | True |  | 3 | Yes | 2131 | 13 | 163 |  |  |  | 6290 | 80 | 78 | [5 empty] | None |  | Federally-Regulated Consumer Product | 03/22/2018 |  | 03/04/2020
Litex Industries | Craftmade | K10824 | True |  | 3 | Yes | 2131 | 13 | 163 |  |  |  | 6290 | 80 | 78 | [5 empty] | None |  | Federally-Regulated Consumer Product | 03/22/2018 |  | 03/04/2020
Litex Industries | Craftmade | K10825 | True |  | 3 | Yes | 2131 | 13 | 163 |  |  |  | 6290 | 80 | 78 | [5 empty] | None |  | Federally-Regulated Consumer Product | 03/22/2018 |  | 03/04/2020
Litex Industries | Craftmade | K10826 | True |  | 3 | Yes | 2131 | 13 | 163 |  |  |  | 6290 | 80 | 78 | [5 empty] | None |  | Federally-Regulated Consumer Product | 03/22/2018 |  | 03/04/2020
Litex Industries | Craftmade | K10828 | True |  | 3 | Yes | 2131 | 13 | 163 |  |  |  | 6290 | 80 | 78 | [5 empty] | None |  | Federally-Regulated Consumer Product | 03/22/2018 |  | 03/04/2020
Litex Industries | Craftmade | K10829 | True |  | 3 | Yes | 2131 | 13 | 163 |  |  |  | 6290 | 80 | 78 | [5 empty] | None |  | Federally-Regulated Consumer Product | 03/22/2018 |  | 03/04/2020
Litex Industries | Craftmade | K10830 | True |  | 3 | Yes | 2131 | 13 | 163 |  |  |  | 6290 | 80 | 78 | [5 empty] | None |  | Federally-Regulated Consumer Product | 03/22/2018 |  | 03/04/2020
Litex Industries | Craftmade | K10831 | True |  | 3 | Yes | 2131 | 13 | 163 |  |  |  | 6290 | 80 | 78 | [5 empty] | None |  | Federally-Regulated Consumer Product | 03/22/2018 |  | 03/04/2020
Litex Industries | Craftmade | K11197 | True |  | 3 | Yes | 2131 | 13 | 163 |  |  |  | 6290 | 80 | 78 | [5 empty] | None |  | Federally-Regulated Consumer Product | 03/22/2018 |  | 03/04/2020
Litex Industries | Craftmade | K10603 | True |  | 3 | Yes | 2131 | 13 | 163 |  |  |  | 6290 | 80 | 78 | [5 empty] | None |  | Federally-Regulated Consumer Product | 03/22/2018 |  | 03/04/2020
Litex Industries | Craftmade | K10832 | True |  | 3 | Yes | 2131 | 13 | 163 |  |  |  | 6290 | 80 | 78 | [5 empty] | None |  | Federally-Regulated Consumer Product | 03/22/2018 |  | 03/04/2020
Litex Industries | Craftmade | K10833 | True |  | 3 | Yes | 2131 | 13 | 163 |  |  |  | 6290 | 80 | 78 | [5 empty] | None |  | Federally-Regulated Consumer Product | 03/22/2018 |  | 03/04/2020
Litex Industries | Craftmade | K10834 | True |  | 3 | Yes | 2131 | 13 | 163 |  |  |  | 6290 | 80 | 78 | [5 empty] | None |  | Federally-Regulated Consumer Product | 03/22/2018 |  | 03/04/2020
Litex Industries | Craftmade | K10835 | True |  | 3 | Yes | 2131 | 13 | 163 |  |  |  | 6290 | 80 | 78 | [5 empty] | None |  | Federally-Regulated Consumer Product | 03/22/2018 |  | 03/04/2020
Litex Industries | Craftmade | K10836 | True |  | 3 | Yes | 2131 | 13 | 163 |  |  |  | 6290 | 80 | 78 | [5 empty] | None |  | Federally-Regulated Consumer Product | 03/22/2018 |  | 03/04/2020
Litex Industries | Craftmade | K10837 | True |  | 3 | Yes | 2131 | 13 | 163 |  |  |  | 6290 | 80 | 78 | [5 empty] | None |  | Federally-Regulated Consumer Product | 03/22/2018 |  | 03/04/2020
Litex Industries | Craftmade | K10838 | True |  | 3 | Yes | 2131 | 13 | 163 |  |  |  | 6290 | 80 | 78 | [5 empty] | None |  | Federally-Regulated Consumer Product | 03/22/2018 |  | 03/04/2020
Litex Industries | Craftmade | K10839 | True |  | 3 | Yes | 2131 | 13 | 163 |  |  |  | 6290 | 80 | 78 | [5 empty] | None |  | Federally-Regulated Consumer Product | 03/22/2018 |  | 03/04/2020
Litex Industries | Craftmade | K10840 | True |  | 3 | Yes | 2131 | 13 | 163 |  |  |  | 6290 | 80 | 78 | [5 empty] | None |  | Federally-Regulated Consumer Product | 03/22/2018 |  | 03/04/2020
Litex Industries | Craftmade | K11195 | True |  | 3 | Yes | 2131 | 13 | 163 |  |  |  | 6290 | 80 | 78 | [5 empty] | LED |  | Federally-Regulated Consumer Product | 03/22/2018 |  | 03/04/2020
Litex Industries | Craftmade | K11198 | True |  | 3 | Yes | 2131 | 13 | 163 |  |  |  | 6290 | 80 | 78 | [5 empty] | None |  | Federally-Regulated Consumer Product | 03/22/2018 |  | 03/04/2020
Litex Industries | Craftmade | K10380 | True |  | 3 | Yes | 2131 | 13 | 163 |  |  |  | 6290 | 80 | 78 | [5 empty] | None |  | Federally-Regulated Consumer Product | 03/22/2018 |  | 03/04/2020
Litex Industries | Craftmade | K10841 | True |  | 3 | Yes | 2131 | 13 | 163 |  |  |  | 6290 | 80 | 78 | [5 empty] | None |  | Federally-Regulated Consumer Product | 03/22/2018 |  | 03/04/2020
Litex Industries | Craftmade | K10842 | True |  | 3 | Yes | 2131 | 13 | 163 |  |  |  | 6290 | 80 | 78 | [5 empty] | None |  | Federally-Regulated Consumer Product | 03/22/2018 |  | 03/04/2020
Litex Industries | Craftmade | K10843 | True |  | 3 | Yes | 2131 | 13 | 163 |  |  |  | 6290 | 80 | 78 | [5 empty] | None |  | Federally-Regulated Consumer Product | 03/22/2018 |  | 03/04/2020
Litex Industries | Craftmade | K10367 | True |  | 3 | Yes | 2358 | 16 | 147 |  |  |  | 5041 | 60 | 84 | [5 empty] | LED |  | Federally-Regulated Consumer Product | 03/22/2018 |  | 03/04/2020
Litex Industries | Craftmade | K10368 | True |  | 3 | Yes | 2358 | 16 | 147 |  |  |  | 5041 | 60 | 84 | [5 empty] | LED |  | Federally-Regulated Consumer Product | 03/22/2018 |  | 03/04/2020
Litex Industries | Craftmade | K10612 | True |  | 3 | Yes | 2358 | 16 | 147 |  |  |  | 5041 | 60 | 84 | [5 empty] | LED |  | Federally-Regulated Consumer Product | 03/22/2018 |  | 03/04/2020
Litex Industries | Craftmade | K10613 | True |  | 3 | Yes | 2358 | 16 | 147 |  |  |  | 5041 | 60 | 84 | [5 empty] | LED |  | Federally-Regulated Consumer Product | 03/22/2018 |  | 03/04/2020
Litex Industries | Craftmade | K11101 | True |  | 3 | Yes | 1660 | 11 | 150 |  |  |  | 4643 | 63 | 73 | [5 empty] | LED |  | Federally-Regulated Consumer Product | 03/22/2018 |  | 03/04/2020
Litex Industries | Craftmade | K10622 | True |  | 3 | Yes | 1660 | 11 | 150 |  |  |  | 4643 | 63 | 73 | [5 empty] | LED |  | Federally-Regulated Consumer Product | 03/22/2018 |  | 03/04/2020
Litex Industries | Craftmade | K10623 | True |  | 3 | Yes | 1660 | 11 | 150 |  |  |  | 4643 | 63 | 73 | [5 empty] | LED |  | Federally-Regulated Consumer Product | 03/22/2018 |  | 03/04/2020
Litex Industries | Craftmade | K10624 | True |  | 3 | Yes | 1660 | 11 | 150 |  |  |  | 4643 | 63 | 73 | [5 empty] | LED |  | Federally-Regulated Consumer Product | 03/22/2018 |  | 03/04/2020
Litex Industries | Craftmade | K11102 | True |  | 3 | Yes | 1660 | 11 | 150 |  |  |  | 4643 | 63 | 73 | [5 empty] | LED |  | Federally-Regulated Consumer Product | 03/22/2018 |  | 03/04/2020
Litex Industries | Craftmade | K10433 | True |  | 3 | Yes | 1660 | 11 | 150 |  |  |  | 4643 | 63 | 73 | [5 empty] | LED |  | Federally-Regulated Consumer Product | 03/22/2018 |  | 03/04/2020
Litex Industries | Craftmade | K11199 | True |  | 3 | Yes | 1660 | 11 | 150 |  |  |  | 4643 | 63 | 73 | [5 empty] | LED |  | Federally-Regulated Consumer Product | 03/22/2018 |  | 03/04/2020
Litex Industries | Craftmade | K10048 | True |  | 3 | Yes | 1660 | 11 | 150 |  |  |  | 4643 | 63 | 73 | [5 empty] | LED |  | Federally-Regulated Consumer Product | 03/22/2018 |  | 03/04/2020
Litex Industries | Craftmade | K11201 | True |  | 3 | Yes | 1660 | 11 | 150 |  |  |  | 4643 | 63 | 73 | [5 empty] | LED |  | Federally-Regulated Consumer Product | 03/22/2018 |  | 03/04/2020
Litex Industries | Craftmade | K10626 | True |  | 3 | Yes | 1660 | 11 | 150 |  |  |  | 4643 | 63 | 73 | [5 empty] | LED |  | Federally-Regulated Consumer Product | 03/22/2018 |  | 03/04/2020
Litex Industries | Craftmade | K11103 | True |  | 3 | Yes | 1660 | 11 | 150 |  |  |  | 4643 | 63 | 73 | [5 empty] | LED |  | Federally-Regulated Consumer Product | 03/22/2018 |  | 03/04/2020
Litex Industries | Craftmade | K11104 | True |  | 3 | Yes | 1660 | 11 | 150 |  |  |  | 4643 | 63 | 73 | [5 empty] | LED |  | Federally-Regulated Consumer Product | 03/22/2018 |  | 03/04/2020
Litex Industries | Craftmade | K10629 | True |  | 3 | Yes | 1660 | 11 | 150 |  |  |  | 4643 | 63 | 73 | [5 empty] | LED |  | Federally-Regulated Consumer Product | 03/22/2018 |  | 03/04/2020
Litex Industries | Craftmade | K11105 | True |  | 3 | Yes | 1660 | 11 | 150 |  |  |  | 4643 | 63 | 73 | [5 empty] | LED |  | Federally-Regulated Consumer Product | 03/22/2018 |  | 03/04/2020
Litex Industries | Craftmade | K11106 | True |  | 3 | Yes | 1668 | 10 | 166 |  |  |  | 4639 | 64 | 72 | [5 empty] | LED |  | Federally-Regulated Consumer Product | 03/22/2018 |  | 03/04/2020
Litex Industries | Craftmade | K10630 | True |  | 3 | Yes | 1668 | 10 | 166 |  |  |  | 4639 | 64 | 72 | [5 empty] | LED |  | Federally-Regulated Consumer Product | 03/22/2018 |  | 03/04/2020
Litex Industries | Craftmade | K10631 | True |  | 3 | Yes | 1668 | 10 | 166 |  |  |  | 4639 | 64 | 72 | [5 empty] | LED |  | Federally-Regulated Consumer Product | 03/22/2018 |  | 03/04/2020
Litex Industries | Craftmade | K11202 | True |  | 3 | Yes | 1668 | 10 | 166 |  |  |  | 4639 | 64 | 72 | [5 empty] | LED |  | Federally-Regulated Consumer Product | 03/22/2018 |  | 03/04/2020
Litex Industries | Craftmade | K11077 | True |  | 3 | Yes | 1668 | 10 | 166 |  |  |  | 4639 | 64 | 72 | [5 empty] | LED |  | Federally-Regulated Consumer Product | 03/22/2018 |  | 03/04/2020
Litex Industries | Craftmade | K10632 | True |  | 3 | Yes | 1668 | 10 | 166 |  |  |  | 4639 | 64 | 72 | [5 empty] | LED |  | Federally-Regulated Consumer Product | 03/22/2018 |  | 03/04/2020
Litex Industries | Craftmade | K11203 | True |  | 3 | Yes | 1668 | 10 | 166 |  |  |  | 4639 | 64 | 72 | [5 empty] | LED |  | Federally-Regulated Consumer Product | 03/22/2018 |  | 03/04/2020
Litex Industries | Craftmade | K10633 | True |  | 3 | Yes | 1668 | 10 | 166 |  |  |  | 4639 | 64 | 72 | [5 empty] | LED |  | Federally-Regulated Consumer Product | 03/22/2018 |  | 03/04/2020
Litex Industries | Craftmade | K10634 | True |  | 3 | Yes | 1668 | 10 | 166 |  |  |  | 4639 | 64 | 72 | [5 empty] | LED |  | Federally-Regulated Consumer Product | 03/22/2018 |  | 03/04/2020
Litex Industries | Craftmade | K11109 | True |  | 3 | Yes | 1668 | 10 | 166 |  |  |  | 4639 | 64 | 72 | [5 empty] | LED |  | Federally-Regulated Consumer Product | 03/22/2018 |  | 03/04/2020
Litex Industries | Craftmade | K10635 | True |  | 3 | Yes | 1668 | 10 | 166 |  |  |  | 4639 | 64 | 72 | [5 empty] | LED |  | Federally-Regulated Consumer Product | 03/22/2018 |  | 03/04/2020
Litex Industries | Craftmade | K11110 | True |  | 3 | Yes | 1668 | 10 | 166 |  |  |  | 4639 | 64 | 72 | [5 empty] | LED |  | Federally-Regulated Consumer Product | 03/22/2018 |  | 03/04/2020
Litex Industries | Craftmade | K11111 | True |  | 3 | Yes | 1652 | 10 | 165 |  |  |  | 4635 | 63 | 73 | [5 empty] | LED |  | Federally-Regulated Consumer Product | 03/22/2018 |  | 03/04/2020
Litex Industries | Craftmade | K11204 | True |  | 3 | Yes | 1652 | 10 | 165 |  |  |  | 4635 | 63 | 73 | [5 empty] | LED |  | Federally-Regulated Consumer Product | 03/22/2018 |  | 03/04/2020
Litex Industries | Craftmade | K10405 | True |  | 3 | Yes | 1652 | 10 | 165 |  |  |  | 4635 | 63 | 73 | [5 empty] | LED |  | Federally-Regulated Consumer Product | 03/22/2018 |  | 03/04/2020
Litex Industries | Craftmade | K10422 | True |  | 3 | Yes | 1652 | 10 | 165 |  |  |  | 4635 | 63 | 73 | [5 empty] | LED |  | Federally-Regulated Consumer Product | 03/22/2018 |  | 03/04/2020
Litex Industries | Craftmade | K11113 | True |  | 3 | Yes | 1652 | 10 | 165 |  |  |  | 4635 | 63 | 73 | [5 empty] | LED |  | Federally-Regulated Consumer Product | 03/22/2018 |  | 03/04/2020
Litex Industries | Craftmade | K10423 | True |  | 3 | Yes | 1652 | 10 | 165 |  |  |  | 4635 | 63 | 73 | [5 empty] | LED |  | Federally-Regulated Consumer Product | 03/22/2018 |  | 03/04/2020
Litex Industries | Craftmade | K10638 | True |  | 3 | Yes | 1652 | 10 | 165 |  |  |  | 4635 | 63 | 73 | [5 empty] | LED |  | Federally-Regulated Consumer Product | 03/22/2018 |  | 03/04/2020
Litex Industries | Craftmade | K11115 | True |  | 3 | Yes | 1652 | 10 | 165 |  |  |  | 4635 | 63 | 73 | [5 empty] | LED |  | Federally-Regulated Consumer Product | 03/22/2018 |  | 03/04/2020
Litex Industries | Craftmade | K10639 | True |  | 3 | Yes | 1652 | 10 | 165 |  |  |  | 4635 | 63 | 73 | [5 empty] | LED |  | Federally-Regulated Consumer Product | 03/22/2018 |  | 03/04/2020
Litex Industries | Craftmade | K11117 | True |  | 3 | Yes | 1652 | 10 | 165 |  |  |  | 4635 | 63 | 73 | [5 empty] | LED |  | Federally-Regulated Consumer Product | 03/22/2018 |  | 03/04/2020
Litex Industries | Craftmade | K10641 | True |  | 3 | Yes | 1652 | 10 | 165 |  |  |  | 4635 | 63 | 73 | [5 empty] | LED |  | Federally-Regulated Consumer Product | 03/22/2018 |  | 03/04/2020
Litex Industries | Craftmade | K11118 | True |  | 3 | Yes | 1652 | 10 | 165 |  |  |  | 4635 | 63 | 73 | [5 empty] | LED |  | Federally-Regulated Consumer Product | 03/22/2018 |  | 03/04/2020
Litex Industries | Craftmade | K11119 | True |  | 3 | Yes | 1660 | 11 | 150 |  |  |  | 4643 | 63 | 73 | [5 empty] | LED |  | Federally-Regulated Consumer Product | 03/22/2018 |  | 03/04/2020
Litex Industries | Craftmade | K10643 | True |  | 3 | Yes | 1660 | 11 | 150 |  |  |  | 4643 | 63 | 73 | [5 empty] | LED |  | Federally-Regulated Consumer Product | 03/22/2018 |  | 03/04/2020
Litex Industries | Craftmade | K10644 | True |  | 3 | Yes | 1660 | 11 | 150 |  |  |  | 4643 | 63 | 73 | [5 empty] | LED |  | Federally-Regulated Consumer Product | 03/22/2018 |  | 03/04/2020
Litex Industries | Craftmade | K11121 | True |  | 3 | Yes | 1660 | 11 | 150 |  |  |  | 4643 | 63 | 73 | [5 empty] | LED |  | Federally-Regulated Consumer Product | 03/22/2018 |  | 03/04/2020
Litex Industries | Craftmade | K11205 | True |  | 3 | Yes | 1660 | 11 | 150 |  |  |  | 4643 | 63 | 73 | [5 empty] | LED |  | Federally-Regulated Consumer Product | 03/22/2018 |  | 03/04/2020
Litex Industries | Craftmade | K10434 | True |  | 3 | Yes | 1660 | 11 | 150 |  |  |  | 4643 | 63 | 73 | [5 empty] | LED |  | Federally-Regulated Consumer Product | 03/22/2018 |  | 03/04/2020
Litex Industries | Craftmade | K10645 | True |  | 3 | Yes | 1660 | 11 | 150 |  |  |  | 4643 | 63 | 73 | [5 empty] | LED |  | Federally-Regulated Consumer Product | 03/22/2018 |  | 03/04/2020
Litex Industries | Craftmade | K11122 | True |  | 3 | Yes | 1660 | 11 | 150 |  |  |  | 4643 | 63 | 73 | [5 empty] | LED |  | Federally-Regulated Consumer Product | 03/22/2018 |  | 03/04/2020
Litex Industries | Craftmade | K10646 | True |  | 3 | Yes | 1660 | 11 | 150 |  |  |  | 4643 | 63 | 73 | [5 empty] | LED |  | Federally-Regulated Consumer Product | 03/22/2018 |  | 03/04/2020
Litex Industries | Craftmade | K11124 | True |  | 3 | Yes | 1660 | 11 | 150 |  |  |  | 4643 | 63 | 73 | [5 empty] | LED |  | Federally-Regulated Consumer Product | 03/22/2018 |  | 03/04/2020
Litex Industries | Craftmade | K10647 | True |  | 3 | Yes | 1660 | 11 | 150 |  |  |  | 4643 | 63 | 73 | [5 empty] | LED |  | Federally-Regulated Consumer Product | 03/22/2018 |  | 03/04/2020
Litex Industries | Craftmade | K11125 | True |  | 3 | Yes | 1660 | 11 | 150 |  |  |  | 4643 | 63 | 73 | [5 empty] | LED |  | Federally-Regulated Consumer Product | 03/22/2018 |  | 03/04/2020
Litex Industries | Craftmade | K10648 | True |  | 3 | Yes | 1660 | 11 | 150 |  |  |  | 4643 | 63 | 73 | [5 empty] | LED |  | Federally-Regulated Consumer Product | 03/22/2018 |  | 03/04/2020
Litex Industries | Craftmade | K10649 | True |  | 3 | Yes | 1660 | 11 | 150 |  |  |  | 4643 | 63 | 73 | [5 empty] | LED |  | Federally-Regulated Consumer Product | 03/22/2018 |  | 03/04/2020
Litex Industries | Craftmade | K10650 | True |  | 3 | Yes | 1660 | 11 | 150 |  |  |  | 4643 | 63 | 73 | [5 empty] | LED |  | Federally-Regulated Consumer Product | 03/22/2018 |  | 03/04/2020
Litex Industries | Craftmade | K11126 | True |  | 3 | Yes | 1660 | 11 | 150 |  |  |  | 4643 | 63 | 73 | [5 empty] | LED |  | Federally-Regulated Consumer Product | 03/22/2018 |  | 03/04/2020
Litex Industries | Craftmade | K11206 | True |  | 3 | Yes | 1544 | 11 | 140 |  |  |  | 4517 | 63 | 71 | [5 empty] | LED |  | Federally-Regulated Consumer Product | 03/22/2018 |  | 03/04/2020
Litex Industries | Craftmade | K11128 | True |  | 3 | Yes | 1544 | 11 | 140 |  |  |  | 4517 | 63 | 71 | [5 empty] | LED |  | Federally-Regulated Consumer Product | 03/22/2018 |  | 03/04/2020
Litex Industries | Craftmade | K11207 | True |  | 3 | Yes | 1544 | 11 | 140 |  |  |  | 4517 | 63 | 71 | [5 empty] | LED |  | Federally-Regulated Consumer Product | 03/22/2018 |  | 03/04/2020
Litex Industries | Craftmade | K11130 | True |  | 3 | Yes | 1544 | 11 | 140 |  |  |  | 4517 | 63 | 71 | [5 empty] | LED |  | Federally-Regulated Consumer Product | 03/22/2018 |  | 03/04/2020
Litex Industries | Craftmade | K10620 | True |  | 3 | Yes | 1655 | 11 | 150 |  |  |  | 4658 | 64 | 72 | [5 empty] | None |  | Federally-Regulated Consumer Product | 03/22/2018 |  | 03/04/2020
Litex Industries | Craftmade | K11131 | True |  | 3 | Yes | 1655 | 11 | 150 |  |  |  | 4658 | 64 | 72 | [5 empty] | None |  | Federally-Regulated Consumer Product | 03/22/2018 |  | 03/04/2020
Litex Industries | Craftmade | K10435 | True |  | 3 | Yes | 1655 | 11 | 150 |  |  |  | 4658 | 64 | 72 | [5 empty] | None |  | Federally-Regulated Consumer Product | 03/22/2018 |  | 03/04/2020
Litex Industries | Craftmade | K11133 | True |  | 3 | Yes | 1655 | 11 | 150 |  |  |  | 4658 | 64 | 72 | [5 empty] | None |  | Federally-Regulated Consumer Product | 03/22/2018 |  | 03/04/2020
Litex Industries | Craftmade | K11134 | True |  | 3 | Yes | 1655 | 11 | 150 |  |  |  | 4658 | 64 | 72 | [5 empty] | None |  | Federally-Regulated Consumer Product | 03/22/2018 |  | 03/04/2020
Litex Industries | Craftmade | K10262 | True |  | 3 | Yes | 1655 | 11 | 150 |  |  |  | 4658 | 64 | 72 | [5 empty] | None |  | Federally-Regulated Consumer Product | 03/22/2018 |  | 03/04/2020
Litex Industries | Craftmade | K10436 | True |  | 3 | Yes | 1655 | 11 | 150 |  |  |  | 4658 | 64 | 72 | [5 empty] | None |  | Federally-Regulated Consumer Product | 03/22/2018 |  | 03/04/2020
Litex Industries | Craftmade | K11135 | True |  | 3 | Yes | 1655 | 11 | 150 |  |  |  | 4658 | 64 | 72 | [5 empty] | None |  | Federally-Regulated Consumer Product | 03/22/2018 |  | 03/04/2020
Litex Industries | Craftmade | K11136 | True |  | 3 | Yes | 1655 | 11 | 150 |  |  |  | 4658 | 64 | 72 | [5 empty] | None |  | Federally-Regulated Consumer Product | 03/22/2018 |  | 03/04/2020
Litex Industries | Craftmade | K10424 | True |  | 3 | Yes | 1655 | 11 | 150 |  |  |  | 4658 | 64 | 72 | [5 empty] | None |  | Federally-Regulated Consumer Product | 03/22/2018 |  | 03/04/2020
Litex Industries | Craftmade | K11137 | True |  | 3 | Yes | 1655 | 11 | 150 |  |  |  | 4658 | 64 | 72 | [5 empty] | None |  | Federally-Regulated Consumer Product | 03/22/2018 |  | 03/04/2020
Litex Industries | Craftmade | K10621 | True |  | 3 | Yes | 1655 | 11 | 150 |  |  |  | 4658 | 64 | 72 | [5 empty] | None |  | Federally-Regulated Consumer Product | 03/22/2018 |  | 03/04/2020
Litex Industries | Craftmade | K10220 | True |  | 3 | Yes | 1655 | 11 | 150 |  |  |  | 4658 | 64 | 72 | [5 empty] | None |  | Federally-Regulated Consumer Product | 03/22/2018 |  | 03/04/2020
Litex Industries | Craftmade | K10614 | True |  | 3 | Yes | 1757 | 10 | 175 |  |  |  | 4552 | 61 | 74 | [5 empty] | None |  | Federally-Regulated Consumer Product | 03/22/2018 |  | 03/04/2020
Litex Industries | Craftmade | K11210 | True |  | 3 | Yes | 1757 | 10 | 175 |  |  |  | 4552 | 61 | 74 | [5 empty] | None |  | Federally-Regulated Consumer Product | 03/22/2018 |  | 03/04/2020
Litex Industries | Craftmade | K11211 | True |  | 3 | Yes | 1757 | 10 | 175 |  |  |  | 4552 | 61 | 74 | [5 empty] | None |  | Federally-Regulated Consumer Product | 03/22/2018 |  | 03/04/2020
Litex Industries | Craftmade | K10615 | True |  | 3 | Yes | 1757 | 10 | 175 |  |  |  | 4552 | 61 | 74 | [5 empty] | None |  | Federally-Regulated Consumer Product | 03/22/2018 |  | 03/04/2020
Litex Industries | Craftmade | K10616 | True |  | 3 | Yes | 1757 | 10 | 175 |  |  |  | 4552 | 61 | 74 | [5 empty] | None |  | Federally-Regulated Consumer Product | 03/22/2018 |  | 03/04/2020
Litex Industries | Craftmade | K11138 | True |  | 3 | Yes | 1757 | 10 | 175 |  |  |  | 4552 | 61 | 74 | [5 empty] | None |  | Federally-Regulated Consumer Product | 03/22/2018 |  | 03/04/2020
Litex Industries | Craftmade | K10437 | True |  | 3 | Yes | 1757 | 10 | 175 |  |  |  | 4552 | 61 | 74 | [5 empty] | None |  | Federally-Regulated Consumer Product | 03/22/2018 |  | 03/04/2020
Litex Industries | Craftmade | K10617 | True |  | 3 | Yes | 1592 | 9 | 176 |  |  |  | 4638 | 61 | 76 | [5 empty] | None |  | Federally-Regulated Consumer Product | 03/22/2018 |  | 03/04/2020
Litex Industries | Craftmade | K11139 | True |  | 3 | Yes | 1592 | 9 | 176 |  |  |  | 4638 | 61 | 76 | [5 empty] | None |  | Federally-Regulated Consumer Product | 03/22/2018 |  | 03/04/2020
Litex Industries | Craftmade | K11212 | True |  | 3 | Yes | 1592 | 9 | 176 |  |  |  | 4638 | 61 | 76 | [5 empty] | None |  | Federally-Regulated Consumer Product | 03/22/2018 |  | 03/04/2020
Litex Industries | Craftmade | K10618 | True |  | 3 | Yes | 1592 | 9 | 176 |  |  |  | 4638 | 61 | 76 | [5 empty] | None |  | Federally-Regulated Consumer Product | 03/22/2018 |  | 03/04/2020
Litex Industries | Craftmade | K10438 | True |  | 3 | Yes | 1592 | 9 | 176 |  |  |  | 4638 | 61 | 76 | [5 empty] | None |  | Federally-Regulated Consumer Product | 03/22/2018 |  | 03/04/2020
Litex Industries | Craftmade | K10619 | True |  | 3 | Yes | 1592 | 9 | 176 |  |  |  | 4638 | 61 | 76 | [5 empty] | None |  | Federally-Regulated Consumer Product | 03/22/2018 |  | 03/04/2020
Litex Industries | Craftmade | K11296 | True |  | 3 | Yes | 2054 | 14 | 146 |  |  |  | 5098 | 65 | 78 | [5 empty] | None |  | Federally-Regulated Consumer Product | 03/22/2018 |  | 03/04/2020
Litex Industries | Craftmade | K11297 | True |  | 3 | Yes | 2054 | 14 | 146 |  |  |  | 5098 | 65 | 78 | [5 empty] | None |  | Federally-Regulated Consumer Product | 03/22/2018 |  | 03/04/2020
Litex Industries | Craftmade | K11298 | True |  | 3 | Yes | 2054 | 14 | 146 |  |  |  | 5098 | 65 | 78 | [5 empty] | None |  | Federally-Regulated Consumer Product | 03/22/2018 |  | 03/04/2020
Litex Industries | Craftmade | K11299 | True |  | 3 | Yes | 2054 | 14 | 146 |  |  |  | 5098 | 65 | 78 | [5 empty] | None |  | Federally-Regulated Consumer Product | 03/22/2018 |  | 03/04/2020
Litex Industries | Craftmade | K11300 | True |  | 3 | Yes | 2054 | 14 | 146 |  |  |  | 5098 | 65 | 78 | [5 empty] | None |  | Federally-Regulated Consumer Product | 03/22/2018 |  | 03/04/2020
Litex Industries | Craftmade | K11292 | True |  | 3 | Yes | 2071 | 15 | 138 |  |  |  | 5044 | 64 | 78 | [5 empty] | LED |  | Federally-Regulated Consumer Product | 03/22/2018 |  | 03/04/2020
Litex Industries | Craftmade | K11293 | True |  | 3 | Yes | 2071 | 15 | 138 |  |  |  | 5044 | 64 | 78 | [5 empty] | LED |  | Federally-Regulated Consumer Product | 03/22/2018 |  | 03/04/2020
Litex Industries | Craftmade | K11294 | True |  | 3 | Yes | 2071 | 15 | 138 |  |  |  | 5044 | 64 | 78 | [5 empty] | LED |  | Federally-Regulated Consumer Product | 03/22/2018 |  | 03/04/2020
Litex Industries | Craftmade | K11295 | True |  | 3 | Yes | 2071 | 15 | 138 |  |  |  | 5044 | 64 | 78 | [5 empty] | LED |  | Federally-Regulated Consumer Product | 03/22/2018 |  | 03/04/2020
Litex Industries | Craftmade | K10288 | True |  | 3 | Yes | 1457 | 9 | 162 |  |  |  | 5159 | 61 | 85 | [5 empty] | None |  | Federally-Regulated Consumer Product | 03/22/2018 |  | 03/04/2020
Litex Industries | Craftmade | K10851 | True |  | 3 | Yes | 1457 | 9 | 162 |  |  |  | 5159 | 61 | 85 | [5 empty] | None |  | Federally-Regulated Consumer Product | 03/22/2018 |  | 03/04/2020
Litex Industries | Craftmade | K10852 | True |  | 3 | Yes | 1457 | 9 | 162 |  |  |  | 5159 | 61 | 85 | [5 empty] | None |  | Federally-Regulated Consumer Product | 03/22/2018 |  | 03/04/2020
Litex Industries | Craftmade | K10853 | True |  | 3 | Yes | 1457 | 9 | 162 |  |  |  | 5159 | 61 | 85 | [5 empty] | None |  | Federally-Regulated Consumer Product | 03/22/2018 |  | 03/04/2020
Litex Industries | Craftmade | K11213 | True |  | 3 | Yes | 1457 | 9 | 162 |  |  |  | 5159 | 61 | 85 | [5 empty] | LED |  | Federally-Regulated Consumer Product | 03/22/2018 |  | 03/04/2020
Litex Industries | Craftmade | K10289 | True |  | 3 | Yes | 1457 | 9 | 162 |  |  |  | 5159 | 61 | 85 | [5 empty] | None |  | Federally-Regulated Consumer Product | 03/22/2018 |  | 03/04/2020
Litex Industries | Craftmade | K10854 | True |  | 3 | Yes | 1457 | 9 | 162 |  |  |  | 5159 | 61 | 85 | [5 empty] | None |  | Federally-Regulated Consumer Product | 03/22/2018 |  | 03/04/2020
Litex Industries | Craftmade | K10855 | True |  | 3 | Yes | 1457 | 9 | 162 |  |  |  | 5159 | 61 | 85 | [5 empty] | None |  | Federally-Regulated Consumer Product | 03/22/2018 |  | 03/04/2020
Litex Industries | Craftmade | K11140 | True |  | 3 | Yes | 1457 | 9 | 162 |  |  |  | 5159 | 61 | 85 | [5 empty] | LED |  | Federally-Regulated Consumer Product | 03/22/2018 |  | 03/04/2020
Litex Industries | Craftmade | K11214 | True |  | 3 | Yes | 1457 | 9 | 162 |  |  |  | 5159 | 61 | 85 | [5 empty] | None |  | Federally-Regulated Consumer Product | 03/22/2018 |  | 03/04/2020
Litex Industries | Craftmade | K10078 | True |  | 3 | Yes | 1761 | 15 | 117 |  |  |  | 5098 | 66 | 77 | [5 empty] | None |  | Federally-Regulated Consumer Product | 03/22/2018 |  | 03/04/2020
Litex Industries | Craftmade | K10408 | True |  | 3 | Yes | 1761 | 15 | 117 |  |  |  | 5098 | 66 | 77 | [5 empty] | LED |  | Federally-Regulated Consumer Product | 03/22/2018 |  | 03/04/2020
Litex Industries | Craftmade | K10409 | True |  | 3 | Yes | 1761 | 15 | 117 |  |  |  | 5098 | 66 | 77 | [5 empty] | LED |  | Federally-Regulated Consumer Product | 03/22/2018 |  | 03/04/2020
Litex Industries | Craftmade | K10510 | True |  | 3 | Yes | 1761 | 15 | 117 |  |  |  | 5098 | 66 | 77 | [5 empty] | LED |  | Federally-Regulated Consumer Product | 03/22/2018 |  | 03/04/2020
Litex Industries | Craftmade | K10511 | True |  | 3 | Yes | 1761 | 15 | 117 |  |  |  | 5098 | 66 | 77 | [5 empty] | LED |  | Federally-Regulated Consumer Product | 03/22/2018 |  | 03/04/2020
Litex Industries | Craftmade | K10512 | True |  | 3 | Yes | 1761 | 15 | 117 |  |  |  | 5098 | 66 | 77 | [5 empty] | None |  | Federally-Regulated Consumer Product | 03/22/2018 |  | 03/04/2020
Litex Industries | Craftmade | K10513 | True |  | 3 | Yes | 1761 | 15 | 117 |  |  |  | 5098 | 66 | 77 | [5 empty] | None |  | Federally-Regulated Consumer Product | 03/22/2018 |  | 03/04/2020
Litex Industries | Craftmade | K10658 | True |  | 3 | Yes | 1761 | 15 | 117 |  |  |  | 5098 | 66 | 77 | [5 empty] | None |  | Federally-Regulated Consumer Product | 03/22/2018 |  | 03/04/2020
Litex Industries | Craftmade | K10870 | True |  | 3 | Yes | 1761 | 15 | 117 |  |  |  | 5098 | 66 | 77 | [5 empty] | None |  | Federally-Regulated Consumer Product | 03/22/2018 |  | 03/04/2020
Litex Industries | Craftmade | K10871 | True |  | 3 | Yes | 1761 | 15 | 117 |  |  |  | 5098 | 66 | 77 | [5 empty] | None |  | Federally-Regulated Consumer Product | 03/22/2018 |  | 03/04/2020
Litex Industries | Craftmade | K10872 | True |  | 3 | Yes | 1761 | 15 | 117 |  |  |  | 5098 | 66 | 77 | [5 empty] | None |  | Federally-Regulated Consumer Product | 03/22/2018 |  | 03/04/2020
Litex Industries | Craftmade | K10873 | True |  | 3 | Yes | 1761 | 15 | 117 |  |  |  | 5098 | 66 | 77 | [5 empty] | None |  | Federally-Regulated Consumer Product | 03/22/2018 |  | 03/04/2020
Litex Industries | Craftmade | K10874 | True |  | 3 | Yes | 1761 | 15 | 117 |  |  |  | 5098 | 66 | 77 | [5 empty] | None |  | Federally-Regulated Consumer Product | 03/22/2018 |  | 03/04/2020
Litex Industries | Craftmade | K11010 | True |  | 3 | Yes | 1761 | 15 | 117 |  |  |  | 5098 | 66 | 77 | [5 empty] | None |  | Federally-Regulated Consumer Product | 03/22/2018 |  | 03/04/2020
Litex Industries | Craftmade | K11164 | True |  | 3 | Yes | 1761 | 15 | 117 |  |  |  | 5098 | 66 | 77 | [5 empty] | LED |  | Federally-Regulated Consumer Product | 03/22/2018 |  | 03/04/2020
Litex Industries | Craftmade | K11216 | True |  | 3 | Yes | 1761 | 15 | 117 |  |  |  | 5098 | 66 | 77 | [5 empty] | None |  | Federally-Regulated Consumer Product | 03/22/2018 |  | 03/04/2020
Litex Industries | Craftmade | K11218 | True |  | 6 | Yes | 1361 | 3 | 453 |  |  |  | 5264 | 32 | 164 | [5 empty] | None |  | Federally-Regulated Consumer Product | 03/22/2018 |  | 03/04/2020
Litex Industries | Craftmade | K10659 | True |  | 6 | Yes | 1361 | 3 | 453 |  |  |  | 5264 | 32 | 164 | [5 empty] | Other |  | Federally-Regulated Consumer Product | 03/22/2018 |  | 03/04/2020
Litex Industries | Craftmade | K10660 | True |  | 6 | Yes | 1361 | 3 | 453 |  |  |  | 5264 | 32 | 164 | [5 empty] | None |  | Federally-Regulated Consumer Product | 03/22/2018 |  | 03/04/2020
Litex Industries | Craftmade | K10661 | True |  | 6 | Yes | 1361 | 3 | 453 |  |  |  | 5264 | 32 | 164 | [5 empty] | None |  | Federally-Regulated Consumer Product | 03/22/2018 |  | 03/04/2020
Litex Industries | Craftmade | K10662 | True |  | 6 | Yes | 1361 | 3 | 453 |  |  |  | 5264 | 32 | 164 | [5 empty] | Other |  | Federally-Regulated Consumer Product | 03/22/2018 |  | 03/04/2020
Litex Industries | Craftmade | K10663 | True |  | 6 | Yes | 1361 | 3 | 453 |  |  |  | 5264 | 32 | 164 | [5 empty] | Other |  | Federally-Regulated Consumer Product | 03/22/2018 |  | 03/04/2020
Litex Industries | Craftmade | K10875 | True |  | 6 | Yes | 1361 | 3 | 453 |  |  |  | 5264 | 32 | 164 | [5 empty] | None |  | Federally-Regulated Consumer Product | 03/22/2018 |  | 03/04/2020
Litex Industries | Craftmade | K10876 | True |  | 6 | Yes | 1361 | 3 | 453 |  |  |  | 5264 | 32 | 164 | [5 empty] | None |  | Federally-Regulated Consumer Product | 03/22/2018 |  | 03/04/2020
Litex Industries | Craftmade | K10877 | True |  | 6 | Yes | 1361 | 3 | 453 |  |  |  | 5264 | 32 | 164 | [5 empty] | None |  | Federally-Regulated Consumer Product | 03/22/2018 |  | 03/04/2020
Litex Industries | Craftmade | K10878 | True |  | 6 | Yes | 1361 | 3 | 453 |  |  |  | 5264 | 32 | 164 | [5 empty] | None |  | Federally-Regulated Consumer Product | 03/22/2018 |  | 03/04/2020
Litex Industries | Craftmade | K10879 | True |  | 6 | Yes | 1361 | 3 | 453 |  |  |  | 5264 | 32 | 164 | [5 empty] | None |  | Federally-Regulated Consumer Product | 03/22/2018 |  | 03/04/2020
Litex Industries | Craftmade | K10880 | True |  | 6 | Yes | 1361 | 3 | 453 |  |  |  | 5264 | 32 | 164 | [5 empty] | None |  | Federally-Regulated Consumer Product | 03/22/2018 |  | 03/04/2020
Litex Industries | Craftmade | K10881 | True |  | 6 | Yes | 1361 | 3 | 453 |  |  |  | 5264 | 32 | 164 | [5 empty] | None |  | Federally-Regulated Consumer Product | 03/22/2018 |  | 03/04/2020
Litex Industries | Craftmade | K10882 | True |  | 6 | Yes | 1361 | 3 | 453 |  |  |  | 5264 | 32 | 164 | [5 empty] | None |  | Federally-Regulated Consumer Product | 03/22/2018 |  | 03/04/2020
Litex Industries | Craftmade | K11142 | True |  | 6 | Yes | 1361 | 3 | 453 |  |  |  | 5264 | 32 | 164 | [5 empty] | None |  | Federally-Regulated Consumer Product | 03/22/2018 |  | 03/04/2020
Litex Industries | Craftmade | K10673 | True |  | 3 | Yes | 2018 | 12 | 168 |  |  |  | 5842 | 78 | 74 | [5 empty] | None |  | Federally-Regulated Consumer Product | 03/22/2018 |  | 03/04/2020
Litex Industries | Craftmade | K10900 | True |  | 3 | Yes | 2018 | 12 | 168 |  |  |  | 5842 | 78 | 74 | [5 empty] | None |  | Federally-Regulated Consumer Product | 03/22/2018 |  | 03/04/2020
Litex Industries | Craftmade | K10901 | True |  | 3 | Yes | 2018 | 12 | 168 |  |  |  | 5842 | 78 | 74 | [5 empty] | None |  | Federally-Regulated Consumer Product | 03/22/2018 |  | 03/04/2020
Litex Industries | Craftmade | K10902 | True |  | 3 | Yes | 2018 | 12 | 168 |  |  |  | 5842 | 78 | 74 | [5 empty] | None |  | Federally-Regulated Consumer Product | 03/22/2018 |  | 03/04/2020
Litex Industries | Craftmade | K10903 | True |  | 3 | Yes | 2018 | 12 | 168 |  |  |  | 5842 | 78 | 74 | [5 empty] | None |  | Federally-Regulated Consumer Product | 03/22/2018 |  | 03/04/2020
Litex Industries | Craftmade | K10904 | True |  | 3 | Yes | 2018 | 12 | 168 |  |  |  | 5842 | 78 | 74 | [5 empty] | None |  | Federally-Regulated Consumer Product | 03/22/2018 |  | 03/04/2020
Litex Industries | Craftmade | K10905 | True |  | 3 | Yes | 2018 | 12 | 168 |  |  |  | 5842 | 78 | 74 | [5 empty] | None |  | Federally-Regulated Consumer Product | 03/22/2018 |  | 03/04/2020
Litex Industries | Craftmade | K10906 | True |  | 3 | Yes | 2018 | 12 | 168 |  |  |  | 5842 | 78 | 74 | [5 empty] | None |  | Federally-Regulated Consumer Product | 03/22/2018 |  | 03/04/2020
Litex Industries | Craftmade | K10907 | True |  | 3 | Yes | 2018 | 12 | 168 |  |  |  | 5842 | 78 | 74 | [5 empty] | None |  | Federally-Regulated Consumer Product | 03/22/2018 |  | 03/04/2020
Litex Industries | Craftmade | K11143 | True |  | 3 | Yes | 2018 | 12 | 168 |  |  |  | 5842 | 78 | 74 | [5 empty] | LED |  | Federally-Regulated Consumer Product | 03/22/2018 |  | 03/04/2020
Litex Industries | Craftmade | K11221 | True |  | 3 | Yes | 2018 | 12 | 168 |  |  |  | 5842 | 78 | 74 | [5 empty] | None |  | Federally-Regulated Consumer Product | 03/22/2018 |  | 03/04/2020
Litex Industries | Craftmade | K10102 | True |  | 3 | Yes | 2018 | 12 | 168 |  |  |  | 5842 | 78 | 74 | [5 empty] | None |  | Federally-Regulated Consumer Product | 03/22/2018 |  | 03/04/2020
Litex Industries | Craftmade | K10908 | True |  | 3 | Yes | 2018 | 12 | 168 |  |  |  | 5842 | 78 | 74 | [5 empty] | None |  | Federally-Regulated Consumer Product | 03/22/2018 |  | 03/04/2020
Litex Industries | Craftmade | K10909 | True |  | 3 | Yes | 2018 | 12 | 168 |  |  |  | 5842 | 78 | 74 | [5 empty] | None |  | Federally-Regulated Consumer Product | 03/22/2018 |  | 03/04/2020
Litex Industries | Craftmade | K10910 | True |  | 3 | Yes | 2018 | 12 | 168 |  |  |  | 5842 | 78 | 74 | [5 empty] | None |  | Federally-Regulated Consumer Product | 03/22/2018 |  | 03/04/2020
Litex Industries | Craftmade | K10911 | True |  | 3 | Yes | 2018 | 12 | 168 |  |  |  | 5842 | 78 | 74 | [5 empty] | None |  | Federally-Regulated Consumer Product | 03/22/2018 |  | 03/04/2020
Litex Industries | Craftmade | K10912 | True |  | 3 | Yes | 2018 | 12 | 168 |  |  |  | 5842 | 78 | 74 | [5 empty] | None |  | Federally-Regulated Consumer Product | 03/22/2018 |  | 03/04/2020
Litex Industries | Craftmade | K10373 | True |  | 3 | Yes | 2241 | 14 | 160 |  |  |  | 5415 | 69 | 78 | [5 empty] | None |  | Federally-Regulated Consumer Product | 03/22/2018 |  | 03/04/2020
Litex Industries | Craftmade | K10922 | True |  | 3 | Yes | 2241 | 14 | 160 |  |  |  | 5415 | 69 | 78 | [5 empty] | None |  | Federally-Regulated Consumer Product | 03/22/2018 |  | 03/04/2020
Litex Industries | Craftmade | K10923 | True |  | 3 | Yes | 2241 | 14 | 160 |  |  |  | 5415 | 69 | 78 | [5 empty] | None |  | Federally-Regulated Consumer Product | 03/22/2018 |  | 03/04/2020
Litex Industries | Craftmade | K10924 | True |  | 3 | Yes | 2241 | 14 | 160 |  |  |  | 5415 | 69 | 78 | [5 empty] | None |  | Federally-Regulated Consumer Product | 03/22/2018 |  | 03/04/2020
Litex Industries | Craftmade | K10925 | True |  | 3 | Yes | 2241 | 14 | 160 |  |  |  | 5415 | 69 | 78 | [5 empty] | None |  | Federally-Regulated Consumer Product | 03/22/2018 |  | 03/04/2020
Litex Industries | Craftmade | K10926 | True |  | 3 | Yes | 2241 | 14 | 160 |  |  |  | 5415 | 69 | 78 | [5 empty] | None |  | Federally-Regulated Consumer Product | 03/22/2018 |  | 03/04/2020
Litex Industries | Craftmade | K10927 | True |  | 3 | Yes | 2241 | 14 | 160 |  |  |  | 5415 | 69 | 78 | [5 empty] | None |  | Federally-Regulated Consumer Product | 03/22/2018 |  | 03/04/2020
Litex Industries | Craftmade | K10928 | True |  | 3 | Yes | 2241 | 14 | 160 |  |  |  | 5415 | 69 | 78 | [5 empty] | None |  | Federally-Regulated Consumer Product | 03/22/2018 |  | 03/04/2020
Litex Industries | Craftmade | K10929 | True |  | 3 | Yes | 2241 | 14 | 160 |  |  |  | 5415 | 69 | 78 | [5 empty] | None |  | Federally-Regulated Consumer Product | 03/22/2018 |  | 03/04/2020
Litex Industries | Craftmade | K10674 | True |  | 3 | Yes | 2241 | 14 | 160 |  |  |  | 5415 | 69 | 78 | [5 empty] | LED |  | Federally-Regulated Consumer Product | 03/22/2018 |  | 03/04/2020
Litex Industries | Craftmade | K10930 | True |  | 3 | Yes | 2241 | 14 | 160 |  |  |  | 5415 | 69 | 78 | [5 empty] | None |  | Federally-Regulated Consumer Product | 03/22/2018 |  | 03/04/2020
Litex Industries | Craftmade | K10931 | True |  | 3 | Yes | 2241 | 14 | 160 |  |  |  | 5415 | 69 | 78 | [5 empty] | None |  | Federally-Regulated Consumer Product | 03/22/2018 |  | 03/04/2020
Litex Industries | Craftmade | K10932 | True |  | 3 | Yes | 2241 | 14 | 160 |  |  |  | 5415 | 69 | 78 | [5 empty] | None |  | Federally-Regulated Consumer Product | 03/22/2018 |  | 03/04/2020
Litex Industries | Craftmade | K10933 | True |  | 3 | Yes | 2241 | 14 | 160 |  |  |  | 5415 | 69 | 78 | [5 empty] | None |  | Federally-Regulated Consumer Product | 03/22/2018 |  | 03/04/2020
Litex Industries | Craftmade | K10934 | True |  | 3 | Yes | 2241 | 14 | 160 |  |  |  | 5415 | 69 | 78 | [5 empty] | None |  | Federally-Regulated Consumer Product | 03/22/2018 |  | 03/04/2020
Litex Industries | Craftmade | K10935 | True |  | 3 | Yes | 2241 | 14 | 160 |  |  |  | 5415 | 69 | 78 | [5 empty] | None |  | Federally-Regulated Consumer Product | 03/22/2018 |  | 03/04/2020
Litex Industries | Craftmade | K11008 | True |  | 3 | Yes | 2241 | 14 | 160 |  |  |  | 5415 | 69 | 78 | [5 empty] | None |  | Federally-Regulated Consumer Product | 03/22/2018 |  | 03/04/2020
Litex Industries | Craftmade | K11223 | True |  | 3 | Yes | 2241 | 14 | 160 |  |  |  | 5415 | 69 | 78 | [5 empty] | None |  | Federally-Regulated Consumer Product | 03/22/2018 |  | 03/04/2020
Litex Industries | Craftmade | K10936 | True |  | 3 | Yes | 2241 | 14 | 160 |  |  |  | 5415 | 69 | 78 | [5 empty] | None |  | Federally-Regulated Consumer Product | 03/22/2018 |  | 03/04/2020
Litex Industries | Craftmade | K10939 | True |  | 3 | Yes | 2241 | 14 | 160 |  |  |  | 5415 | 69 | 78 | [5 empty] | None |  | Federally-Regulated Consumer Product | 03/22/2018 |  | 03/04/2020
Litex Industries | Craftmade | K10940 | True |  | 3 | Yes | 2241 | 14 | 160 |  |  |  | 5415 | 69 | 78 | [5 empty] | None |  | Federally-Regulated Consumer Product | 03/22/2018 |  | 03/04/2020
Litex Industries | Craftmade | K10941 | True |  | 3 | Yes | 2241 | 14 | 160 |  |  |  | 5415 | 69 | 78 | [5 empty] | None |  | Federally-Regulated Consumer Product | 03/22/2018 |  | 03/04/2020
Litex Industries | Craftmade | K10675 | True |  | 3 | Yes | 2241 | 14 | 160 |  |  |  | 5415 | 69 | 78 | [5 empty] | LED |  | Federally-Regulated Consumer Product | 03/22/2018 |  | 03/04/2020
Litex Industries | Craftmade | K10942 | True |  | 3 | Yes | 2241 | 14 | 160 |  |  |  | 5415 | 69 | 78 | [5 empty] | None |  | Federally-Regulated Consumer Product | 03/22/2018 |  | 03/04/2020
Litex Industries | Craftmade | K10943 | True |  | 3 | Yes | 2241 | 14 | 160 |  |  |  | 5415 | 69 | 78 | [5 empty] | None |  | Federally-Regulated Consumer Product | 03/22/2018 |  | 03/04/2020
Litex Industries | Craftmade | K10944 | True |  | 3 | Yes | 2241 | 14 | 160 |  |  |  | 5415 | 69 | 78 | [5 empty] | None |  | Federally-Regulated Consumer Product | 03/22/2018 |  | 03/04/2020
Litex Industries | Craftmade | K10946 | True |  | 3 | Yes | 2241 | 14 | 160 |  |  |  | 5415 | 69 | 78 | [5 empty] | None |  | Federally-Regulated Consumer Product | 03/22/2018 |  | 03/04/2020
Litex Industries | Craftmade | K11007 | True |  | 3 | Yes | 2241 | 14 | 160 |  |  |  | 5415 | 69 | 78 | [5 empty] | None |  | Federally-Regulated Consumer Product | 03/22/2018 |  | 03/04/2020
Litex Industries | Craftmade | K10956 | True |  | 3 | Yes | 2241 | 14 | 160 |  |  |  | 5415 | 69 | 78 | [5 empty] | None |  | Federally-Regulated Consumer Product | 03/22/2018 |  | 03/04/2020
Litex Industries | Craftmade | K10958 | True |  | 3 | Yes | 2241 | 14 | 160 |  |  |  | 5415 | 69 | 78 | [5 empty] | None |  | Federally-Regulated Consumer Product | 03/22/2018 |  | 03/04/2020
Litex Industries | Craftmade | K10959 | True |  | 3 | Yes | 2241 | 14 | 160 |  |  |  | 5415 | 69 | 78 | [5 empty] | None |  | Federally-Regulated Consumer Product | 03/22/2018 |  | 03/04/2020
Litex Industries | Craftmade | K10960 | True |  | 3 | Yes | 2241 | 14 | 160 |  |  |  | 5415 | 69 | 78 | [5 empty] | None |  | Federally-Regulated Consumer Product | 03/22/2018 |  | 03/04/2020
Litex Industries | Craftmade | K10961 | True |  | 3 | Yes | 2241 | 14 | 160 |  |  |  | 5415 | 69 | 78 | [5 empty] | None |  | Federally-Regulated Consumer Product | 03/22/2018 |  | 03/04/2020
Litex Industries | Craftmade | K10962 | True |  | 3 | Yes | 2241 | 14 | 160 |  |  |  | 5415 | 69 | 78 | [5 empty] | None |  | Federally-Regulated Consumer Product | 03/22/2018 |  | 03/04/2020
Litex Industries | Craftmade | K10963 | True |  | 3 | Yes | 2241 | 14 | 160 |  |  |  | 5415 | 69 | 78 | [5 empty] | None |  | Federally-Regulated Consumer Product | 03/22/2018 |  | 03/04/2020
Litex Industries | Craftmade | K10964 | True |  | 3 | Yes | 2241 | 14 | 160 |  |  |  | 5415 | 69 | 78 | [5 empty] | None |  | Federally-Regulated Consumer Product | 03/22/2018 |  | 03/04/2020
Litex Industries | Craftmade | K10678 | True |  | 3 | Yes | 2241 | 14 | 160 |  |  |  | 5415 | 69 | 78 | [5 empty] | None |  | Federally-Regulated Consumer Product | 03/22/2018 |  | 03/04/2020
Litex Industries | Craftmade | K10965 | True |  | 3 | Yes | 2241 | 14 | 160 |  |  |  | 5415 | 69 | 78 | [5 empty] | None |  | Federally-Regulated Consumer Product | 03/22/2018 |  | 03/04/2020
Litex Industries | Craftmade | K10966 | True |  | 3 | Yes | 2241 | 14 | 160 |  |  |  | 5415 | 69 | 78 | [5 empty] | None |  | Federally-Regulated Consumer Product | 03/22/2018 |  | 03/04/2020
Litex Industries | Craftmade | K10967 | True |  | 3 | Yes | 2241 | 14 | 160 |  |  |  | 5415 | 69 | 78 | [5 empty] | None |  | Federally-Regulated Consumer Product | 03/22/2018 |  | 03/04/2020
Litex Industries | Craftmade | K10968 | True |  | 3 | Yes | 2241 | 14 | 160 |  |  |  | 5415 | 69 | 78 | [5 empty] | None |  | Federally-Regulated Consumer Product | 03/22/2018 |  | 03/04/2020
Litex Industries | Craftmade | K10969 | True |  | 3 | Yes | 2241 | 14 | 160 |  |  |  | 5415 | 69 | 78 | [5 empty] | None |  | Federally-Regulated Consumer Product | 03/22/2018 |  | 03/04/2020
Litex Industries | Craftmade | K10970 | True |  | 3 | Yes | 2241 | 14 | 160 |  |  |  | 5415 | 69 | 78 | [5 empty] | None |  | Federally-Regulated Consumer Product | 03/22/2018 |  | 03/04/2020
Litex Industries | Craftmade | K10971 | True |  | 3 | Yes | 2241 | 14 | 160 |  |  |  | 5415 | 69 | 78 | [5 empty] | None |  | Federally-Regulated Consumer Product | 03/22/2018 |  | 03/04/2020
Litex Industries | Craftmade | K10972 | True |  | 3 | Yes | 2241 | 14 | 160 |  |  |  | 5415 | 69 | 78 | [5 empty] | None |  | Federally-Regulated Consumer Product | 03/22/2018 |  | 03/04/2020
Litex Industries | Craftmade | K10973 | True |  | 3 | Yes | 2241 | 14 | 160 |  |  |  | 5415 | 69 | 78 | [5 empty] | None |  | Federally-Regulated Consumer Product | 03/22/2018 |  | 03/04/2020
Litex Industries | Craftmade | K11224 | True |  | 3 | Yes | 2241 | 14 | 160 |  |  |  | 5415 | 69 | 78 | [5 empty] | LED |  | Federally-Regulated Consumer Product | 03/22/2018 |  | 03/04/2020
Litex Industries | Craftmade | K10974 | True |  | 3 | Yes | 2241 | 14 | 160 |  |  |  | 5415 | 69 | 78 | [5 empty] | None |  | Federally-Regulated Consumer Product | 03/22/2018 |  | 03/04/2020
Litex Industries | Craftmade | K10975 | True |  | 3 | Yes | 2241 | 14 | 160 |  |  |  | 5415 | 69 | 78 | [5 empty] | None |  | Federally-Regulated Consumer Product | 03/22/2018 |  | 03/04/2020
Litex Industries | Craftmade | K10976 | True |  | 3 | Yes | 2241 | 14 | 160 |  |  |  | 5415 | 69 | 78 | [5 empty] | None |  | Federally-Regulated Consumer Product | 03/22/2018 |  | 03/04/2020
Litex Industries | Craftmade | K10977 | True |  | 3 | Yes | 2241 | 14 | 160 |  |  |  | 5415 | 69 | 78 | [5 empty] | None |  | Federally-Regulated Consumer Product | 03/22/2018 |  | 03/04/2020
Litex Industries | Craftmade | K10978 | True |  | 3 | Yes | 2241 | 14 | 160 |  |  |  | 5415 | 69 | 78 | [5 empty] | None |  | Federally-Regulated Consumer Product | 03/22/2018 |  | 03/04/2020
Litex Industries | Craftmade | K10979 | True |  | 3 | Yes | 2241 | 14 | 160 |  |  |  | 5415 | 69 | 78 | [5 empty] | None |  | Federally-Regulated Consumer Product | 03/22/2018 |  | 03/04/2020
Litex Industries | Craftmade | K10980 | True |  | 3 | Yes | 2241 | 14 | 160 |  |  |  | 5415 | 69 | 78 | [5 empty] | None |  | Federally-Regulated Consumer Product | 03/22/2018 |  | 03/04/2020
Litex Industries | Craftmade | K10981 | True |  | 3 | Yes | 2241 | 14 | 160 |  |  |  | 5415 | 69 | 78 | [5 empty] | None |  | Federally-Regulated Consumer Product | 03/22/2018 |  | 03/04/2020
Litex Industries | Craftmade | K10982 | True |  | 3 | Yes | 2241 | 14 | 160 |  |  |  | 5415 | 69 | 78 | [5 empty] | None |  | Federally-Regulated Consumer Product | 03/22/2018 |  | 03/04/2020
Litex Industries | Craftmade | K10679 | True |  | 3 | Yes | 2241 | 14 | 160 |  |  |  | 5415 | 69 | 78 | [5 empty] | None |  | Federally-Regulated Consumer Product | 03/22/2018 |  | 03/04/2020
Litex Industries | Craftmade | K10983 | True |  | 3 | Yes | 2241 | 14 | 160 |  |  |  | 5415 | 69 | 78 | [5 empty] | None |  | Federally-Regulated Consumer Product | 03/22/2018 |  | 03/04/2020
Litex Industries | Craftmade | K10984 | True |  | 3 | Yes | 2241 | 14 | 160 |  |  |  | 5415 | 69 | 78 | [5 empty] | None |  | Federally-Regulated Consumer Product | 03/22/2018 |  | 03/04/2020
Litex Industries | Craftmade | K10985 | True |  | 3 | Yes | 2241 | 14 | 160 |  |  |  | 5415 | 69 | 78 | [5 empty] | None |  | Federally-Regulated Consumer Product | 03/22/2018 |  | 03/04/2020
Litex Industries | Craftmade | K10987 | True |  | 3 | Yes | 2241 | 14 | 160 |  |  |  | 5415 | 69 | 78 | [5 empty] | None |  | Federally-Regulated Consumer Product | 03/22/2018 |  | 03/04/2020
Litex Industries | Craftmade | K10988 | True |  | 3 | Yes | 2241 | 14 | 160 |  |  |  | 5415 | 69 | 78 | [5 empty] | None |  | Federally-Regulated Consumer Product | 03/22/2018 |  | 03/04/2020
Litex Industries | Craftmade | K10680 | True |  | 3 | Yes | 2241 | 14 | 160 |  |  |  | 5415 | 69 | 78 | [5 empty] | None |  | Federally-Regulated Consumer Product | 03/22/2018 |  | 03/04/2020
Litex Industries | Craftmade | K10989 | True |  | 3 | Yes | 2241 | 14 | 160 |  |  |  | 5415 | 69 | 78 | [5 empty] | None |  | Federally-Regulated Consumer Product | 03/22/2018 |  | 03/04/2020
Litex Industries | Craftmade | K10990 | True |  | 3 | Yes | 2241 | 14 | 160 |  |  |  | 5415 | 69 | 78 | [5 empty] | None |  | Federally-Regulated Consumer Product | 03/22/2018 |  | 03/04/2020
Litex Industries | Craftmade | K10221 | True |  | 6 | Yes | 3038 | 5 | 607 |  |  |  | 6780 | 27 | 251 | [5 empty] | None |  | Federally-Regulated Consumer Product | 03/22/2018 |  | 03/04/2020
Litex Industries | Craftmade | K10309 | True |  | 6 | Yes | 3038 | 5 | 607 |  |  |  | 6780 | 27 | 251 | [5 empty] | None |  | Federally-Regulated Consumer Product | 03/22/2018 |  | 03/04/2020
Litex Industries | Craftmade | K10515 | True |  | 6 | Yes | 3038 | 5 | 607 |  |  |  | 6780 | 27 | 251 | [5 empty] | LED |  | Federally-Regulated Consumer Product | 03/22/2018 |  | 03/04/2020
Litex Industries | Craftmade | K10684 | True |  | 6 | Yes | 3038 | 5 | 607 |  |  |  | 6780 | 27 | 251 | [5 empty] | LED |  | Federally-Regulated Consumer Product | 03/22/2018 |  | 03/04/2020
Litex Industries | Craftmade | K10991 | True |  | 6 | Yes | 3038 | 5 | 607 |  |  |  | 6780 | 27 | 251 | [5 empty] | None |  | Federally-Regulated Consumer Product | 03/22/2018 |  | 03/04/2020
Litex Industries | Craftmade | K10992 | True |  | 6 | Yes | 3038 | 5 | 607 |  |  |  | 6780 | 27 | 251 | [5 empty] | None |  | Federally-Regulated Consumer Product | 03/22/2018 |  | 03/04/2020
Litex Industries | Craftmade | K10993 | True |  | 6 | Yes | 3038 | 5 | 607 |  |  |  | 6780 | 27 | 251 | [5 empty] | None |  | Federally-Regulated Consumer Product | 03/22/2018 |  | 03/04/2020
Litex Industries | Craftmade | K10311 | True |  | 6 | Yes | 3038 | 5 | 607 |  |  |  | 6780 | 27 | 251 | [5 empty] | None |  | Federally-Regulated Consumer Product | 03/22/2018 |  | 03/04/2020
Litex Industries | Craftmade | K10312 | True |  | 6 | Yes | 3038 | 5 | 607 |  |  |  | 6780 | 27 | 251 | [5 empty] | None |  | Federally-Regulated Consumer Product | 03/22/2018 |  | 03/04/2020
Litex Industries | Craftmade | K10685 | True |  | 6 | Yes | 3038 | 5 | 607 |  |  |  | 6780 | 27 | 251 | [5 empty] | LED |  | Federally-Regulated Consumer Product | 03/22/2018 |  | 03/04/2020
Litex Industries | Craftmade | K10795 | True |  | 6 | Yes | 3038 | 5 | 607 |  |  |  | 6780 | 27 | 251 | [5 empty] | None |  | Federally-Regulated Consumer Product | 03/22/2018 |  | 03/04/2020
Litex Industries | Craftmade | K10994 | True |  | 6 | Yes | 3038 | 5 | 607 |  |  |  | 6780 | 27 | 251 | [5 empty] | None |  | Federally-Regulated Consumer Product | 03/22/2018 |  | 03/04/2020
Litex Industries | Craftmade | K10995 | True |  | 6 | Yes | 3038 | 5 | 607 |  |  |  | 6780 | 27 | 251 | [5 empty] | None |  | Federally-Regulated Consumer Product | 03/22/2018 |  | 03/04/2020
Litex Industries | Craftmade | K10707 | True |  | 3 | Yes | 2397 | 15 | 159 |  |  |  | 5863 | 70 | 83 | [5 empty] | LED |  | Federally-Regulated Consumer Product | 03/22/2018 |  | 03/04/2020
Litex Industries | Craftmade | K11160 | True |  | 3 | Yes | 2397 | 15 | 159 |  |  |  | 5863 | 70 | 83 | [5 empty] | None |  | Federally-Regulated Consumer Product | 03/22/2018 |  | 03/04/2020
Litex Industries | Craftmade | K10136 | True |  | 3 | Yes | 2397 | 15 | 159 |  |  |  | 5863 | 70 | 83 | [5 empty] | None |  | Federally-Regulated Consumer Product | 03/22/2018 |  | 03/04/2020
Litex Industries | Craftmade | K10516 | True |  | 3 | Yes | 2397 | 15 | 159 |  |  |  | 5863 | 70 | 83 | [5 empty] | Compact Flourescent |  | Federally-Regulated Consumer Product | 03/22/2018 |  | 03/04/2020
Litex Industries | Craftmade | K11225 | True |  | 3 | Yes | 2397 | 15 | 159 |  |  |  | 5863 | 70 | 83 | [5 empty] | LED |  | Federally-Regulated Consumer Product | 03/22/2018 |  | 03/04/2020
Litex Industries | Craftmade | K11226 | True |  | 3 | Yes | 2397 | 15 | 159 |  |  |  | 5863 | 70 | 83 | [5 empty] | None |  | Federally-Regulated Consumer Product | 03/22/2018 |  | 03/04/2020
Litex Industries | Craftmade | K11286 | True |  | 3 | Yes | 2546 | 15 | 169 |  |  |  | 5467 | 54 | 101 | [5 empty] | LED |  | Federally-Regulated Consumer Product | 03/22/2018 |  | 03/04/2020
Litex Industries | Craftmade | K11287 | True |  | 3 | Yes | 2546 | 15 | 169 |  |  |  | 5467 | 54 | 101 | [5 empty] | LED |  | Federally-Regulated Consumer Product | 03/22/2018 |  | 03/04/2020
Litex Industries | Craftmade | K11288 | True |  | 3 | Yes | 2546 | 15 | 169 |  |  |  | 5467 | 54 | 101 | [5 empty] | LED |  | Federally-Regulated Consumer Product | 03/22/2018 |  | 03/04/2020
Litex Industries | Craftmade | K10518 | True |  | 3 | Yes | 2074 | 12 | 172 |  |  |  | 4729 | 59 | 80 | [5 empty] | LED |  | Federally-Regulated Consumer Product | 03/22/2018 |  | 03/04/2020
Litex Industries | Craftmade | K10520 | True |  | 3 | Yes | 2074 | 12 | 172 |  |  |  | 4729 | 59 | 80 | [5 empty] | None |  | Federally-Regulated Consumer Product | 03/22/2018 |  | 03/04/2020
Litex Industries | Craftmade | K10519 | True |  | 3 | Yes | 2074 | 12 | 172 |  |  |  | 4729 | 59 | 80 | [5 empty] | None |  | Federally-Regulated Consumer Product | 03/22/2018 |  | 03/04/2020
Litex Industries | Craftmade | K10521 | True |  | 3 | Yes | 2074 | 12 | 172 |  |  |  | 4729 | 59 | 80 | [5 empty] | None |  | Federally-Regulated Consumer Product | 03/22/2018 |  | 03/04/2020
Litex Industries | Craftmade | K10715 | True |  | 3 | Yes | 2074 | 12 | 172 |  |  |  | 4729 | 59 | 80 | [5 empty] | LED |  | Federally-Regulated Consumer Product | 03/22/2018 |  | 03/04/2020
Litex Industries | Craftmade | K11227 | True |  | 3 | Yes | 2074 | 12 | 172 |  |  |  | 4729 | 59 | 80 | [5 empty] | None |  | Federally-Regulated Consumer Product | 03/22/2018 |  | 03/04/2020
Litex Industries | Craftmade | K10227 | True |  | 3 | Yes | 2277 | 13 | 175 |  |  |  | 5887 | 75 | 78 | [5 empty] | None |  | Federally-Regulated Consumer Product | 03/22/2018 |  | 03/04/2020
Litex Industries | Craftmade | K10322 | True |  | 3 | Yes | 2277 | 13 | 175 |  |  |  | 5887 | 75 | 78 | [5 empty] | None |  | Federally-Regulated Consumer Product | 03/22/2018 |  | 03/04/2020
Litex Industries | Craftmade | K10720 | True |  | 3 | Yes | 2277 | 13 | 175 |  |  |  | 5887 | 75 | 78 | [5 empty] | LED |  | Federally-Regulated Consumer Product | 03/22/2018 |  | 03/04/2020
Litex Industries | Craftmade | K10721 | True |  | 3 | Yes | 2277 | 13 | 175 |  |  |  | 5887 | 75 | 78 | [5 empty] | None |  | Federally-Regulated Consumer Product | 03/22/2018 |  | 03/04/2020
Litex Industries | Craftmade | K10722 | True |  | 3 | Yes | 2277 | 13 | 175 |  |  |  | 5887 | 75 | 78 | [5 empty] | LED |  | Federally-Regulated Consumer Product | 03/22/2018 |  | 03/04/2020
Litex Industries | Craftmade | K11228 | True |  | 3 | Yes | 2277 | 13 | 175 |  |  |  | 5887 | 75 | 78 | [5 empty] | LED |  | Federally-Regulated Consumer Product | 03/22/2018 |  | 03/04/2020
Litex Industries | Craftmade | K11229 | True |  | 3 | Yes | 1985 | 10 | 198 |  |  |  | 6011 | 73 | 82 | [5 empty] | None |  | Federally-Regulated Consumer Product | 03/22/2018 |  | 03/04/2020
Litex Industries | Craftmade | K11230 | True |  | 3 | Yes | 1985 | 10 | 198 |  |  |  | 6011 | 73 | 82 | [5 empty] | None |  | Federally-Regulated Consumer Product | 03/22/2018 |  | 03/04/2020
Litex Industries | Craftmade | K11231 | True |  | 3 | Yes | 1985 | 10 | 198 |  |  |  | 6011 | 73 | 82 | [5 empty] | None |  | Federally-Regulated Consumer Product | 03/22/2018 |  | 03/04/2020
Litex Industries | Craftmade | K11232 | True |  | 3 | Yes | 1985 | 10 | 198 |  |  |  | 6011 | 73 | 82 | [5 empty] | None |  | Federally-Regulated Consumer Product | 03/22/2018 |  | 03/04/2020
Litex Industries | Craftmade | K10238 | True |  | 3 | Yes | 2316 | 13 | 178 |  |  |  | 5432 | 68 | 79 | [5 empty] | LED |  | Federally-Regulated Consumer Product | 03/22/2018 |  | 03/04/2020
Litex Industries | Craftmade | K10323 | True |  | 3 | Yes | 2316 | 13 | 178 |  |  |  | 5432 | 68 | 79 | [5 empty] | LED |  | Federally-Regulated Consumer Product | 03/22/2018 |  | 03/04/2020
Litex Industries | Craftmade | K11233 | True |  | 3 | Yes | 2316 | 13 | 178 |  |  |  | 5432 | 68 | 79 | [5 empty] | LED |  | Federally-Regulated Consumer Product | 03/22/2018 |  | 03/04/2020
Litex Industries | Craftmade | K10325 | True |  | 3 | Yes | 2316 | 13 | 178 |  |  |  | 5432 | 68 | 79 | [5 empty] | LED |  | Federally-Regulated Consumer Product | 03/22/2018 |  | 03/04/2020
Litex Industries | Craftmade | K10723 | True |  | 3 | Yes | 2316 | 13 | 178 |  |  |  | 5432 | 68 | 79 | [5 empty] | LED |  | Federally-Regulated Consumer Product | 03/22/2018 |  | 03/04/2020
Litex Industries | Craftmade | K11011 | True |  | 3 | Yes | 2316 | 13 | 178 |  |  |  | 5432 | 68 | 79 | [5 empty] | LED |  | Federally-Regulated Consumer Product | 03/22/2018 |  | 03/04/2020
Litex Industries | Craftmade | K10326 | True |  | 3 | Yes | 2316 | 13 | 178 |  |  |  | 5432 | 68 | 79 | [5 empty] | LED |  | Federally-Regulated Consumer Product | 03/22/2018 |  | 03/04/2020
Litex Industries | Craftmade | K11060 | True |  | 6 | Yes | 2224 | 4 | 556 |  |  |  | 6892 | 31 | 222 | [5 empty] | None |  | Federally-Regulated Consumer Product | 03/22/2018 |  | 03/04/2020
Litex Industries | Craftmade | K11234 | True |  | 6 | Yes | 2224 | 4 | 556 |  |  |  | 6892 | 31 | 222 | [5 empty] | None |  | Federally-Regulated Consumer Product | 03/22/2018 |  | 03/04/2020
Litex Industries | Craftmade | K11059 | True |  | 6 | Yes | 2224 | 4 | 556 |  |  |  | 6892 | 31 | 222 | [5 empty] | None |  | Federally-Regulated Consumer Product | 03/22/2018 |  | 03/04/2020
Litex Industries | Craftmade | K11235 | True |  | 6 | Yes | 2224 | 4 | 556 |  |  |  | 6892 | 31 | 222 | [5 empty] | None |  | Federally-Regulated Consumer Product | 03/22/2018 |  | 03/04/2020
Litex Industries | Craftmade | K11236 | True |  | 6 | Yes | 2224 | 4 | 556 |  |  |  | 6892 | 31 | 222 | [5 empty] | None |  | Federally-Regulated Consumer Product | 03/22/2018 |  | 03/04/2020
Litex Industries | Craftmade | K11289 | True |  | 3 | Yes | 2546 | 15 | 169 |  |  |  | 5467 | 54 | 101 | [5 empty] | LED |  | Federally-Regulated Consumer Product | 03/22/2018 |  | 03/04/2020
Litex Industries | Craftmade | K11290 | True |  | 3 | Yes | 2546 | 15 | 169 |  |  |  | 5467 | 54 | 101 | [5 empty] | LED |  | Federally-Regulated Consumer Product | 03/22/2018 |  | 03/04/2020
Litex Industries | Craftmade | K11291 | True |  | 3 | Yes | 2546 | 15 | 169 |  |  |  | 5467 | 54 | 101 | [5 empty] | LED |  | Federally-Regulated Consumer Product | 03/22/2018 |  | 03/04/2020
Litex Industries | Craftmade | K10273 | True |  | 3 | Yes | 1761 | 15 | 117 |  |  |  | 5098 | 66 | 77 | [5 empty] | None |  | Federally-Regulated Consumer Product | 03/22/2018 |  | 03/04/2020
Litex Industries | Craftmade | K10327 | True |  | 3 | Yes | 1761 | 15 | 117 |  |  |  | 5098 | 66 | 77 | [5 empty] | None |  | Federally-Regulated Consumer Product | 03/22/2018 |  | 03/04/2020
Litex Industries | Craftmade | K10725 | True |  | 3 | Yes | 1761 | 15 | 117 |  |  |  | 5098 | 66 | 77 | [5 empty] | None |  | Federally-Regulated Consumer Product | 03/22/2018 |  | 03/04/2020
Litex Industries | Craftmade | K11150 | True |  | 3 | Yes | 1761 | 15 | 117 |  |  |  | 5098 | 66 | 77 | [5 empty] | LED |  | Federally-Regulated Consumer Product | 03/22/2018 |  | 03/04/2020
Litex Industries | Craftmade | K11237 | True |  | 3 | Yes | 1761 | 15 | 117 |  |  |  | 5098 | 66 | 77 | [5 empty] | LED |  | Federally-Regulated Consumer Product | 03/22/2018 |  | 03/04/2020
Litex Industries | Craftmade | K10726 | True |  | 3 | Yes | 1761 | 15 | 117 |  |  |  | 5098 | 66 | 77 | [5 empty] | None |  | Federally-Regulated Consumer Product | 03/22/2018 |  | 03/04/2020
Litex Industries | Craftmade | K10727 | True |  | 3 | Yes | 1761 | 15 | 117 |  |  |  | 5098 | 66 | 77 | [5 empty] | None |  | Federally-Regulated Consumer Product | 03/22/2018 |  | 03/04/2020
Litex Industries | Craftmade | K11151 | True |  | 3 | Yes | 1761 | 15 | 117 |  |  |  | 5098 | 66 | 77 | [5 empty] | None |  | Federally-Regulated Consumer Product | 03/22/2018 |  | 03/04/2020
Litex Industries | Craftmade | K10335 | True |  | 3 | Yes | 2305 | 13 | 177 |  |  |  | 5868 | 67 | 87 | [5 empty] | None |  | Federally-Regulated Consumer Product | 03/22/2018 |  | 03/04/2020
Litex Industries | Craftmade | K10526 | True |  | 3 | Yes | 2305 | 13 | 177 |  |  |  | 5868 | 67 | 87 | [5 empty] | None |  | Federally-Regulated Consumer Product | 03/22/2018 |  | 03/04/2020
Litex Industries | Craftmade | K10730 | True |  | 3 | Yes | 2305 | 13 | 177 |  |  |  | 5868 | 67 | 87 | [5 empty] | None |  | Federally-Regulated Consumer Product | 03/22/2018 |  | 03/04/2020
Litex Industries | Craftmade | K10369 | True |  | 3 | Yes | 2308 | 14 | 153 |  |  |  | 5522 | 61 | 90 | [5 empty] | None |  | Federally-Regulated Consumer Product | 03/22/2018 |  | 03/04/2020
Litex Industries | Craftmade | K10430 | True |  | 3 | Yes | 2308 | 14 | 153 |  |  |  | 5522 | 61 | 90 | [5 empty] | LED |  | Federally-Regulated Consumer Product | 03/22/2018 |  | 03/04/2020
Litex Industries | Craftmade | K10163 | True |  | 3 | Yes | 2308 | 14 | 153 |  |  |  | 5522 | 61 | 90 | [5 empty] | None |  | Federally-Regulated Consumer Product | 03/22/2018 |  | 03/04/2020
Litex Industries | Craftmade | K10527 | True |  | 3 | Yes | 2308 | 14 | 153 |  |  |  | 5522 | 61 | 90 | [5 empty] | LED |  | Federally-Regulated Consumer Product | 03/22/2018 |  | 03/04/2020
Litex Industries | Craftmade | K11152 | True |  | 3 | Yes | 2308 | 14 | 153 |  |  |  | 5522 | 61 | 90 | [5 empty] | LED |  | Federally-Regulated Consumer Product | 03/22/2018 |  | 03/04/2020
Litex Industries | Craftmade | K10529 | True |  | 3 | Yes | 2308 | 14 | 153 |  |  |  | 5522 | 61 | 90 | [5 empty] | LED |  | Federally-Regulated Consumer Product | 03/22/2018 |  | 03/04/2020
Litex Industries | Craftmade | K10337 | True |  | 6 | Yes | 3531 | 5 | 706 |  |  |  | 7143 | 31 | 230 | [5 empty] | Incandescent |  | Federally-Regulated Consumer Product | 03/22/2018 |  | 03/04/2020
Litex Industries | Craftmade | K10338 | True |  | 6 | Yes | 3531 | 5 | 706 |  |  |  | 7143 | 31 | 230 | [5 empty] | Incandescent |  | Federally-Regulated Consumer Product | 03/22/2018 |  | 03/04/2020
Litex Industries | Craftmade | K10522 | True |  | 6 | Yes | 3531 | 5 | 706 |  |  |  | 7143 | 31 | 230 | [5 empty] | Incandescent |  | Federally-Regulated Consumer Product | 03/22/2018 |  | 03/04/2020
Litex Industries | Craftmade | K10523 | True |  | 6 | Yes | 3531 | 5 | 706 |  |  |  | 7143 | 31 | 230 | [5 empty] | Incandescent |  | Federally-Regulated Consumer Product | 03/22/2018 |  | 03/04/2020
Litex Industries | Craftmade | K10731 | True |  | 6 | Yes | 3531 | 5 | 706 |  |  |  | 7143 | 31 | 230 | [5 empty] | Incandescent |  | Federally-Regulated Consumer Product | 03/22/2018 |  | 03/04/2020
Litex Industries | Craftmade | K10172 | True |  | 3 | Yes | 1871 | 13 | 143 |  |  |  | 4421 | 61 | 72 | [5 empty] | None |  | Federally-Regulated Consumer Product | 03/22/2018 |  | 03/04/2020
Litex Industries | Craftmade | K11154 | True |  | 3 | Yes | 1871 | 13 | 143 |  |  |  | 4421 | 61 | 72 | [5 empty] | LED |  | Federally-Regulated Consumer Product | 03/22/2018 |  | 03/04/2020
Litex Industries | Craftmade | K10173 | True |  | 3 | Yes | 1871 | 13 | 143 |  |  |  | 4421 | 61 | 72 | [5 empty] | None |  | Federally-Regulated Consumer Product | 03/22/2018 |  | 03/04/2020
Litex Industries | Craftmade | K10442 | True |  | 3 | Yes | 1871 | 13 | 143 |  |  |  | 4421 | 61 | 72 | [5 empty] | None |  | Federally-Regulated Consumer Product | 03/22/2018 |  | 03/04/2020
Litex Industries | Craftmade | K11240 | True |  | 3 | Yes | 1871 | 13 | 143 |  |  |  | 4421 | 61 | 72 | [5 empty] | None |  | Federally-Regulated Consumer Product | 03/22/2018 |  | 03/04/2020
Litex Industries | Craftmade | K10737 | True |  | 3 | Yes | 1871 | 13 | 143 |  |  |  | 4421 | 61 | 72 | [5 empty] | None |  | Federally-Regulated Consumer Product | 03/22/2018 |  | 03/04/2020
Litex Industries | Craftmade | K10738 | True |  | 3 | Yes | 1871 | 13 | 143 |  |  |  | 4421 | 61 | 72 | [5 empty] | LED |  | Federally-Regulated Consumer Product | 03/22/2018 |  | 03/04/2020
Litex Industries | Craftmade | K11241 | True |  | 3 | Yes | 1871 | 13 | 143 |  |  |  | 4421 | 61 | 72 | [5 empty] | LED |  | Federally-Regulated Consumer Product | 03/22/2018 |  | 03/04/2020
Litex Industries | Craftmade | K10997 | True |  | 3 | Yes | 1655 | 10 | 165 |  |  |  | 4658 | 63 | 73 | [5 empty] | None |  | Federally-Regulated Consumer Product | 03/22/2018 |  | 03/04/2020
Litex Industries | Craftmade | K10998 | True |  | 3 | Yes | 1655 | 10 | 165 |  |  |  | 4658 | 63 | 73 | [5 empty] | None |  | Federally-Regulated Consumer Product | 03/22/2018 |  | 03/04/2020
Litex Industries | Craftmade | K11242 | True |  | 3 | Yes | 1655 | 10 | 165 |  |  |  | 4658 | 63 | 73 | [5 empty] | None |  | Federally-Regulated Consumer Product | 03/22/2018 |  | 03/04/2020
Litex Industries | Craftmade | K11000 | True |  | 3 | Yes | 1655 | 10 | 165 |  |  |  | 4658 | 63 | 73 | [5 empty] | None |  | Federally-Regulated Consumer Product | 03/22/2018 |  | 03/04/2020
Litex Industries | Craftmade | K11001 | True |  | 3 | Yes | 1655 | 10 | 165 |  |  |  | 4658 | 63 | 73 | [5 empty] | None |  | Federally-Regulated Consumer Product | 03/22/2018 |  | 03/04/2020
Litex Industries | Craftmade | K11002 | True |  | 3 | Yes | 1655 | 10 | 165 |  |  |  | 4658 | 63 | 73 | [5 empty] | None |  | Federally-Regulated Consumer Product | 03/22/2018 |  | 03/04/2020
Litex Industries | Craftmade | K10313 | True |  | 3 | Yes | 1655 | 10 | 165 |  |  |  | 4658 | 63 | 73 | [5 empty] | None |  | Federally-Regulated Consumer Product | 03/22/2018 |  | 03/04/2020
Litex Industries | Craftmade | K10686 | True |  | 3 | Yes | 1655 | 10 | 165 |  |  |  | 4658 | 63 | 73 | [5 empty] | None |  | Federally-Regulated Consumer Product | 03/22/2018 |  | 03/04/2020
Litex Industries | Craftmade | K11003 | True |  | 3 | Yes | 1655 | 10 | 165 |  |  |  | 4658 | 63 | 73 | [5 empty] | None |  | Federally-Regulated Consumer Product | 03/22/2018 |  | 03/04/2020
Litex Industries | Craftmade | K11004 | True |  | 3 | Yes | 1655 | 10 | 165 |  |  |  | 4658 | 63 | 73 | [5 empty] | None |  | Federally-Regulated Consumer Product | 03/22/2018 |  | 03/04/2020
Litex Industries | Craftmade | K11005 | True |  | 3 | Yes | 1655 | 10 | 165 |  |  |  | 4658 | 63 | 73 | [5 empty] | None |  | Federally-Regulated Consumer Product | 03/22/2018 |  | 03/04/2020
Litex Industries | Craftmade | K10687 | True |  | 3 | Yes | 1655 | 10 | 165 |  |  |  | 4658 | 63 | 73 | [5 empty] | None |  | Federally-Regulated Consumer Product | 03/22/2018 |  | 03/04/2020
Litex Industries | Craftmade | K11006 | True |  | 3 | Yes | 1655 | 10 | 165 |  |  |  | 4658 | 63 | 73 | [5 empty] | None |  | Federally-Regulated Consumer Product | 03/22/2018 |  | 03/04/2020
Litex Industries | Craftmade | K11165 | True |  | 3 | Yes | 1655 | 10 | 165 |  |  |  | 4658 | 63 | 73 | [5 empty] | LED |  | Federally-Regulated Consumer Product | 03/22/2018 |  | 03/04/2020
Litex Industries | Craftmade | K10739 | True |  | 3 | Yes | 919 | 9 | 102 |  |  |  | 2378 | 44 | 54 | [5 empty] | None |  | Federally-Regulated Consumer Product | 03/22/2018 |  | 03/04/2020
Litex Industries | Craftmade | K10149 | True |  | 3 | Yes | 919 | 9 | 102 |  |  |  | 2378 | 44 | 54 | [5 empty] | None |  | Federally-Regulated Consumer Product | 03/22/2018 |  | 03/04/2020
Litex Industries | Craftmade | K10439 | True |  | 3 | Yes | 919 | 9 | 102 |  |  |  | 2378 | 44 | 54 | [5 empty] | Incandescent |  | Federally-Regulated Consumer Product | 03/22/2018 |  | 03/04/2020
Litex Industries | Craftmade | K10740 | True |  | 3 | Yes | 919 | 9 | 102 |  |  |  | 2378 | 44 | 54 | [5 empty] | LED |  | Federally-Regulated Consumer Product | 03/22/2018 |  | 03/04/2020
Litex Industries | Craftmade | K10741 | True |  | 3 | Yes | 919 | 9 | 102 |  |  |  | 2378 | 44 | 54 | [5 empty] | None |  | Federally-Regulated Consumer Product | 03/22/2018 |  | 03/04/2020
Litex Industries | Craftmade | K11243 | True |  | 3 | Yes | 919 | 9 | 102 |  |  |  | 2378 | 44 | 54 | [5 empty] | None |  | Federally-Regulated Consumer Product | 03/22/2018 |  | 03/04/2020
Litex Industries | Craftmade | K10743 | True |  | 3 | Yes | 919 | 9 | 102 |  |  |  | 2378 | 44 | 54 | [5 empty] | None |  | Federally-Regulated Consumer Product | 03/22/2018 |  | 03/04/2020
Litex Industries | Craftmade | K10776 | True |  | 3 | Yes | 1564 | 15 | 104 |  |  |  | 3562 | 63 | 56 | [5 empty] | None |  | Federally-Regulated Consumer Product | 03/22/2018 |  | 03/04/2020
Litex Industries | Craftmade | K10197 | True |  | 3 | Yes | 1564 | 15 | 104 |  |  |  | 3562 | 63 | 56 | [5 empty] | None |  | Federally-Regulated Consumer Product | 03/22/2018 |  | 03/04/2020
Litex Industries | Craftmade | K10777 | True |  | 3 | Yes | 1564 | 15 | 104 |  |  |  | 3562 | 63 | 56 | [5 empty] | LED |  | Federally-Regulated Consumer Product | 03/22/2018 |  | 03/04/2020
Litex Industries | Craftmade | K10778 | True |  | 3 | Yes | 1564 | 15 | 104 |  |  |  | 3562 | 63 | 56 | [5 empty] | None |  | Federally-Regulated Consumer Product | 03/22/2018 |  | 03/04/2020
Litex Industries | Craftmade | K10203 | True |  | 3 | Yes | 1564 | 15 | 104 |  |  |  | 3562 | 63 | 56 | [5 empty] | None |  | Federally-Regulated Consumer Product | 03/22/2018 |  | 03/04/2020
Litex Industries | Craftmade | K10198 | True |  | 3 | Yes | 1564 | 15 | 104 |  |  |  | 3562 | 63 | 56 | [5 empty] | None |  | Federally-Regulated Consumer Product | 03/22/2018 |  | 03/04/2020
Litex Industries | Craftmade | K11244 | True |  | 3 | Yes | 1564 | 15 | 104 |  |  |  | 3562 | 63 | 56 | [5 empty] | None |  | Federally-Regulated Consumer Product | 03/22/2018 |  | 03/04/2020
Litex Industries | Craftmade | K10241 | True |  | 3 | Yes | 1741 | 11 | 158 |  |  |  | 5990 | 76 | 78 | [5 empty] | Incandescent |  | Federally-Regulated Consumer Product | 03/22/2018 |  | 03/04/2020
Litex Industries | Craftmade | K10272 | True |  | 3 | Yes | 1741 | 11 | 158 |  |  |  | 5990 | 76 | 78 | [5 empty] | Incandescent |  | Federally-Regulated Consumer Product | 03/22/2018 |  | 03/04/2020
Litex Industries | Craftmade | K10344 | True |  | 3 | Yes | 1741 | 11 | 158 |  |  |  | 5990 | 76 | 78 | [5 empty] | Incandescent |  | Federally-Regulated Consumer Product | 03/22/2018 |  | 03/04/2020
Litex Industries | Craftmade | K10744 | True |  | 3 | Yes | 1741 | 11 | 158 |  |  |  | 5990 | 76 | 78 | [5 empty] | Incandescent |  | Federally-Regulated Consumer Product | 03/22/2018 |  | 03/04/2020
Litex Industries | Craftmade | K10247 | True |  | 3 | Yes | 1741 | 11 | 158 |  |  |  | 5990 | 76 | 78 | [5 empty] | Incandescent |  | Federally-Regulated Consumer Product | 03/22/2018 |  | 03/04/2020
Litex Industries | Craftmade | K10248 | True |  | 3 | Yes | 1741 | 11 | 158 |  |  |  | 5990 | 76 | 78 | [5 empty] | Incandescent |  | Federally-Regulated Consumer Product | 03/22/2018 |  | 03/04/2020
Litex Industries | Craftmade | K11245 | True |  | 3 | Yes | 1741 | 11 | 158 |  |  |  | 5990 | 76 | 78 | [5 empty] | Incandescent |  | Federally-Regulated Consumer Product | 03/22/2018 |  | 03/04/2020
Litex Industries | Craftmade | K11246 | True |  | 3 | Yes | 1741 | 11 | 158 |  |  |  | 5990 | 76 | 78 | [5 empty] | Incandescent |  | Federally-Regulated Consumer Product | 03/22/2018 |  | 03/04/2020
Litex Industries | Craftmade | K11247 | True |  | 3 | Yes | 1741 | 11 | 158 |  |  |  | 5990 | 76 | 78 | [5 empty] | Incandescent |  | Federally-Regulated Consumer Product | 03/22/2018 |  | 03/04/2020
Litex Industries | Craftmade | K11283 | True |  | 3 | Yes | 2037 | 4 | 509 |  |  |  | 5532 | 33 | 167 | [5 empty] | LED |  | Federally-Regulated Consumer Product | 03/22/2018 |  | 03/04/2020
Litex Industries | Craftmade | K11284 | True |  | 3 | Yes | 2037 | 4 | 509 |  |  |  | 5532 | 33 | 167 | [5 empty] | LED |  | Federally-Regulated Consumer Product | 03/22/2018 |  | 03/04/2020
Litex Industries | Craftmade | K11285 | True |  | 3 | Yes | 2037 | 4 | 509 |  |  |  | 5532 | 33 | 167 | [5 empty] | LED |  | Federally-Regulated Consumer Product | 03/22/2018 |  | 03/04/2020
Litex Industries | Craftmade | K10182 | True |  | 3 | Yes | 1761 | 15 | 117 |  |  |  | 5097 | 66 | 77 | [5 empty] | None |  | Federally-Regulated Consumer Product | 03/22/2018 |  | 03/04/2020
Litex Industries | Craftmade | K10349 | True |  | 3 | Yes | 1761 | 15 | 117 |  |  |  | 5097 | 66 | 77 | [5 empty] | None |  | Federally-Regulated Consumer Product | 03/22/2018 |  | 03/04/2020
Litex Industries | Craftmade | K10750 | True |  | 3 | Yes | 1761 | 15 | 117 |  |  |  | 5097 | 66 | 77 | [5 empty] | None |  | Federally-Regulated Consumer Product | 03/22/2018 |  | 03/04/2020
Litex Industries | Craftmade | K11155 | True |  | 3 | Yes | 1761 | 15 | 117 |  |  |  | 5097 | 66 | 77 | [5 empty] | None |  | Federally-Regulated Consumer Product | 03/22/2018 |  | 03/04/2020
Litex Industries | Craftmade | K11248 | True |  | 3 | Yes | 1761 | 15 | 117 |  |  |  | 5097 | 66 | 77 | [5 empty] | None |  | Federally-Regulated Consumer Product | 03/22/2018 |  | 03/04/2020
Litex Industries | Craftmade | K10751 | True |  | 3 | Yes | 1761 | 15 | 117 |  |  |  | 5097 | 66 | 77 | [5 empty] | None |  | Federally-Regulated Consumer Product | 03/22/2018 |  | 03/04/2020
Litex Industries | Craftmade | K10351 | True |  | 3 | Yes | 1761 | 15 | 117 |  |  |  | 5097 | 66 | 77 | [5 empty] | None |  | Federally-Regulated Consumer Product | 03/22/2018 |  | 03/04/2020
Litex Industries | Craftmade | K10752 | True |  | 3 | Yes | 1761 | 15 | 117 |  |  |  | 5097 | 66 | 77 | [5 empty] | None |  | Federally-Regulated Consumer Product | 03/22/2018 |  | 03/04/2020
Litex Industries | Craftmade | K11249 | True |  | 3 | Yes | 2462 | 16 | 153 |  |  |  | 5940 | 73 | 81 | [5 empty] | Incandescent |  | Federally-Regulated Consumer Product | 03/22/2018 |  | 03/04/2020
Litex Industries | Craftmade | K11250 | True |  | 3 | Yes | 2462 | 16 | 153 |  |  |  | 5940 | 73 | 81 | [5 empty] | Incandescent |  | Federally-Regulated Consumer Product | 03/22/2018 |  | 03/04/2020
Litex Industries | Craftmade | K11251 | True |  | 3 | Yes | 2462 | 16 | 153 |  |  |  | 5940 | 73 | 81 | [5 empty] | Incandescent |  | Federally-Regulated Consumer Product | 03/22/2018 |  | 03/04/2020
Litex Industries | Craftmade | K11252 | True |  | 3 | Yes | 2462 | 16 | 153 |  |  |  | 5940 | 73 | 81 | [5 empty] | Incandescent |  | Federally-Regulated Consumer Product | 03/22/2018 |  | 03/04/2020
Litex Industries | Craftmade | K11253 | True |  | 3 | Yes | 2462 | 16 | 153 |  |  |  | 5940 | 73 | 81 | [5 empty] | Incandescent |  | Federally-Regulated Consumer Product | 03/22/2018 |  | 03/04/2020
Litex Industries | Craftmade | K11024 | True |  | 3 | Yes | 2345 | 22 | 106 |  |  |  | 5754 | 77 | 74 | [5 empty] | Incandescent |  | Federally-Regulated Consumer Product | 03/22/2018 |  | 03/04/2020
Litex Industries | Craftmade | K11254 | True |  | 3 | Yes | 2345 | 22 | 106 |  |  |  | 5754 | 77 | 74 | [5 empty] | Incandescent |  | Federally-Regulated Consumer Product | 03/22/2018 |  | 03/04/2020
Litex Industries | Craftmade | K11255 | True |  | 3 | Yes | 2345 | 22 | 106 |  |  |  | 5754 | 77 | 74 | [5 empty] | Incandescent |  | Federally-Regulated Consumer Product | 03/22/2018 |  | 03/04/2020
Litex Industries | Craftmade | K11067 | True |  | 6 | Yes | 1464 | 3 | 488 |  |  |  | 6769 | 22 | 307 | [5 empty] | LED |  | Federally-Regulated Consumer Product | 03/22/2018 |  | 03/04/2020
Litex Industries | Craftmade | K11069 | True |  | 6 | Yes | 2857 | 4 | 714 |  |  |  | 8922 | 32 | 278 | [5 empty] | LED |  | Federally-Regulated Consumer Product | 03/22/2018 |  | 03/04/2020
Litex Industries | Craftmade | K11256 | True |  | 6 | Yes | 1464 | 3 | 488 |  |  |  | 6769 | 22 | 307 | [5 empty] | LED |  | Federally-Regulated Consumer Product | 03/22/2018 |  | 03/04/2020
Litex Industries | Craftmade | K11257 | True |  | 6 | Yes | 2101 | 3 | 700 |  |  |  | 8904 | 32 | 278 | [5 empty] | LED |  | Federally-Regulated Consumer Product | 03/22/2018 |  | 03/04/2020
Litex Industries | Craftmade | K11258 | True |  | 6 | Yes | 2857 | 4 | 714 |  |  |  | 8922 | 32 | 278 | [5 empty] | LED |  | Federally-Regulated Consumer Product | 03/22/2018 |  | 03/04/2020
Litex Industries | Craftmade | K11068 | True |  | 6 | Yes | 2101 | 3 | 700 |  |  |  | 8904 | 32 | 278 | [5 empty] | LED |  | Federally-Regulated Consumer Product | 03/22/2018 |  | 03/04/2020
Litex Industries | Craftmade | K11259 | True |  | 6 | Yes | 1464 | 3 | 488 |  |  |  | 6769 | 22 | 307 | [5 empty] | LED |  | Federally-Regulated Consumer Product | 03/22/2018 |  | 03/04/2020
Litex Industries | Craftmade | K11260 | True |  | 6 | Yes | 2101 | 3 | 700 |  |  |  | 8904 | 32 | 278 | [5 empty] | LED |  | Federally-Regulated Consumer Product | 03/22/2018 |  | 03/04/2020
Litex Industries | Craftmade | K11025 | True |  | 3 | Yes | 2121 | 14 | 151 |  |  |  | 5812 | 80 | 72 | [5 empty] | None |  | Federally-Regulated Consumer Product | 03/22/2018 |  | 03/04/2020
Litex Industries | Craftmade | K11026 | True |  | 3 | Yes | 2121 | 14 | 151 |  |  |  | 5812 | 80 | 72 | [5 empty] | None |  | Federally-Regulated Consumer Product | 03/22/2018 |  | 03/04/2020
Litex Industries | Craftmade | K11030 | True |  | 3 | Yes | 2121 | 14 | 151 |  |  |  | 5812 | 80 | 72 | [5 empty] | None |  | Federally-Regulated Consumer Product | 03/22/2018 |  | 03/04/2020
Litex Industries | Craftmade | K11066 | True |  | 3 | Yes | 1985 | 13 | 152 |  |  |  | 4755 | 62 | 76 | [5 empty] | Incandescent |  | Federally-Regulated Consumer Product | 03/22/2018 |  | 03/04/2020
Litex Industries | Craftmade | K11065 | True |  | 3 | Yes | 1985 | 13 | 152 |  |  |  | 4755 | 62 | 76 | [5 empty] | Incandescent |  | Federally-Regulated Consumer Product | 03/22/2018 |  | 03/04/2020
Litex Industries | Craftmade | K11013 | True |  | 3 | Yes | 1761 | 15 | 117 |  |  |  | 5098 | 66 | 77 | [5 empty] | LED |  | Federally-Regulated Consumer Product | 03/22/2018 |  | 03/04/2020
Litex Industries | Craftmade | K11169 | True |  | 3 | Yes | 1761 | 15 | 117 |  |  |  | 5098 | 66 | 77 | [5 empty] | None |  | Federally-Regulated Consumer Product | 03/22/2018 |  | 03/04/2020
Litex Industries | Craftmade | K10260 | True |  | 3 | Yes | 1761 | 15 | 117 |  |  |  | 5098 | 66 | 77 | [5 empty] | None |  | Federally-Regulated Consumer Product | 03/22/2018 |  | 03/04/2020
Litex Industries | Craftmade | K10359 | True |  | 3 | Yes | 1761 | 15 | 117 |  |  |  | 5098 | 66 | 77 | [5 empty] | None |  | Federally-Regulated Consumer Product | 03/22/2018 |  | 03/04/2020
Litex Industries | Craftmade | K10765 | True |  | 3 | Yes | 1761 | 15 | 117 |  |  |  | 5098 | 66 | 77 | [5 empty] | None |  | Federally-Regulated Consumer Product | 03/22/2018 |  | 03/04/2020
Litex Industries | Craftmade | K10766 | True |  | 3 | Yes | 1761 | 15 | 117 |  |  |  | 5098 | 66 | 77 | [5 empty] | None |  | Federally-Regulated Consumer Product | 03/22/2018 |  | 03/04/2020
Litex Industries | Craftmade | K10767 | True |  | 3 | Yes | 1761 | 15 | 117 |  |  |  | 5098 | 66 | 77 | [5 empty] | LED |  | Federally-Regulated Consumer Product | 03/22/2018 |  | 03/04/2020
Litex Industries | Craftmade | K10772 | True |  | 3 | Yes | 2214 | 14 | 158 |  |  |  | 6061 | 79 | 76 | [5 empty] | None |  | Federally-Regulated Consumer Product | 03/22/2018 |  | 03/04/2020
Litex Industries | Craftmade | K10773 | True |  | 3 | Yes | 2214 | 14 | 158 |  |  |  | 6061 | 79 | 76 | [5 empty] | Incandescent |  | Federally-Regulated Consumer Product | 03/22/2018 |  | 03/04/2020
Litex Industries | Craftmade | K10774 | True |  | 3 | Yes | 2214 | 14 | 158 |  |  |  | 6061 | 79 | 76 | [5 empty] | LED |  | Federally-Regulated Consumer Product | 03/22/2018 |  | 03/04/2020
Litex Industries | Craftmade | K11022 | True |  | 3 | Yes | 2214 | 14 | 158 |  |  |  | 6061 | 79 | 76 | [5 empty] | None |  | Federally-Regulated Consumer Product | 03/22/2018 |  | 03/04/2020
Litex Industries | Craftmade | K11021 | True |  | 3 | Yes | 2214 | 14 | 158 |  |  |  | 6061 | 79 | 76 | [5 empty] | None |  | Federally-Regulated Consumer Product | 03/22/2018 |  | 03/04/2020
Litex Industries | Craftmade | K11262 | True |  | 3 | Yes | 2214 | 14 | 158 |  |  |  | 6061 | 79 | 76 | [5 empty] | Incandescent |  | Federally-Regulated Consumer Product | 03/22/2018 |  | 03/04/2020
Litex Industries | Craftmade | K10362 | True |  | 3 | Yes | 2214 | 14 | 158 |  |  |  | 6061 | 79 | 76 | [5 empty] | None |  | Federally-Regulated Consumer Product | 03/22/2018 |  | 03/04/2020
Litex Industries | Craftmade | K11023 | True |  | 3 | Yes | 2214 | 14 | 158 |  |  |  | 6061 | 79 | 76 | [5 empty] | None |  | Federally-Regulated Consumer Product | 03/22/2018 |  | 03/04/2020
Litex Industries | Craftmade | K10214 | True |  | 3 | Yes | 1761 | 15 | 117 |  |  |  | 5097 | 66 | 77 | [5 empty] | None |  | Federally-Regulated Consumer Product | 03/22/2018 |  | 03/04/2020
Litex Industries | Craftmade | K10365 | True |  | 3 | Yes | 1761 | 15 | 117 |  |  |  | 5097 | 66 | 77 | [5 empty] | None |  | Federally-Regulated Consumer Product | 03/22/2018 |  | 03/04/2020
Litex Industries | Craftmade | K10781 | True |  | 3 | Yes | 1761 | 15 | 117 |  |  |  | 5097 | 66 | 77 | [5 empty] | LED |  | Federally-Regulated Consumer Product | 03/22/2018 |  | 03/04/2020
Litex Industries | Craftmade | K10782 | True |  | 3 | Yes | 1761 | 15 | 117 |  |  |  | 5097 | 66 | 77 | [5 empty] | LED |  | Federally-Regulated Consumer Product | 03/22/2018 |  | 03/04/2020
Litex Industries | Craftmade | K10783 | True |  | 3 | Yes | 1761 | 15 | 117 |  |  |  | 5097 | 66 | 77 | [5 empty] | None |  | Federally-Regulated Consumer Product | 03/22/2018 |  | 03/04/2020
Litex Industries | Craftmade | K11264 | True |  | 3 | Yes | 1761 | 15 | 117 |  |  |  | 5097 | 66 | 77 | [5 empty] | None |  | Federally-Regulated Consumer Product | 03/22/2018 |  | 03/04/2020
Litex Industries | Craftmade | K11265 | True |  | 3 | Yes | 1761 | 15 | 117 |  |  |  | 5097 | 66 | 77 | [5 empty] | None |  | Federally-Regulated Consumer Product | 03/22/2018 |  | 03/04/2020
Litex Industries | Craftmade | K11061 | True |  | 3 | Yes | 2131 | 16 | 133 |  |  |  | 5342 | 75 | 71 | [5 empty] | None |  | Federally-Regulated Consumer Product | 03/22/2018 |  | 03/04/2020
Litex Industries | Craftmade | K11064 | True |  | 3 | Yes | 2131 | 16 | 133 |  |  |  | 5342 | 75 | 71 | [5 empty] | None |  | Federally-Regulated Consumer Product | 03/22/2018 |  | 03/04/2020
Litex Industries | Craftmade | K11062 | True |  | 3 | Yes | 2131 | 16 | 133 |  |  |  | 5342 | 75 | 71 | [5 empty] | None |  | Federally-Regulated Consumer Product | 03/22/2018 |  | 03/04/2020
Litex Industries | Craftmade | K11063 | True |  | 3 | Yes | 2131 | 16 | 133 |  |  |  | 5342 | 75 | 71 | [5 empty] | None |  | Federally-Regulated Consumer Product | 03/22/2018 |  | 03/04/2020
Litex Industries | Craftmade | K11266 | True |  | 3 | Yes | 2131 | 16 | 133 |  |  |  | 5342 | 75 | 71 | [5 empty] | LED |  | Federally-Regulated Consumer Product | 03/22/2018 |  | 03/04/2020
Litex Industries | Craftmade | K11158 | True |  | 3 | Yes | 2562 | 12 | 213 |  |  |  | 7184 | 75 | 94 | [5 empty] | LED |  | Federally-Regulated Consumer Product | 03/22/2018 |  | 03/04/2020
Litex Industries | Craftmade | K11159 | True |  | 3 | Yes | 2562 | 12 | 213 |  |  |  | 7184 | 75 | 94 | [5 empty] | LED |  | Federally-Regulated Consumer Product | 03/22/2018 |  | 03/04/2020
Champ-Ray Industrial Co.,Ltd | Minka Aire | Ceiling fan F244/F903L | True |  | V | Yes | 2865 | 6 | 478 |  |  |  | 8377 | 51 | 164 | [5 empty] | LED |  | Federally-Regulated Consumer Product | 03/26/2018 |  | 03/04/2020
Champ-Ray Industrial Co.,Ltd | Minka Aire | Ceiling fan F787-44/F786 | True |  | V | Yes | 1626 | 4 | 407 |  |  |  | 5289 | 48 | 110 | [5 empty] | None |  | Federally-Regulated Consumer Product | 03/26/2018 |  | 03/04/2020
King of Fans | Home Decorators Collection | 71491 | True |  | 9 | Yes | 1501 | 1 | 1501 |  |  |  | 8294 | 29 | 286 | [5 empty] | LED |  | Federally-Regulated Consumer Product | 03/27/2018 |  | 03/04/2020
King of Fans | Home Decorators Collection | 60-EVO | True |  | 9 | Yes | 1501 | 1 | 1501 |  |  |  | 8294 | 29 | 286 | [5 empty] | LED |  | Federally-Regulated Consumer Product | 03/27/2018 |  | 03/04/2020
King of Fans | Home Decorators Collection | 51591 | True |  | 9 | Yes | 1501 | 1 | 1501 |  |  |  | 8294 | 29 | 286 | [5 empty] | LED |  | Federally-Regulated Consumer Product | 03/27/2018 |  | 03/04/2020
King of Fans | Home Decorators Collection | 51708 | True |  | 9 | Yes | 1210 | 1 | 1210 |  |  |  | 6427 | 31 | 207 | [5 empty] | LED |  | Federally-Regulated Consumer Product | 03/27/2018 |  | 03/04/2020
King of Fans | Home Decorators Collection | 51608 | True |  | 9 | Yes | 1210 | 1 | 1210 |  |  |  | 6427 | 31 | 207 | [5 empty] | LED |  | Federally-Regulated Consumer Product | 03/27/2018 |  | 03/04/2020
King of Fans | Home Decorators Collection | 60-KBR | True |  | 9 | Yes | 1210 | 1 | 1210 |  |  |  | 6427 | 31 | 207 | [5 empty] | LED |  | Federally-Regulated Consumer Product | 03/27/2018 |  | 03/04/2020
Air Cool Industrial Co., Ltd. | Home Decorators Collection | AM579(AM579-BN) | True |  | V | Yes | 1734 | 2 | 867 |  |  |  | 5866 | 30 | 195 | [5 empty] | LED |  | Federally-Regulated Consumer Product | 03/28/2018 |  | 03/04/2020
Air Cool Industrial Co., Ltd. | Home Decorators Collection | AM579(AM579-EB) | True |  | V | Yes | 1734 | 2 | 867 |  |  |  | 5866 | 30 | 195 | [5 empty] | LED |  | Federally-Regulated Consumer Product | 03/28/2018 |  | 03/04/2020
Air Cool Industrial Co., Ltd. | Home Decorators Collection | AM579(AM579-GLWH) | True |  | V | Yes | 1734 | 2 | 867 |  |  |  | 5866 | 30 | 195 | [5 empty] | LED |  | Federally-Regulated Consumer Product | 03/28/2018 |  | 03/04/2020
Air Cool Industrial Co., Ltd. | Home Decorators Collection | AM613A(AM613A-BN) | True |  | V | Yes | 4250 | 3 | 1416 |  |  |  | 13002 | 50 | 260 | [5 empty] | LED |  | Federally-Regulated Consumer Product | 03/28/2018 |  | 03/04/2020
Air Cool Industrial Co., Ltd. | Home Decorators Collection | YG380H(AM641H-GLWH) | True |  | V | Yes | 1726 | 2 | 863 |  |  |  | 6094 | 33 | 184 | [5 empty] | LED |  | Federally-Regulated Consumer Product | 03/28/2018 |  | 03/04/2020
Air Cool Industrial Co., Ltd. | Home Decorators Collection | YG380H(AM641H-NI) | True |  | V | Yes | 1726 | 2 | 863 |  |  |  | 6094 | 33 | 184 | [5 empty] | LED |  | Federally-Regulated Consumer Product | 03/28/2018 |  | 03/04/2020
Air Cool Industrial Co., Ltd. | Home Decorators Collection | YG380H(AM641H-SW) | True |  | V | Yes | 1726 | 2 | 863 |  |  |  | 6094 | 33 | 184 | [5 empty] | LED |  | Federally-Regulated Consumer Product | 03/28/2018 |  | 03/04/2020
Air Cool Industrial Co., Ltd. | Home Decorators Collection | AC-552(AM648-BN) | True |  | 3 | Yes | 1691 | 11 | 153 |  |  |  | 4108 | 65 | 63 | [5 empty] | LED |  | Federally-Regulated Consumer Product | 03/28/2018 |  | 03/04/2020
Air Cool Industrial Co., Ltd. | Home Decorators Collection | AC-552(YG614-NI) | True |  | 3 | Yes | 1728 | 11 | 157 |  |  |  | 4736 | 62 | 76 | [5 empty] | LED |  | Federally-Regulated Consumer Product | 03/28/2018 |  | 03/04/2020
Air Cool Industrial Co., Ltd. | Home Decorators Collection | AC-552(YG654-BN) | True |  | 3 | Yes | 1530 | 10 | 153 |  |  |  | 3675 | 55 | 66 | [5 empty] | LED |  | Federally-Regulated Consumer Product | 03/28/2018 |  | 03/04/2020
Air Cool Industrial Co., Ltd. | Home Decorators Collection | AC-552(YG654-EB) | True |  | 3 | Yes | 1530 | 10 | 153 |  |  |  | 3675 | 55 | 66 | [5 empty] | LED |  | Federally-Regulated Consumer Product | 03/28/2018 |  | 03/04/2020
Air Cool Industrial Co., Ltd. | Home Decorators Collection | AC-552(YG654-WH) | True |  | 3 | Yes | 1530 | 10 | 153 |  |  |  | 3675 | 55 | 66 | [5 empty] | LED |  | Federally-Regulated Consumer Product | 03/28/2018 |  | 03/04/2020
Air Cool Industrial Co., Ltd. | Home Decorators Collection | YG656OD(YG656-BN) | True |  | V | Yes | 1418 | 2 | 709 |  |  |  | 6411 | 29 | 221 | [5 empty] | LED |  | Federally-Regulated Consumer Product | 03/28/2018 |  | 03/04/2020
Air Cool Industrial Co., Ltd. | Home Decorators Collection | YG656OD(YG656-NI) | True |  | V | Yes | 1418 | 2 | 709 |  |  |  | 6411 | 29 | 221 | [5 empty] | LED |  | Federally-Regulated Consumer Product | 03/28/2018 |  | 03/04/2020
Air Cool Industrial Co., Ltd. | Home Decorators Collection | YG656OD(YG656-WH) | True |  | V | Yes | 1418 | 2 | 709 |  |  |  | 6411 | 29 | 221 | [5 empty] | LED |  | Federally-Regulated Consumer Product | 03/28/2018 |  | 03/04/2020
Air Cool Industrial Co., Ltd. | Home Decorators Collection | YG658(YG658-BN) | True |  | V | Exception 3 | 143 | 4 | 35 |  |  |  | 411 | 34 | 12 | [5 empty] | None |  | Federally-Regulated Consumer Product | 03/28/2018 |  | 03/04/2020
Air Cool Industrial Co., Ltd. | Home Decorators Collection | YG658(YG658-EB) | True |  | V | Exception 3 | 143 | 4 | 35 |  |  |  | 411 | 34 | 12 | [5 empty] | None |  | Federally-Regulated Consumer Product | 03/28/2018 |  | 03/04/2020
Air Cool Industrial Co., Ltd. | Home Decorators Collection | YG658(YG658-NI) | True |  | V | Exception 3 | 143 | 4 | 35 |  |  |  | 411 | 34 | 12 | [5 empty] | None |  | Federally-Regulated Consumer Product | 03/28/2018 |  | 03/04/2020
Air Cool Industrial Co., Ltd. | Home Decorators Collection | AC-552AL(YG680-BN) | True |  | V | Yes | 1721 | 11 | 156 |  |  |  | 5085 | 69 | 73 | [5 empty] | LED |  | Federally-Regulated Consumer Product | 03/28/2018 |  | 03/04/2020
Air Cool Industrial Co., Ltd. | Home Decorators Collection | AC-552AL(YG680-EB) | True |  | V | Yes | 1721 | 11 | 156 |  |  |  | 5085 | 69 | 73 | [5 empty] | LED |  | Federally-Regulated Consumer Product | 03/28/2018 |  | 03/04/2020
Air Cool Industrial Co., Ltd. | Home Decorators Collection | YG681(YG681-MWH) | True |  | V | Exception 3 | 1146 | 19 | 60 |  |  |  | 1924 | 58 | 33 | [5 empty] | LED |  | Federally-Regulated Consumer Product | 03/28/2018 |  | 03/04/2020
Air Cool Industrial Co., Ltd. | Home Decorators Collection | YG681(YG681-NI) | True |  | V | Exception 3 | 1146 | 19 | 60 |  |  |  | 1924 | 58 | 33 | [5 empty] | LED |  | Federally-Regulated Consumer Product | 03/28/2018 |  | 03/04/2020
Air Cool Industrial Co., Ltd. | Home Decorators Collection | YG681(YG681-SL) | True |  | V | Exception 3 | 1146 | 19 | 60 |  |  |  | 1924 | 58 | 33 | [5 empty] | LED |  | Federally-Regulated Consumer Product | 03/28/2018 |  | 03/04/2020
Air Cool Industrial Co., Ltd. | Home Decorators Collection | AC-552(YG683AP-BL) | True |  | V | Yes | 1847 | 13 | 142 |  |  |  | 3634 | 44 | 82 | [5 empty] | LED |  | Federally-Regulated Consumer Product | 03/28/2018 |  | 03/04/2020
Air Cool Industrial Co., Ltd. | Home Decorators Collection | AC-552(YG683AP-WH) | True |  | V | Yes | 1847 | 13 | 142 |  |  |  | 3634 | 44 | 82 | [5 empty] | LED |  | Federally-Regulated Consumer Product | 03/28/2018 |  | 03/04/2020
Air Cool Industrial Co., Ltd. | Home Decorators Collection | AC-552(YG683AP-GN) | True |  | V | Yes | 1847 | 13 | 142 |  |  |  | 3634 | 44 | 82 | [5 empty] | LED |  | Federally-Regulated Consumer Product | 03/28/2018 |  | 03/04/2020
Air Cool Industrial Co., Ltd. | Home Decorators Collection | AC-552(YG683AP-PL) | True |  | V | Yes | 1847 | 13 | 142 |  |  |  | 3634 | 44 | 82 | [5 empty] | LED |  | Federally-Regulated Consumer Product | 03/28/2018 |  | 03/04/2020
Air Cool Industrial Co., Ltd. | Home Decorators Collection | AC-552(YG629-BN) | True |  | 3 | Yes | 1707 | 10 | 170 |  |  |  | 4659 | 69 | 67 | [5 empty] | LED |  | Federally-Regulated Consumer Product | 03/28/2018 |  | 03/04/2020
Air Cool Industrial Co., Ltd. | Home Decorators Collection | AC-552(YG629-MWH) | True |  | 3 | Yes | 1707 | 10 | 170 |  |  |  | 4659 | 69 | 67 | [5 empty] | LED |  | Federally-Regulated Consumer Product | 03/28/2018 |  | 03/04/2020
Air Cool Industrial Co., Ltd. | Home Decorators Collection | YG623A(YG623A-MWH) | True |  | 3 | Exception 3 | 699 | 10 | 70 |  |  |  | 1478 | 70 | 21 | [5 empty] | LED |  | Federally-Regulated Consumer Product | 03/28/2018 |  | 03/04/2020
Air Cool Industrial Co., Ltd. | Home Decorators Collection | YG623A(YG623A-SL) | True |  | 3 | Exception 3 | 699 | 10 | 70 |  |  |  | 1478 | 70 | 21 | [5 empty] | LED |  | Federally-Regulated Consumer Product | 03/28/2018 |  | 03/04/2020
Madison Avenue Lighting & Fan Co. | Home Decorators Collection | 54625 | True |  | 3 | Yes | 3104 | 23 | 135 |  |  |  | 6088 | 73 | 83 | [5 empty] | LED |  | Federally-Regulated Consumer Product | 03/30/2018 |  | 03/04/2020
Madison Avenue Lighting & Fan Co. | Home Decorators Collection | 54627 | True |  | 3 | Yes | 3104 | 23 | 135 |  |  |  | 6088 | 73 | 83 | [5 empty] | LED |  | Federally-Regulated Consumer Product | 03/30/2018 |  | 03/04/2020
Madison Avenue Lighting & Fan Co. | Home Decorators Collection | 54629 | True |  | 3 | Yes | 3104 | 23 | 135 |  |  |  | 6088 | 73 | 83 | [5 empty] | LED |  | Federally-Regulated Consumer Product | 03/30/2018 |  | 03/04/2020
Kichler Lighting | Aztec | 35037 | True |  | 3 | Yes | 2095 | 18 | 116 |  |  |  | 4288 | 51 | 84 | [5 empty] | Compact Flourescent |  | Federally-Regulated Consumer Product | 04/10/2018 |  | 03/04/2020
Kichler Lighting | Aztec | 35057 | True |  | 3 | Yes | 1907 | 17 | 112 |  |  |  | 3507 | 46 | 76 | [5 empty] | Compact Flourescent |  | Federally-Regulated Consumer Product | 04/10/2018 |  | 03/04/2020
Kichler Lighting | Kichler | 35162 | True |  | 3 | Yes | 19 | 7 | 3 |  |  |  | 89 | 41 | 2 | [5 empty] | None |  | Federally-Regulated Consumer Product | 04/10/2018 |  | 03/04/2020
Kichler Lighting | Kichler | 35164 | True |  | 3 | Yes | 1384 | 2 | 669 |  |  |  | 4910 | 35 | 139 | [5 empty] | None |  | Federally-Regulated Consumer Product | 04/10/2018 |  | 03/04/2020
Kichler Lighting | Kichler | 35170 | True |  | 3 | Yes | 1447 | 10 | 143 |  |  |  | 4826 | 72 | 67 | [5 empty] | LED |  | Federally-Regulated Consumer Product | 04/10/2018 |  | 03/04/2020
Kichler Lighting | Kichler | 35206 | True |  | 3 | Yes | 1447 | 10 | 143 |  |  |  | 4826 | 72 | 67 | [5 empty] | Incandescent |  | Federally-Regulated Consumer Product | 04/10/2018 |  | 03/04/2020
Kichler Lighting | Kichler | 35286 | True |  | 3 | Yes | 1188 | 9 | 129 |  |  |  | 4224 | 55 | 77 | [5 empty] | Incandescent |  | Federally-Regulated Consumer Product | 04/10/2018 |  | 03/04/2020
Kichler Lighting | Kichler | 35152 | True |  | 3 | Yes | 414 | 7 | 58 |  |  |  | 2742 | 75 | 36 | [5 empty] | None |  | Federally-Regulated Consumer Product | 04/10/2018 |  | 03/04/2020
Kichler Lighting | Kichler | 35157 | True |  | 3 | Yes | 499 | 10 | 49 |  |  |  | 2444 | 80 | 30 | [5 empty] | LED |  | Federally-Regulated Consumer Product | 04/10/2018 |  | 03/04/2020
HKC - Hong Kong China Electric Appliance | Harbor Breeze | 955854 | True |  | 3 | Yes | 735 | 11 | 66 |  |  |  | 3079 | 59 | 52 | [5 empty] | LED |  | Federally-Regulated Consumer Product | 04/13/2018 |  | 03/04/2020
HKC - Hong Kong China Electric Appliance | Harbor Breeze | 955855 | True |  | 3 | Yes | 440 | 9 | 48 |  |  |  | 1555 | 45 | 34 | [5 empty] | LED |  | Federally-Regulated Consumer Product | 04/13/2018 |  | 03/04/2020
Madison Avenue Lighting & Fan Co. | Hampton Bay | 34317 | True |  | 3 | Yes | 2189 | 19 | 115 |  |  |  | 4907 | 67 | 73 | [5 empty] | Incandescent |  | Federally-Regulated Consumer Product | 04/17/2018 |  | 03/04/2020
Halsey Enterprise Co., Ltd. | Monte Carlo | 56SGW-2-W | True |  | V | Yes | 2281 | 4 | 570 |  |  |  | 5583 | 43 | 130 | [5 empty] | None |  | Federally-Regulated Consumer Product | 04/19/2018 |  | 03/04/2020
Halsey Enterprise Co., Ltd. | Monte Carlo | 56SGW-2 | True |  | V | Yes | 2281 | 4 | 570 |  |  |  | 5583 | 43 | 130 | [5 empty] | None |  | Federally-Regulated Consumer Product | 04/19/2018 |  | 03/04/2020
Halsey Enterprise Co., Ltd. | Monte Carlo | 3DLR56AGP | True |  | V | Yes | 2281 | 4 | 570 |  |  |  | 5583 | 43 | 130 | [5 empty] | None |  | Federally-Regulated Consumer Product | 04/19/2018 |  | 03/04/2020
Halsey Enterprise Co., Ltd. | Monte Carlo | 3DLR56RZW | True |  | V | Yes | 2281 | 4 | 570 |  |  |  | 5583 | 43 | 130 | [5 empty] | None |  | Federally-Regulated Consumer Product | 04/19/2018 |  | 03/04/2020
Halsey Enterprise Co., Ltd. | Monte Carlo | 3DLR56RB | True |  | V | Yes | 2281 | 4 | 570 |  |  |  | 5583 | 43 | 130 | [5 empty] | None |  | Federally-Regulated Consumer Product | 04/19/2018 |  | 03/04/2020
Halsey Enterprise Co., Ltd. | Monte Carlo | 3DLR56***** | True |  | V | Yes | 2281 | 4 | 570 |  |  |  | 5583 | 43 | 130 | [5 empty] | None |  | Federally-Regulated Consumer Product | 04/19/2018 |  | 03/04/2020
Halsey Enterprise Co., Ltd. | Monte Carlo | DELRAY | True |  | V | Yes | 2281 | 4 | 570 |  |  |  | 5583 | 43 | 130 | [5 empty] | None |  | Federally-Regulated Consumer Product | 04/19/2018 |  | 03/04/2020
Halsey Enterprise Co., Ltd. | Monte Carlo | 56SGY-D | True |  | V | Yes | 1878 | 3 | 626 |  |  |  | 4515 | 39 | 116 | [5 empty] | LED |  | Federally-Regulated Consumer Product | 04/19/2018 |  | 03/04/2020
Halsey Enterprise Co., Ltd. | Monte Carlo | 56SGY | True |  | V | Yes | 1878 | 3 | 626 |  |  |  | 4515 | 39 | 116 | [5 empty] | LED |  | Federally-Regulated Consumer Product | 04/19/2018 |  | 03/04/2020
Halsey Enterprise Co., Ltd. | Monte Carlo | 56SGY-L | True |  | V | Yes | 1878 | 3 | 626 |  |  |  | 4515 | 39 | 116 | [5 empty] | LED |  | Federally-Regulated Consumer Product | 04/19/2018 |  | 03/04/2020
Halsey Enterprise Co., Ltd. | Monte Carlo | 56SGY-L-D | True |  | V | Yes | 1878 | 3 | 626 |  |  |  | 4515 | 39 | 116 | [5 empty] | LED |  | Federally-Regulated Consumer Product | 04/19/2018 |  | 03/04/2020
Halsey Enterprise Co., Ltd. | Monte Carlo | 3AKR56RZW | True |  | V | Yes | 1878 | 3 | 626 |  |  |  | 4515 | 39 | 116 | [5 empty] | LED |  | Federally-Regulated Consumer Product | 04/19/2018 |  | 03/04/2020
Halsey Enterprise Co., Ltd. | Monte Carlo | 3AKR56RZWD | True |  | V | Yes | 1878 | 3 | 626 |  |  |  | 4515 | 39 | 116 | [5 empty] | LED |  | Federally-Regulated Consumer Product | 04/19/2018 |  | 03/04/2020
Halsey Enterprise Co., Ltd. | Monte Carlo | 3AKR56CH | True |  | V | Yes | 1878 | 3 | 626 |  |  |  | 4515 | 39 | 116 | [5 empty] | LED |  | Federally-Regulated Consumer Product | 04/19/2018 |  | 03/04/2020
Halsey Enterprise Co., Ltd. | Monte Carlo | 3AKR56CHD | True |  | V | Yes | 1878 | 3 | 626 |  |  |  | 4515 | 39 | 116 | [5 empty] | LED |  | Federally-Regulated Consumer Product | 04/19/2018 |  | 03/04/2020
Halsey Enterprise Co., Ltd. | Monte Carlo | 3AKR56BK | True |  | V | Yes | 1878 | 3 | 626 |  |  |  | 4515 | 39 | 116 | [5 empty] | LED |  | Federally-Regulated Consumer Product | 04/19/2018 |  | 03/04/2020
Halsey Enterprise Co., Ltd. | Monte Carlo | 3AKR56BKD | True |  | V | Yes | 1878 | 3 | 626 |  |  |  | 4515 | 39 | 116 | [5 empty] | LED |  | Federally-Regulated Consumer Product | 04/19/2018 |  | 03/04/2020
Halsey Enterprise Co., Ltd. | Monte Carlo | 3AKR56***** | True |  | V | Yes | 1878 | 3 | 626 |  |  |  | 4515 | 39 | 116 | [5 empty] | LED |  | Federally-Regulated Consumer Product | 04/19/2018 |  | 03/04/2020
Halsey Enterprise Co., Ltd. | Monte Carlo | AKOVA | True |  | V | Yes | 1878 | 3 | 626 |  |  |  | 4515 | 39 | 116 | [5 empty] | LED |  | Federally-Regulated Consumer Product | 04/19/2018 |  | 03/04/2020
Halsey Enterprise Co., Ltd. | Monte Carlo | 62SGZ-L | True |  | V | Yes | 2474 | 4 | 619 |  |  |  | 7233 | 34 | 213 | [5 empty] | LED |  | Federally-Regulated Consumer Product | 04/19/2018 |  | 03/04/2020
Halsey Enterprise Co., Ltd. | Monte Carlo | 62SGZ-L-D | True |  | V | Yes | 2474 | 4 | 619 |  |  |  | 7233 | 34 | 213 | [5 empty] | LED |  | Federally-Regulated Consumer Product | 04/19/2018 |  | 03/04/2020
Halsey Enterprise Co., Ltd. | Monte Carlo | 14PRR62AGPD | True |  | V | Yes | 2474 | 4 | 619 |  |  |  | 7233 | 34 | 213 | [5 empty] | LED |  | Federally-Regulated Consumer Product | 04/19/2018 |  | 03/04/2020
Halsey Enterprise Co., Ltd. | Monte Carlo | 14PRR62***** | True |  | V | Yes | 2474 | 4 | 619 |  |  |  | 7233 | 34 | 213 | [5 empty] | LED |  | Federally-Regulated Consumer Product | 04/19/2018 |  | 03/04/2020
Halsey Enterprise Co., Ltd. | Monte Carlo | PRAIRIE | True |  | V | Yes | 2474 | 4 | 619 |  |  |  | 7233 | 34 | 213 | [5 empty] | LED |  | Federally-Regulated Consumer Product | 04/19/2018 |  | 03/04/2020
Litex Industries | Litex | CAF48BNK5L | True |  | 3 | Yes | 2580 | 19 | 136 |  |  |  | 4873 | 64 | 76 | [5 empty] | LED |  | Federally-Regulated Consumer Product | 04/30/2018 |  | 03/04/2020
Hunter Fan Company | Hunter | 51107 | True |  | 3 | Yes | 1365 | 7 | 195 |  |  |  | 3507 | 50 | 70 | [5 empty] | LED |  | Federally-Regulated Consumer Product | 04/30/2018 |  | 03/04/2020
Hunter Fan Company | Hunter | 51108 | True |  | 3 | Yes | 1365 | 7 | 195 |  |  |  | 3507 | 50 | 70 | [5 empty] | LED |  | Federally-Regulated Consumer Product | 04/30/2018 |  | 03/04/2020
Hunter Fan Company | Hunter | 51109 | True |  | 3 | Yes | 1365 | 7 | 195 |  |  |  | 3507 | 50 | 70 | [5 empty] | LED |  | Federally-Regulated Consumer Product | 04/30/2018 |  | 03/04/2020
Hunter Fan Company | Hunter | 54194 | True |  | 3 | Yes | 1685 | 5 | 337 |  |  |  | 5893 | 80 | 74 | [5 empty] | LED |  | Federally-Regulated Consumer Product | 04/30/2018 |  | 03/04/2020
Hunter Fan Company | Hunter | 54195 | True |  | 3 | Yes | 1685 | 5 | 337 |  |  |  | 5893 | 80 | 74 | [5 empty] | LED |  | Federally-Regulated Consumer Product | 04/30/2018 |  | 03/04/2020
Hunter Fan Company | Hunter | 59580 | True |  | 3 | Yes | 1376 | 5 | 275 |  |  |  | 5718 | 79 | 72 | [5 empty] | LED |  | Federally-Regulated Consumer Product | 04/30/2018 |  | 03/04/2020
Hunter Fan Company | Hunter | 59415 | True |  | 3 | Yes | 2172 | 10 | 217 |  |  |  | 6145 | 79 | 78 | [5 empty] | LED |  | Federally-Regulated Consumer Product | 04/30/2018 |  | 03/04/2020
Hunter Fan Company | Hunter | 54148 | True |  | 3 | Yes | 1704 | 10 | 170 |  |  |  | 5150 | 78 | 66 | [5 empty] | LED |  | Federally-Regulated Consumer Product | 04/30/2018 |  | 03/04/2020
Hunter Fan Company | Hunter | 54149 | True |  | 3 | Yes | 1704 | 10 | 170 |  |  |  | 5150 | 78 | 66 | [5 empty] | LED |  | Federally-Regulated Consumer Product | 04/30/2018 |  | 03/04/2020
Hunter Fan Company | Hunter | 59563 | True |  | 3 | Yes | 1901 | 9 | 211 |  |  |  | 4815 | 64 | 75 | [5 empty] | LED |  | Federally-Regulated Consumer Product | 04/30/2018 |  | 03/04/2020
Hunter Fan Company | Hunter | 59562 | True |  | 3 | Yes | 2000 | 11 | 182 |  |  |  | 5573 | 82 | 68 | [5 empty] | LED |  | Federally-Regulated Consumer Product | 04/30/2018 |  | 03/04/2020
Hunter Fan Company | Hunter | 59452 | True |  | 3 | Yes | 1845 | 11 | 168 |  |  |  | 4218 | 63 | 67 | [5 empty] | LED |  | Federally-Regulated Consumer Product | 04/30/2018 |  | 03/04/2020
Hunter Fan Company | Hunter | 59453 | True |  | 3 | Yes | 1845 | 11 | 168 |  |  |  | 4218 | 63 | 67 | [5 empty] | LED |  | Federally-Regulated Consumer Product | 04/30/2018 |  | 03/04/2020
Hunter Fan Company | Hunter | 59454 | True |  | 3 | Yes | 1845 | 11 | 168 |  |  |  | 4218 | 63 | 67 | [5 empty] | LED |  | Federally-Regulated Consumer Product | 04/30/2018 |  | 03/04/2020
Hunter Fan Company | Hunter | 59557 | True |  | 3 | Yes | 2001 | 11 | 182 |  |  |  | 4757 | 65 | 73 | [5 empty] | LED |  | Federally-Regulated Consumer Product | 04/30/2018 |  | 03/04/2020
Hunter Fan Company | Hunter | 59558 | True |  | 3 | Yes | 2001 | 11 | 182 |  |  |  | 4757 | 65 | 73 | [5 empty] | LED |  | Federally-Regulated Consumer Product | 04/30/2018 |  | 03/04/2020
Hunter Fan Company | Hunter | 59555 | True |  | 3 | Yes | 2282 | 10 | 228 |  |  |  | 5420 | 64 | 85 | [5 empty] | LED |  | Federally-Regulated Consumer Product | 04/30/2018 |  | 03/04/2020
Hunter Fan Company | Hunter | 59423 | True |  | 6 | Yes | 2197 | 2 | 1099 |  |  |  | 6258 | 21 | 298 | [5 empty] | LED |  | Federally-Regulated Consumer Product | 04/30/2018 |  | 03/04/2020
Hunter Fan Company | Hunter | 59424 | True |  | 6 | Yes | 2197 | 2 | 1099 |  |  |  | 6258 | 21 | 298 | [5 empty] | LED |  | Federally-Regulated Consumer Product | 04/30/2018 |  | 03/04/2020
Hunter Fan Company | Hunter | 59425 | True |  | 6 | Yes | 2197 | 2 | 1099 |  |  |  | 6258 | 21 | 298 | [5 empty] | LED |  | Federally-Regulated Consumer Product | 04/30/2018 |  | 03/04/2020
Hunter Fan Company | Hunter | 52174 | True |  | 3 | Yes | 1778 | 7 | 254 |  |  |  | 4772 | 62 | 77 | [5 empty] | LED |  | Federally-Regulated Consumer Product | 04/30/2018 |  | 03/04/2020
Hunter Fan Company | Hunter | 53424 | True |  | 3 | Yes | 2287 | 9 | 254 |  |  |  | 4986 | 63 | 79 | [5 empty] | LED |  | Federally-Regulated Consumer Product | 04/30/2018 |  | 03/04/2020
Hunter Fan Company | Hunter | 52173 | True |  | 3 | Yes | 2032 | 11 | 185 |  |  |  | 4731 | 65 | 73 | [5 empty] | LED |  | Federally-Regulated Consumer Product | 04/30/2018 |  | 03/04/2020
Hunter Fan Company | Hunter | 55077 | True |  | 3 | Yes | 1962 | 10 | 196 |  |  |  | 6325 | 84 | 75 | [5 empty] | LED |  | Federally-Regulated Consumer Product | 04/30/2018 |  | 03/04/2020
Hunter Fan Company | Hunter | 55078 | True |  | 3 | Yes | 1962 | 10 | 196 |  |  |  | 6325 | 84 | 75 | [5 empty] | LED |  | Federally-Regulated Consumer Product | 04/30/2018 |  | 03/04/2020
Hunter Fan Company | Hunter | 59461 | True |  | 6 | Yes | 3832 | 5 | 766 |  |  |  | 6695 | 29 | 231 | [5 empty] | LED |  | Federally-Regulated Consumer Product | 04/30/2018 |  | 03/04/2020
Hunter Fan Company | Hunter | 59462 | True |  | 6 | Yes | 3832 | 5 | 766 |  |  |  | 6695 | 29 | 231 | [5 empty] | LED |  | Federally-Regulated Consumer Product | 04/30/2018 |  | 03/04/2020
Hunter Fan Company | Hunter | 53434 | True |  | 3 | Yes | 2302 | 11 | 209 |  |  |  | 4996 | 63 | 79 | [5 empty] | LED |  | Federally-Regulated Consumer Product | 04/30/2018 |  | 03/04/2020
Hunter Fan Company | Hunter | 53296 | True |  | 3 | Yes | 2124 | 9 | 236 |  |  |  | 5045 | 64 | 79 | [5 empty] | LED |  | Federally-Regulated Consumer Product | 04/30/2018 |  | 03/04/2020
Hunter Fan Company | Hunter | 53297 | True |  | 3 | Yes | 2124 | 9 | 236 |  |  |  | 5045 | 64 | 79 | [5 empty] | LED |  | Federally-Regulated Consumer Product | 04/30/2018 |  | 03/04/2020
Hunter Fan Company | Casablanca | 59413 | True |  | 4 | Yes | 2159 | 10 | 216 |  |  |  | 5863 | 80 | 73 | [5 empty] | LED |  | Federally-Regulated Consumer Product | 04/30/2018 |  | 03/04/2020
Hunter Fan Company | Casablanca | 59414 | True |  | 4 | Yes | 2159 | 10 | 216 |  |  |  | 5863 | 80 | 73 | [5 empty] | LED |  | Federally-Regulated Consumer Product | 04/30/2018 |  | 03/04/2020
Hunter Fan Company | Hunter | 59581 | True |  | 3 | Yes | 2114 | 11 | 192 |  |  |  | 5764 | 81 | 71 | [5 empty] | LED |  | Federally-Regulated Consumer Product | 04/30/2018 |  | 03/04/2020
Hunter Fan Company | Hunter | 59582 | True |  | 3 | Yes | 2114 | 11 | 192 |  |  |  | 5764 | 81 | 71 | [5 empty] | LED |  | Federally-Regulated Consumer Product | 04/30/2018 |  | 03/04/2020
Hunter Fan Company | Hunter | 55079 | True |  | 3 | Yes | 2059 | 10 | 206 |  |  |  | 6034 | 81 | 74 | [5 empty] | LED |  | Federally-Regulated Consumer Product | 05/01/2018 |  | 03/04/2020
Hunter Fan Company | Hunter | 55080 | True |  | 3 | Yes | 2059 | 10 | 206 |  |  |  | 6034 | 81 | 74 | [5 empty] | LED |  | Federally-Regulated Consumer Product | 05/01/2018 |  | 03/04/2020
Halsey Enterprise Co., Ltd. | KENDAL LIGHTING INC | 52TN8-L | True |  | V | Yes | 2165 | 3 | 722 |  |  |  | 5503 | 30 | 183 | [5 empty] | LED |  | Federally-Regulated Consumer Product | 05/04/2018 |  | 03/04/2020
Halsey Enterprise Co., Ltd. | KENDAL LIGHTING INC | AC21352-SN | True |  | V | Yes | 2165 | 3 | 722 |  |  |  | 5503 | 30 | 183 | [5 empty] | LED |  | Federally-Regulated Consumer Product | 05/04/2018 |  | 03/04/2020
Halsey Enterprise Co., Ltd. | KENDAL LIGHTING INC | AC21352-ARB | True |  | V | Yes | 2165 | 3 | 722 |  |  |  | 5503 | 30 | 183 | [5 empty] | LED |  | Federally-Regulated Consumer Product | 05/04/2018 |  | 03/04/2020
Halsey Enterprise Co., Ltd. | KENDAL LIGHTING INC | AC21352-*** | True |  | V | Yes | 2165 | 3 | 722 |  |  |  | 5503 | 30 | 183 | [5 empty] | LED |  | Federally-Regulated Consumer Product | 05/04/2018 |  | 03/04/2020
Halsey Enterprise Co., Ltd. | KENDAL LIGHTING INC | 60LP17-1-L | True |  | V | Yes | 2328 | 3 | 776 |  |  |  | 4924 | 11 | 448 | [5 empty] | LED |  | Federally-Regulated Consumer Product | 05/04/2018 |  | 03/04/2020
Halsey Enterprise Co., Ltd. | KENDAL LIGHTING INC | AC21560-SN | True |  | V | Yes | 2328 | 3 | 776 |  |  |  | 4924 | 11 | 448 | [5 empty] | LED |  | Federally-Regulated Consumer Product | 05/04/2018 |  | 03/04/2020
Halsey Enterprise Co., Ltd. | KENDAL LIGHTING INC | AC21560-ARB | True |  | V | Yes | 2328 | 3 | 776 |  |  |  | 4924 | 11 | 448 | [5 empty] | LED |  | Federally-Regulated Consumer Product | 05/04/2018 |  | 03/04/2020
Halsey Enterprise Co., Ltd. | KENDAL LIGHTING INC | AC21560-*** | True |  | V | Yes | 2328 | 3 | 776 |  |  |  | 4924 | 11 | 448 | [5 empty] | LED |  | Federally-Regulated Consumer Product | 05/04/2018 |  | 03/04/2020
Halsey Enterprise Co., Ltd. | KENDAL LIGHTING INC | 50TN7-L | True |  | V | Yes | 1205 | 3 | 402 |  |  |  | 3547 | 26 | 136 | [5 empty] | LED |  | Federally-Regulated Consumer Product | 05/04/2018 |  | 03/04/2020
Halsey Enterprise Co., Ltd. | KENDAL LIGHTING INC | AC21750-SN | True |  | V | Yes | 1205 | 3 | 402 |  |  |  | 3547 | 26 | 136 | [5 empty] | LED |  | Federally-Regulated Consumer Product | 05/04/2018 |  | 03/04/2020
Halsey Enterprise Co., Ltd. | KENDAL LIGHTING INC | AC21750-ARB | True |  | V | Yes | 1205 | 3 | 402 |  |  |  | 3547 | 26 | 136 | [5 empty] | LED |  | Federally-Regulated Consumer Product | 05/04/2018 |  | 03/04/2020
Halsey Enterprise Co., Ltd. | KENDAL LIGHTING INC | AC21750-*** | True |  | V | Yes | 1205 | 3 | 402 |  |  |  | 3547 | 26 | 136 | [5 empty] | LED |  | Federally-Regulated Consumer Product | 05/04/2018 |  | 03/04/2020
Halsey Enterprise Co., Ltd. | KENDAL LIGHTING INC | 52TN11-L | True |  | V | Yes | 2055 | 3 | 685 |  |  |  | 5194 | 31 | 168 | [5 empty] | LED |  | Federally-Regulated Consumer Product | 05/04/2018 |  | 03/04/2020
Halsey Enterprise Co., Ltd. | KENDAL LIGHTING INC | AC21952-SN | True |  | V | Yes | 2055 | 3 | 685 |  |  |  | 5194 | 31 | 168 | [5 empty] | LED |  | Federally-Regulated Consumer Product | 05/04/2018 |  | 03/04/2020
Halsey Enterprise Co., Ltd. | KENDAL LIGHTING INC | AC21952-*** | True |  | V | Yes | 2055 | 3 | 685 |  |  |  | 5194 | 31 | 168 | [5 empty] | LED |  | Federally-Regulated Consumer Product | 05/04/2018 |  | 03/04/2020
Halsey Enterprise Co., Ltd. | KENDAL LIGHTING INC | 54TN12-L | True |  | V | Yes | 2853 | 4 | 713 |  |  |  | 5955 | 24 | 248 | [5 empty] | LED |  | Federally-Regulated Consumer Product | 05/04/2018 |  | 03/04/2020
Halsey Enterprise Co., Ltd. | KENDAL LIGHTING INC | AC22054-SN | True |  | V | Yes | 2853 | 4 | 713 |  |  |  | 5955 | 24 | 248 | [5 empty] | LED |  | Federally-Regulated Consumer Product | 05/04/2018 |  | 03/04/2020
Halsey Enterprise Co., Ltd. | KENDAL LIGHTING INC | AC22054-ARB | True |  | V | Yes | 2853 | 4 | 713 |  |  |  | 5955 | 24 | 248 | [5 empty] | LED |  | Federally-Regulated Consumer Product | 05/04/2018 |  | 03/04/2020
Halsey Enterprise Co., Ltd. | KENDAL LIGHTING INC | AC22054-RC | True |  | V | Yes | 2853 | 4 | 713 |  |  |  | 5955 | 24 | 248 | [5 empty] | LED |  | Federally-Regulated Consumer Product | 05/04/2018 |  | 03/04/2020
Halsey Enterprise Co., Ltd. | KENDAL LIGHTING INC | AC22054-BLK | True |  | V | Yes | 2853 | 4 | 713 |  |  |  | 5955 | 24 | 248 | [5 empty] | LED |  | Federally-Regulated Consumer Product | 05/04/2018 |  | 03/04/2020
Halsey Enterprise Co., Ltd. | KENDAL LIGHTING INC | AC22054-*** | True |  | V | Yes | 2853 | 4 | 713 |  |  |  | 5955 | 24 | 248 | [5 empty] | LED |  | Federally-Regulated Consumer Product | 05/04/2018 |  | 03/04/2020
Halsey Enterprise Co., Ltd. | KENDAL LIGHTING INC | 59TN10-L | True |  | V | Yes | 2749 | 3 | 916 |  |  |  | 5913 | 33 | 179 | [5 empty] | LED |  | Federally-Regulated Consumer Product | 05/04/2018 |  | 03/04/2020
Halsey Enterprise Co., Ltd. | KENDAL LIGHTING INC | AC22160-SN | True |  | V | Yes | 2749 | 3 | 916 |  |  |  | 5913 | 33 | 179 | [5 empty] | LED |  | Federally-Regulated Consumer Product | 05/04/2018 |  | 03/04/2020
Halsey Enterprise Co., Ltd. | KENDAL LIGHTING INC | AC22160-ARB | True |  | V | Yes | 2749 | 3 | 916 |  |  |  | 5913 | 33 | 179 | [5 empty] | LED |  | Federally-Regulated Consumer Product | 05/04/2018 |  | 03/04/2020
Halsey Enterprise Co., Ltd. | KENDAL LIGHTING INC | AC22160-*** | True |  | V | Yes | 2749 | 3 | 916 |  |  |  | 5913 | 33 | 179 | [5 empty] | LED |  | Federally-Regulated Consumer Product | 05/04/2018 |  | 03/04/2020
Halsey Enterprise Co., Ltd. | KENDAL LIGHTING INC | 54TN9F-L | True |  | V | Yes | 2350 | 3 | 783 |  |  |  | 5356 | 17 | 315 | [5 empty] | LED |  | Federally-Regulated Consumer Product | 05/04/2018 |  | 03/04/2020
Halsey Enterprise Co., Ltd. | KENDAL LIGHTING INC | AC21454-SN | True |  | V | Yes | 2350 | 3 | 783 |  |  |  | 5356 | 17 | 315 | [5 empty] | LED |  | Federally-Regulated Consumer Product | 05/04/2018 |  | 03/04/2020
Halsey Enterprise Co., Ltd. | KENDAL LIGHTING INC | AC21454-ARB | True |  | V | Yes | 2350 | 3 | 783 |  |  |  | 5356 | 17 | 315 | [5 empty] | LED |  | Federally-Regulated Consumer Product | 05/04/2018 |  | 03/04/2020
Halsey Enterprise Co., Ltd. | KENDAL LIGHTING INC | AC21454-*** | True |  | V | Yes | 2350 | 3 | 783 |  |  |  | 5356 | 17 | 315 | [5 empty] | LED |  | Federally-Regulated Consumer Product | 05/04/2018 |  | 03/04/2020
Summer Wind International, Ltd. | Home Decorators Collection | 24625 | True |  | 3 | Yes | 2042 | 16 | 127 |  |  |  | 5350 | 76 | 70 | [5 empty] | LED |  | Federally-Regulated Consumer Product | 05/07/2018 |  | 03/04/2020
Summer Wind International, Ltd. | Home Decorators Collection | 24626 | True |  | 3 | Yes | 2042 | 16 | 127 |  |  |  | 5350 | 76 | 70 | [5 empty] | LED |  | Federally-Regulated Consumer Product | 05/07/2018 |  | 03/04/2020
Summer Wind International, Ltd. | Home Decorators Collection | 24627 | True |  | 3 | Yes | 2042 | 16 | 127 |  |  |  | 5350 | 76 | 70 | [5 empty] | LED |  | Federally-Regulated Consumer Product | 05/07/2018 |  | 03/04/2020
Summer Wind International, Ltd. | Home Decorators Collection | 14735 | True |  | 3 | Yes | 1901 | 14 | 135 |  |  |  | 5479 | 76 | 72 | [5 empty] | LED |  | Federally-Regulated Consumer Product | 05/07/2018 |  | 03/04/2020
Summer Wind International, Ltd. | Home Decorators Collection | 14736 | True |  | 3 | Yes | 1901 | 14 | 135 |  |  |  | 5479 | 76 | 72 | [5 empty] | LED |  | Federally-Regulated Consumer Product | 05/07/2018 |  | 03/04/2020
Summer Wind International, Ltd. | Home Decorators Collection | 54761 | True |  | 3 | Yes | 2483 | 15 | 165 |  |  |  | 6090 | 63 | 96 | [5 empty] | LED |  | Federally-Regulated Consumer Product | 05/07/2018 |  | 03/04/2020
Summer Wind International, Ltd. | Home Decorators Collection | 54762 | True |  | 3 | Yes | 2483 | 15 | 165 |  |  |  | 6090 | 63 | 96 | [5 empty] | LED |  | Federally-Regulated Consumer Product | 05/07/2018 |  | 03/04/2020
Summer Wind International, Ltd. | Home Decorators Collection | 54763 | True |  | 3 | Yes | 2483 | 15 | 165 |  |  |  | 6090 | 63 | 96 | [5 empty] | LED |  | Federally-Regulated Consumer Product | 05/07/2018 |  | 03/04/2020
Summer Wind International, Ltd. | Hampton Bay | 14660 | True |  | 3 | Yes | 1973 | 14 | 140 |  |  |  | 4342 | 65 | 66 | [5 empty] | LED |  | Federally-Regulated Consumer Product | 05/07/2018 |  | 03/04/2020
Summer Wind International, Ltd. | Hampton Bay | 14661 | True |  | 3 | Yes | 1973 | 14 | 140 |  |  |  | 4342 | 65 | 66 | [5 empty] | LED |  | Federally-Regulated Consumer Product | 05/07/2018 |  | 03/04/2020
Summer Wind International, Ltd. | Hampton Bay | 14662 | True |  | 3 | Yes | 1973 | 14 | 140 |  |  |  | 4342 | 65 | 66 | [5 empty] | LED |  | Federally-Regulated Consumer Product | 05/07/2018 |  | 03/04/2020
Summer Wind International, Ltd. | Hampton Bay | 14663 | True |  | 3 | Yes | 1973 | 14 | 140 |  |  |  | 4342 | 65 | 66 | [5 empty] | LED |  | Federally-Regulated Consumer Product | 05/07/2018 |  | 03/04/2020
Halsey Enterprise Co., Ltd. | Halsey Enterprise Co., Ltd. | 52TN8-L | True |  | V | Yes | 2165 | 3 | 722 |  |  |  | 5503 | 30 | 183 | [5 empty] | LED |  | Federally-Regulated Consumer Product | 05/07/2018 |  | 03/04/2020
Halsey Enterprise Co., Ltd. | Halsey Enterprise Co., Ltd. | AC21352-SN | True |  | V | Yes | 2165 | 3 | 722 |  |  |  | 5503 | 30 | 183 | [5 empty] | LED |  | Federally-Regulated Consumer Product | 05/07/2018 |  | 03/04/2020
Halsey Enterprise Co., Ltd. | Halsey Enterprise Co., Ltd. | AC21352-ARB | True |  | V | Yes | 2165 | 3 | 722 |  |  |  | 5503 | 30 | 183 | [5 empty] | LED |  | Federally-Regulated Consumer Product | 05/07/2018 |  | 03/04/2020
Halsey Enterprise Co., Ltd. | Halsey Enterprise Co., Ltd. | AC21352-*** | True |  | V | Yes | 2165 | 3 | 722 |  |  |  | 5503 | 30 | 183 | [5 empty] | LED |  | Federally-Regulated Consumer Product | 05/07/2018 |  | 03/04/2020
Halsey Enterprise Co., Ltd. | Halsey Enterprise Co., Ltd. | 60LP17-1-L | True |  | V | Yes | 2328 | 3 | 776 |  |  |  | 4924 | 11 | 448 | [5 empty] | LED |  | Federally-Regulated Consumer Product | 05/07/2018 |  | 03/04/2020
Halsey Enterprise Co., Ltd. | Halsey Enterprise Co., Ltd. | AC21560-SN | True |  | V | Yes | 2328 | 3 | 776 |  |  |  | 4924 | 11 | 448 | [5 empty] | LED |  | Federally-Regulated Consumer Product | 05/07/2018 |  | 03/04/2020
Halsey Enterprise Co., Ltd. | Halsey Enterprise Co., Ltd. | AC21560-ARB | True |  | V | Yes | 2328 | 3 | 776 |  |  |  | 4924 | 11 | 448 | [5 empty] | LED |  | Federally-Regulated Consumer Product | 05/07/2018 |  | 03/04/2020
Halsey Enterprise Co., Ltd. | Halsey Enterprise Co., Ltd. | AC21560-*** | True |  | V | Yes | 2328 | 3 | 776 |  |  |  | 4924 | 11 | 448 | [5 empty] | LED |  | Federally-Regulated Consumer Product | 05/07/2018 |  | 03/04/2020
Halsey Enterprise Co., Ltd. | Halsey Enterprise Co., Ltd. | 50TN7-L | True |  | V | Yes | 1205 | 3 | 402 |  |  |  | 3547 | 26 | 136 | [5 empty] | LED |  | Federally-Regulated Consumer Product | 05/07/2018 |  | 03/04/2020
Halsey Enterprise Co., Ltd. | Halsey Enterprise Co., Ltd. | AC21750-SN | True |  | V | Yes | 1205 | 3 | 402 |  |  |  | 3547 | 26 | 136 | [5 empty] | LED |  | Federally-Regulated Consumer Product | 05/07/2018 |  | 03/04/2020
Halsey Enterprise Co., Ltd. | Halsey Enterprise Co., Ltd. | AC21750-ARB | True |  | V | Yes | 1205 | 3 | 402 |  |  |  | 3547 | 26 | 136 | [5 empty] | LED |  | Federally-Regulated Consumer Product | 05/07/2018 |  | 03/04/2020
Halsey Enterprise Co., Ltd. | Halsey Enterprise Co., Ltd. | AC21750-*** | True |  | V | Yes | 1205 | 3 | 402 |  |  |  | 3547 | 26 | 136 | [5 empty] | LED |  | Federally-Regulated Consumer Product | 05/07/2018 |  | 03/04/2020
Halsey Enterprise Co., Ltd. | Halsey Enterprise Co., Ltd. | 52TN11-L | True |  | V | Yes | 2055 | 3 | 685 |  |  |  | 5194 | 31 | 168 | [5 empty] | LED |  | Federally-Regulated Consumer Product | 05/07/2018 |  | 03/04/2020
Halsey Enterprise Co., Ltd. | Halsey Enterprise Co., Ltd. | AC21952-SN | True |  | V | Yes | 2055 | 3 | 685 |  |  |  | 5194 | 31 | 168 | [5 empty] | LED |  | Federally-Regulated Consumer Product | 05/07/2018 |  | 03/04/2020
Halsey Enterprise Co., Ltd. | Halsey Enterprise Co., Ltd. | AC21952-*** | True |  | V | Yes | 2055 | 3 | 685 |  |  |  | 5194 | 31 | 168 | [5 empty] | LED |  | Federally-Regulated Consumer Product | 05/07/2018 |  | 03/04/2020
Halsey Enterprise Co., Ltd. | Halsey Enterprise Co., Ltd. | 54TN12-L | True |  | V | Yes | 2853 | 4 | 713 |  |  |  | 5955 | 24 | 248 | [5 empty] | LED |  | Federally-Regulated Consumer Product | 05/07/2018 |  | 03/04/2020
Halsey Enterprise Co., Ltd. | Halsey Enterprise Co., Ltd. | AC22054-SN | True |  | V | Yes | 2853 | 4 | 713 |  |  |  | 5955 | 24 | 248 | [5 empty] | LED |  | Federally-Regulated Consumer Product | 05/07/2018 |  | 03/04/2020
Halsey Enterprise Co., Ltd. | Halsey Enterprise Co., Ltd. | AC22054-ARB | True |  | V | Yes | 2853 | 4 | 713 |  |  |  | 5955 | 24 | 248 | [5 empty] | LED |  | Federally-Regulated Consumer Product | 05/07/2018 |  | 03/04/2020
Halsey Enterprise Co., Ltd. | Halsey Enterprise Co., Ltd. | AC22054-RC | True |  | V | Yes | 2853 | 4 | 713 |  |  |  | 5955 | 24 | 248 | [5 empty] | LED |  | Federally-Regulated Consumer Product | 05/07/2018 |  | 03/04/2020
Halsey Enterprise Co., Ltd. | Halsey Enterprise Co., Ltd. | AC22054-BLK | True |  | V | Yes | 2853 | 4 | 713 |  |  |  | 5955 | 24 | 248 | [5 empty] | LED |  | Federally-Regulated Consumer Product | 05/07/2018 |  | 03/04/2020
Halsey Enterprise Co., Ltd. | Halsey Enterprise Co., Ltd. | AC22054-*** | True |  | V | Yes | 2853 | 4 | 713 |  |  |  | 5955 | 24 | 248 | [5 empty] | LED |  | Federally-Regulated Consumer Product | 05/07/2018 |  | 03/04/2020
Halsey Enterprise Co., Ltd. | Halsey Enterprise Co., Ltd. | 59TN10-L | True |  | V | Yes | 2749 | 3 | 916 |  |  |  | 5913 | 33 | 179 | [5 empty] | LED |  | Federally-Regulated Consumer Product | 05/07/2018 |  | 03/04/2020
Halsey Enterprise Co., Ltd. | Halsey Enterprise Co., Ltd. | AC22160-SN | True |  | V | Yes | 2749 | 3 | 916 |  |  |  | 5913 | 33 | 179 | [5 empty] | LED |  | Federally-Regulated Consumer Product | 05/07/2018 |  | 03/04/2020
Halsey Enterprise Co., Ltd. | Halsey Enterprise Co., Ltd. | AC22160-ARB | True |  | V | Yes | 2749 | 3 | 916 |  |  |  | 5913 | 33 | 179 | [5 empty] | LED |  | Federally-Regulated Consumer Product | 05/07/2018 |  | 03/04/2020
Halsey Enterprise Co., Ltd. | Halsey Enterprise Co., Ltd. | AC22160-*** | True |  | V | Yes | 2749 | 3 | 916 |  |  |  | 5913 | 33 | 179 | [5 empty] | LED |  | Federally-Regulated Consumer Product | 05/07/2018 |  | 03/04/2020
Halsey Enterprise Co., Ltd. | Halsey Enterprise Co., Ltd. | 54TN9F-L | True |  | V | Yes | 2350 | 3 | 783 |  |  |  | 5356 | 17 | 315 | [5 empty] | LED |  | Federally-Regulated Consumer Product | 05/07/2018 |  | 03/04/2020
Halsey Enterprise Co., Ltd. | Halsey Enterprise Co., Ltd. | AC21454-SN | True |  | V | Yes | 2350 | 3 | 783 |  |  |  | 5356 | 17 | 315 | [5 empty] | LED |  | Federally-Regulated Consumer Product | 05/07/2018 |  | 03/04/2020
Halsey Enterprise Co., Ltd. | Halsey Enterprise Co., Ltd. | AC21454-ARB | True |  | V | Yes | 2350 | 3 | 783 |  |  |  | 5356 | 17 | 315 | [5 empty] | LED |  | Federally-Regulated Consumer Product | 05/07/2018 |  | 03/04/2020
Halsey Enterprise Co., Ltd. | Halsey Enterprise Co., Ltd. | AC21454-*** | True |  | V | Yes | 2350 | 3 | 783 |  |  |  | 5356 | 17 | 315 | [5 empty] | LED |  | Federally-Regulated Consumer Product | 05/07/2018 |  | 03/04/2020
Halsey Enterprise Co., Ltd. | Q'max Inc. | 52TN8-L | True |  | V | Yes | 2165 | 3 | 722 |  |  |  | 5503 | 30 | 183 | [5 empty] | LED |  | Federally-Regulated Consumer Product | 05/07/2018 |  | 03/04/2020
Halsey Enterprise Co., Ltd. | Q'max Inc. | AC21352-SN | True |  | V | Yes | 2165 | 3 | 722 |  |  |  | 5503 | 30 | 183 | [5 empty] | LED |  | Federally-Regulated Consumer Product | 05/07/2018 |  | 03/04/2020
Halsey Enterprise Co., Ltd. | Q'max Inc. | AC21352-ARB | True |  | V | Yes | 2165 | 3 | 722 |  |  |  | 5503 | 30 | 183 | [5 empty] | LED |  | Federally-Regulated Consumer Product | 05/07/2018 |  | 03/04/2020
Halsey Enterprise Co., Ltd. | Q'max Inc. | AC21352-*** | True |  | V | Yes | 2165 | 3 | 722 |  |  |  | 5503 | 30 | 183 | [5 empty] | LED |  | Federally-Regulated Consumer Product | 05/07/2018 |  | 03/04/2020
Halsey Enterprise Co., Ltd. | Q'max Inc. | 60LP17-1-L | True |  | V | Yes | 2328 | 3 | 776 |  |  |  | 4924 | 11 | 448 | [5 empty] | LED |  | Federally-Regulated Consumer Product | 05/07/2018 |  | 03/04/2020
Halsey Enterprise Co., Ltd. | Q'max Inc. | AC21560-SN | True |  | V | Yes | 2328 | 3 | 776 |  |  |  | 4924 | 11 | 448 | [5 empty] | LED |  | Federally-Regulated Consumer Product | 05/07/2018 |  | 03/04/2020
Halsey Enterprise Co., Ltd. | Q'max Inc. | AC21560-ARB | True |  | V | Yes | 2328 | 3 | 776 |  |  |  | 4924 | 11 | 448 | [5 empty] | LED |  | Federally-Regulated Consumer Product | 05/07/2018 |  | 03/04/2020
Halsey Enterprise Co., Ltd. | Q'max Inc. | AC21560-*** | True |  | V | Yes | 2328 | 3 | 776 |  |  |  | 4924 | 11 | 448 | [5 empty] | LED |  | Federally-Regulated Consumer Product | 05/07/2018 |  | 03/04/2020
Halsey Enterprise Co., Ltd. | Q'max Inc. | 50TN7-L | True |  | V | Yes | 1205 | 3 | 402 |  |  |  | 3547 | 26 | 136 | [5 empty] | LED |  | Federally-Regulated Consumer Product | 05/07/2018 |  | 03/04/2020
Halsey Enterprise Co., Ltd. | Q'max Inc. | AC21750-SN | True |  | V | Yes | 1205 | 3 | 402 |  |  |  | 3547 | 26 | 136 | [5 empty] | LED |  | Federally-Regulated Consumer Product | 05/07/2018 |  | 03/04/2020
Halsey Enterprise Co., Ltd. | Q'max Inc. | AC21750-ARB | True |  | V | Yes | 1205 | 3 | 402 |  |  |  | 3547 | 26 | 136 | [5 empty] | LED |  | Federally-Regulated Consumer Product | 05/07/2018 |  | 03/04/2020
Halsey Enterprise Co., Ltd. | Q'max Inc. | AC21750-*** | True |  | V | Yes | 1205 | 3 | 402 |  |  |  | 3547 | 26 | 136 | [5 empty] | LED |  | Federally-Regulated Consumer Product | 05/07/2018 |  | 03/04/2020
Halsey Enterprise Co., Ltd. | Q'max Inc. | 52TN11-L | True |  | V | Yes | 2055 | 3 | 685 |  |  |  | 5194 | 31 | 168 | [5 empty] | LED |  | Federally-Regulated Consumer Product | 05/07/2018 |  | 03/04/2020
Halsey Enterprise Co., Ltd. | Q'max Inc. | AC21952-SN | True |  | V | Yes | 2055 | 3 | 685 |  |  |  | 5194 | 31 | 168 | [5 empty] | LED |  | Federally-Regulated Consumer Product | 05/07/2018 |  | 03/04/2020
Halsey Enterprise Co., Ltd. | Q'max Inc. | AC21952-*** | True |  | V | Yes | 2055 | 3 | 685 |  |  |  | 5194 | 31 | 168 | [5 empty] | LED |  | Federally-Regulated Consumer Product | 05/07/2018 |  | 03/04/2020
Halsey Enterprise Co., Ltd. | Q'max Inc. | 54TN12-L | True |  | V | Yes | 2853 | 4 | 713 |  |  |  | 5955 | 24 | 248 | [5 empty] | LED |  | Federally-Regulated Consumer Product | 05/07/2018 |  | 03/04/2020
Halsey Enterprise Co., Ltd. | Q'max Inc. | AC22054-SN | True |  | V | Yes | 2853 | 4 | 713 |  |  |  | 5955 | 24 | 248 | [5 empty] | LED |  | Federally-Regulated Consumer Product | 05/07/2018 |  | 03/04/2020
Halsey Enterprise Co., Ltd. | Q'max Inc. | AC22054-ARB | True |  | V | Yes | 2853 | 4 | 713 |  |  |  | 5955 | 24 | 248 | [5 empty] | LED |  | Federally-Regulated Consumer Product | 05/07/2018 |  | 03/04/2020
Halsey Enterprise Co., Ltd. | Q'max Inc. | AC22054-RC | True |  | V | Yes | 2853 | 4 | 713 |  |  |  | 5955 | 24 | 248 | [5 empty] | LED |  | Federally-Regulated Consumer Product | 05/07/2018 |  | 03/04/2020
Halsey Enterprise Co., Ltd. | Q'max Inc. | AC22054-BLK | True |  | V | Yes | 2853 | 4 | 713 |  |  |  | 5955 | 24 | 248 | [5 empty] | LED |  | Federally-Regulated Consumer Product | 05/07/2018 |  | 03/04/2020
Halsey Enterprise Co., Ltd. | Q'max Inc. | AC22054-*** | True |  | V | Yes | 2853 | 4 | 713 |  |  |  | 5955 | 24 | 248 | [5 empty] | LED |  | Federally-Regulated Consumer Product | 05/07/2018 |  | 03/04/2020
Halsey Enterprise Co., Ltd. | Q'max Inc. | 59TN10-L | True |  | V | Yes | 2749 | 3 | 916 |  |  |  | 5913 | 33 | 179 | [5 empty] | LED |  | Federally-Regulated Consumer Product | 05/07/2018 |  | 03/04/2020
Halsey Enterprise Co., Ltd. | Q'max Inc. | AC22160-SN | True |  | V | Yes | 2749 | 3 | 916 |  |  |  | 5913 | 33 | 179 | [5 empty] | LED |  | Federally-Regulated Consumer Product | 05/07/2018 |  | 03/04/2020
Halsey Enterprise Co., Ltd. | Q'max Inc. | AC22160-ARB | True |  | V | Yes | 2749 | 3 | 916 |  |  |  | 5913 | 33 | 179 | [5 empty] | LED |  | Federally-Regulated Consumer Product | 05/07/2018 |  | 03/04/2020
Halsey Enterprise Co., Ltd. | Q'max Inc. | AC22160-*** | True |  | V | Yes | 2749 | 3 | 916 |  |  |  | 5913 | 33 | 179 | [5 empty] | LED |  | Federally-Regulated Consumer Product | 05/07/2018 |  | 03/04/2020
Halsey Enterprise Co., Ltd. | Q'max Inc. | 54TN9F-L | True |  | V | Yes | 2350 | 3 | 783 |  |  |  | 5356 | 17 | 315 | [5 empty] | LED |  | Federally-Regulated Consumer Product | 05/07/2018 |  | 03/04/2020
Halsey Enterprise Co., Ltd. | Q'max Inc. | AC21454-SN | True |  | V | Yes | 2350 | 3 | 783 |  |  |  | 5356 | 17 | 315 | [5 empty] | LED |  | Federally-Regulated Consumer Product | 05/07/2018 |  | 03/04/2020
Halsey Enterprise Co., Ltd. | Q'max Inc. | AC21454-ARB | True |  | V | Yes | 2350 | 3 | 783 |  |  |  | 5356 | 17 | 315 | [5 empty] | LED |  | Federally-Regulated Consumer Product | 05/07/2018 |  | 03/04/2020
Halsey Enterprise Co., Ltd. | Q'max Inc. | AC21454-*** | True |  | V | Yes | 2350 | 3 | 783 |  |  |  | 5356 | 17 | 315 | [5 empty] | LED |  | Federally-Regulated Consumer Product | 05/07/2018 |  | 03/04/2020
Halsey Enterprise Co., Ltd. | Monte Carlo | 5LLR56BSD-V1 | True |  | V | Yes | 2515 | 3 | 838 |  |  |  | 6624 | 29 | 228 | [5 empty] | LED |  | Federally-Regulated Consumer Product | 05/11/2018 |  | 03/04/2020
Halsey Enterprise Co., Ltd. | Monte Carlo | 5LLR56RZWD-V1 | True |  | V | Yes | 2515 | 3 | 838 |  |  |  | 6624 | 29 | 228 | [5 empty] | LED |  | Federally-Regulated Consumer Product | 05/11/2018 |  | 03/04/2020
Halsey Enterprise Co., Ltd. | Monte Carlo | 5LLR56*****-V1 | True |  | V | Yes | 2515 | 3 | 838 |  |  |  | 6624 | 29 | 228 | [5 empty] | LED |  | Federally-Regulated Consumer Product | 05/11/2018 |  | 03/04/2020
Halsey Enterprise Co., Ltd. | Monte Carlo | 8EER60BSD-V1 | True |  | V | Yes | 2120 | 3 | 707 |  |  |  | 7270 | 38 | 191 | [5 empty] | LED |  | Federally-Regulated Consumer Product | 05/11/2018 |  | 03/04/2020
Halsey Enterprise Co., Ltd. | Monte Carlo | 8EER60BKD-V1 | True |  | V | Yes | 2120 | 3 | 707 |  |  |  | 7270 | 38 | 191 | [5 empty] | LED |  | Federally-Regulated Consumer Product | 05/11/2018 |  | 03/04/2020
Halsey Enterprise Co., Ltd. | Monte Carlo | 8EER60*****-V1 | True |  | V | Yes | 2120 | 3 | 707 |  |  |  | 7270 | 38 | 191 | [5 empty] | LED |  | Federally-Regulated Consumer Product | 05/11/2018 |  | 03/04/2020
Halsey Enterprise Co., Ltd. | Monte Carlo | 3AVOR56KOAD-V1 | True |  | V | Yes | 1900 | 2 | 950 |  |  |  | 5635 | 17 | 331 | [5 empty] | LED |  | Federally-Regulated Consumer Product | 05/11/2018 |  | 03/04/2020
Halsey Enterprise Co., Ltd. | Monte Carlo | 3AVOR56RZWD-V1 | True |  | V | Yes | 1900 | 2 | 950 |  |  |  | 5635 | 17 | 331 | [5 empty] | LED |  | Federally-Regulated Consumer Product | 05/11/2018 |  | 03/04/2020
Halsey Enterprise Co., Ltd. | Monte Carlo | 3AVOR56GRYD-V1 | True |  | V | Yes | 1900 | 2 | 950 |  |  |  | 5635 | 17 | 331 | [5 empty] | LED |  | Federally-Regulated Consumer Product | 05/11/2018 |  | 03/04/2020
Halsey Enterprise Co., Ltd. | Monte Carlo | 3AVOR56QSD-V1 | True |  | V | Yes | 1900 | 2 | 950 |  |  |  | 5635 | 17 | 331 | [5 empty] | LED |  | Federally-Regulated Consumer Product | 05/11/2018 |  | 03/04/2020
Halsey Enterprise Co., Ltd. | Monte Carlo | 3AVOR56*****-V1 | True |  | V | Yes | 1900 | 2 | 950 |  |  |  | 5635 | 17 | 331 | [5 empty] | LED |  | Federally-Regulated Consumer Product | 05/11/2018 |  | 03/04/2020
Hunter Fan Company | Hunter | 72121 | True |  | V | Yes | 2047 | 58 | 35 |  |  |  | 33908 | 152 | 223 | [5 empty] | None |  | Federally-Regulated Consumer Product | 05/11/2018 |  | 03/04/2020
HKC - Hong Kong China Electric Appliance | Harbor Breeze | 883773 | True |  | 3 | Yes | 1479 | 9 | 164 |  |  |  | 5648 | 74 | 76 | [5 empty] | LED |  | Federally-Regulated Consumer Product | 05/29/2018 |  | 03/04/2020
HKC - Hong Kong China Electric Appliance | Harbor Breeze | 883774 | True |  | 3 | Yes | 1479 | 9 | 164 |  |  |  | 5648 | 74 | 76 | [5 empty] | LED |  | Federally-Regulated Consumer Product | 05/29/2018 |  | 03/04/2020
HKC - Hong Kong China Electric Appliance | Harbor Breeze | 883776 | True |  | 3 | Yes | 440 | 9 | 48 |  |  |  | 1555 | 45 | 34 | [5 empty] | LED |  | Federally-Regulated Consumer Product | 05/29/2018 |  | 03/04/2020
King of Fans | Home Decorators Collection | EF200S(R)-54 | True |  | 3 | Yes | 2527 | 13 | 194 |  |  |  | 5065 | 65 | 78 | [5 empty] | LED |  | Federally-Regulated Consumer Product | 06/04/2018 |  | 03/04/2020
King of Fans | Hampton Bay | 52-LLC | True |  | 3 | Yes | 1930 | 14 | 138 |  |  |  | 4831 | 61 | 79 | [5 empty] | None |  | Federally-Regulated Consumer Product | 06/04/2018 |  | 03/04/2020
King of Fans | Harbor Breeze | STG60 | True |  | 3 | Yes | 3035 | 19 | 159 |  |  |  | 6405 | 91 | 70 | [5 empty] | LED |  | Federally-Regulated Consumer Product | 06/04/2018 |  | 03/04/2020
King of Fans | Harbor Breeze | CSS36 | True |  | 3 | Yes | 1552 | 12 | 129 |  |  |  | 2697 | 39 | 69 | [5 empty] | LED |  | Federally-Regulated Consumer Product | 06/04/2018 |  | 03/04/2020
King of Fans | Harbor Breeze | LRN32 | True |  | 3 | Yes | 1373 | 10 | 137 |  |  |  | 2744 | 36 | 76 | [5 empty] | LED |  | Federally-Regulated Consumer Product | 06/04/2018 |  | 03/04/2020
King of Fans | Harbor Breeze | 52-GV | True |  | 3 | Yes | 3102 | 13 | 161 |  |  |  | 4807 | 58 | 82 | [5 empty] | LED |  | Federally-Regulated Consumer Product | 06/04/2018 |  | 03/04/2020
Minka Group | Minka Aire | F853-*** | True |  | V | Yes | 2159 | 3 | 720 |  |  |  | 5159 | 29 | 178 | [5 empty] | None |  | Federally-Regulated Consumer Product | 06/06/2018 |  | 03/04/2020
Minka Group | Minka Aire | F738-*** | True |  | 3 | Yes | 804 | 12 | 67 |  |  |  | 3941 | 63 | 63 | [5 empty] | None |  | Federally-Regulated Consumer Product | 06/06/2018 |  | 03/04/2020
Minka Group | Minka Aire | F834L-*** | True |  | 3 | Yes | 2601 | 21 | 124 |  |  |  | 5589 | 73 | 77 | [5 empty] | LED |  | Federally-Regulated Consumer Product | 06/06/2018 |  | 03/04/2020
Minka Group | Minka Aire | F831L-*** | True |  | V | Yes | 3120 | 4 | 780 |  |  |  | 7869 | 33 | 238 | [5 empty] | LED |  | Federally-Regulated Consumer Product | 06/06/2018 |  | 03/04/2020
Minka Group | Minka Aire | F829L-*** | True |  | V | Yes | 2547 | 4 | 606 |  |  |  | 7594 | 51 | 149 | [5 empty] | LED |  | Federally-Regulated Consumer Product | 06/06/2018 |  | 03/04/2020
Minka Group | Minka Aire | F887-*** | True |  | V | Yes | 4331 | 4 | 984 |  |  |  | 10203 | 29 | 352 | [5 empty] | None |  | Federally-Regulated Consumer Product | 06/06/2018 |  | 03/04/2020
Minka Group | Minka Aire | F903L-*** | True |  | V | Yes | 2913 | 4 | 689 |  |  |  | 8520 | 51 | 166 | [5 empty] | LED |  | Federally-Regulated Consumer Product | 06/06/2018 |  | 03/04/2020
Minka Group | Minka Aire | F787-*** | True |  | V | Yes | 1326 | 3 | 409 |  |  |  | 5745 | 29 | 196 | [5 empty] | None |  | Federally-Regulated Consumer Product | 06/06/2018 |  | 03/04/2020
Minka Group | Minka Aire | F896-65-*** | True |  | V | Yes | 3800 | 6 | 621 |  |  |  | 9092 | 52 | 175 | [5 empty] | None |  | Federally-Regulated Consumer Product | 06/06/2018 |  | 03/04/2020
Minka Group | Minka Aire | F410L-BS | True |  | 6 | Yes | 723 | 2 | 362 |  |  |  | 3879 | 22 | 176 | [5 empty] | LED |  | Federally-Regulated Consumer Product | 06/06/2018 |  | 03/04/2020
Minka Group | Minka Aire | F410L-ORB | True |  | 6 | Yes | 723 | 2 | 362 |  |  |  | 3879 | 22 | 176 | [5 empty] | LED |  | Federally-Regulated Consumer Product | 06/06/2018 |  | 03/04/2020
Minka Group | Minka Aire | F410L-WH | True |  | 6 | Yes | 723 | 2 | 362 |  |  |  | 3879 | 22 | 176 | [5 empty] | LED |  | Federally-Regulated Consumer Product | 06/06/2018 |  | 03/04/2020
Minka Group | Minka Aire | F510L-BS | True |  | 3 | Yes | 459 | 6 | 77 |  |  |  | 1992 | 32 | 62 | [5 empty] | LED |  | Federally-Regulated Consumer Product | 06/06/2018 |  | 03/04/2020
Minka Group | Minka Aire | F510L-ORB | True |  | 3 | Yes | 459 | 6 | 77 |  |  |  | 1992 | 32 | 62 | [5 empty] | LED |  | Federally-Regulated Consumer Product | 06/06/2018 |  | 03/04/2020
Minka Group | Minka Aire | F510L-WH | True |  | 3 | Yes | 459 | 6 | 77 |  |  |  | 1992 | 32 | 62 | [5 empty] | LED |  | Federally-Regulated Consumer Product | 06/06/2018 |  | 03/04/2020
Minka Group | Minka Aire | F516L-BN | True |  | 3 | Yes | 1619 | 10 | 162 |  |  |  | 3558 | 43 | 83 | [5 empty] | LED |  | Federally-Regulated Consumer Product | 06/06/2018 |  | 03/04/2020
Minka Group | Minka Aire | F516L-ORB | True |  | 3 | Yes | 1619 | 10 | 162 |  |  |  | 3558 | 43 | 83 | [5 empty] | LED |  | Federally-Regulated Consumer Product | 06/06/2018 |  | 03/04/2020
Minka Group | Minka Aire | F516L-PN | True |  | 3 | Yes | 1619 | 10 | 162 |  |  |  | 3558 | 43 | 83 | [5 empty] | LED |  | Federally-Regulated Consumer Product | 06/06/2018 |  | 03/04/2020
Minka Group | Minka Aire | F516L-WH | True |  | 3 | Yes | 1619 | 10 | 162 |  |  |  | 3558 | 43 | 83 | [5 empty] | LED |  | Federally-Regulated Consumer Product | 06/06/2018 |  | 03/04/2020
Minka Group | Minka Aire | F517L-BN | True |  | 3 | Yes | 2087 | 13 | 161 |  |  |  | 5236 | 62 | 84 | [5 empty] | LED |  | Federally-Regulated Consumer Product | 06/06/2018 |  | 03/04/2020
Minka Group | Minka Aire | F517L-ORB | True |  | 3 | Yes | 2087 | 13 | 161 |  |  |  | 5236 | 62 | 84 | [5 empty] | LED |  | Federally-Regulated Consumer Product | 06/06/2018 |  | 03/04/2020
Minka Group | Minka Aire | F517L-PN | True |  | 3 | Yes | 2087 | 13 | 161 |  |  |  | 5236 | 62 | 84 | [5 empty] | LED |  | Federally-Regulated Consumer Product | 06/06/2018 |  | 03/04/2020
Minka Group | Minka Aire | F517L-WH | True |  | 3 | Yes | 2087 | 13 | 161 |  |  |  | 5236 | 62 | 84 | [5 empty] | LED |  | Federally-Regulated Consumer Product | 06/06/2018 |  | 03/04/2020
Minka Group | Minka Aire | F518L-BN | True |  | 3 | Yes | 1479 | 10 | 148 |  |  |  | 3783 | 43 | 88 | [5 empty] | LED |  | Federally-Regulated Consumer Product | 06/06/2018 |  | 03/04/2020
Minka Group | Minka Aire | F518L-ORB | True |  | 3 | Yes | 1479 | 10 | 148 |  |  |  | 3783 | 43 | 88 | [5 empty] | LED |  | Federally-Regulated Consumer Product | 06/06/2018 |  | 03/04/2020
Minka Group | Minka Aire | F518L-PN | True |  | 3 | Yes | 1479 | 10 | 148 |  |  |  | 3783 | 43 | 88 | [5 empty] | LED |  | Federally-Regulated Consumer Product | 06/06/2018 |  | 03/04/2020
Minka Group | Minka Aire | F518L-WH | True |  | 3 | Yes | 1479 | 10 | 148 |  |  |  | 3783 | 43 | 88 | [5 empty] | LED |  | Federally-Regulated Consumer Product | 06/06/2018 |  | 03/04/2020
Minka Group | Minka Aire | F519L-BN | True |  | 3 | Yes | 1915 | 12 | 160 |  |  |  | 5491 | 62 | 89 | [5 empty] | LED |  | Federally-Regulated Consumer Product | 06/06/2018 |  | 03/04/2020
Minka Group | Minka Aire | F519L-MG | True |  | 3 | Yes | 1915 | 12 | 160 |  |  |  | 5491 | 62 | 89 | [5 empty] | LED |  | Federally-Regulated Consumer Product | 06/06/2018 |  | 03/04/2020
Minka Group | Minka Aire | F519L-ORB | True |  | 3 | Yes | 1915 | 12 | 160 |  |  |  | 5491 | 62 | 89 | [5 empty] | LED |  | Federally-Regulated Consumer Product | 06/06/2018 |  | 03/04/2020
Minka Group | Minka Aire | F519L-PN | True |  | 3 | Yes | 1915 | 12 | 160 |  |  |  | 5491 | 62 | 89 | [5 empty] | LED |  | Federally-Regulated Consumer Product | 06/06/2018 |  | 03/04/2020
Minka Group | Minka Aire | F519L-WH | True |  | 3 | Yes | 1915 | 12 | 160 |  |  |  | 5491 | 62 | 89 | [5 empty] | LED |  | Federally-Regulated Consumer Product | 06/06/2018 |  | 03/04/2020
Minka Group | Minka Aire | F593L-ORB | True |  | 3 | Yes | 1500 | 13 | 115 |  |  |  | 3959 | 51 | 78 | [5 empty] | LED |  | Federally-Regulated Consumer Product | 06/06/2018 |  | 03/04/2020
Minka Group | Minka Aire | F593L-PW | True |  | 3 | Yes | 1500 | 13 | 115 |  |  |  | 3959 | 51 | 78 | [5 empty] | LED |  | Federally-Regulated Consumer Product | 06/06/2018 |  | 03/04/2020
Minka Group | Minka Aire | F593L-WH | True |  | 3 | Yes | 1500 | 13 | 115 |  |  |  | 3959 | 51 | 78 | [5 empty] | LED |  | Federally-Regulated Consumer Product | 06/06/2018 |  | 03/04/2020
Minka Group | Minka Aire | F594L-ORB | True |  | 3 | Yes | 2116 | 14 | 151 |  |  |  | 5203 | 61 | 85 | [5 empty] | LED |  | Federally-Regulated Consumer Product | 06/06/2018 |  | 03/04/2020
Minka Group | Minka Aire | F594L-PW | True |  | 3 | Yes | 2116 | 14 | 151 |  |  |  | 5203 | 61 | 85 | [5 empty] | LED |  | Federally-Regulated Consumer Product | 06/06/2018 |  | 03/04/2020
Minka Group | Minka Aire | F594L-WH | True |  | 3 | Yes | 2116 | 14 | 151 |  |  |  | 5203 | 61 | 85 | [5 empty] | LED |  | Federally-Regulated Consumer Product | 06/06/2018 |  | 03/04/2020
Minka Group | Minka Aire | F690L-BN/SL | True |  | 3 | Yes | 1732 | 12 | 144 |  |  |  | 5124 | 70 | 73 | [5 empty] | LED |  | Federally-Regulated Consumer Product | 06/06/2018 |  | 03/04/2020
Minka Group | Minka Aire | F690L-ORB/MM | True |  | 3 | Yes | 1732 | 12 | 144 |  |  |  | 5124 | 70 | 73 | [5 empty] | LED |  | Federally-Regulated Consumer Product | 06/06/2018 |  | 03/04/2020
Minka Group | Minka Aire | F690L-WH | True |  | 3 | Yes | 1732 | 12 | 144 |  |  |  | 5124 | 70 | 73 | [5 empty] | LED |  | Federally-Regulated Consumer Product | 06/06/2018 |  | 03/04/2020
Minka Group | Minka Aire | F736L-BS/SDBK | True |  | 6 | Yes | 2146 | 2 | 1073 |  |  |  | 7450 | 31 | 240 | [5 empty] | LED |  | Federally-Regulated Consumer Product | 06/06/2018 |  | 03/04/2020
Minka Group | Minka Aire | F736L-BS/WHF | True |  | 6 | Yes | 2146 | 2 | 1073 |  |  |  | 7450 | 31 | 240 | [5 empty] | LED |  | Federally-Regulated Consumer Product | 06/06/2018 |  | 03/04/2020
Minka Group | Minka Aire | F736L-PN/BS | True |  | 6 | Yes | 2146 | 2 | 1073 |  |  |  | 7450 | 31 | 240 | [5 empty] | LED |  | Federally-Regulated Consumer Product | 06/06/2018 |  | 03/04/2020
Minka Group | Minka Aire | F736L-PN/ORB | True |  | 6 | Yes | 2146 | 2 | 1073 |  |  |  | 7450 | 31 | 240 | [5 empty] | LED |  | Federally-Regulated Consumer Product | 06/06/2018 |  | 03/04/2020
Minka Group | Minka Aire | F803L-BK | True |  | 3 | Yes | 2587 | 21 | 123 |  |  |  | 5284 | 94 | 56 | [5 empty] | LED |  | Federally-Regulated Consumer Product | 06/06/2018 |  | 03/04/2020
Minka Group | Minka Aire | F803L-CPBR | True |  | 3 | Yes | 2587 | 21 | 123 |  |  |  | 5284 | 94 | 56 | [5 empty] | LED |  | Federally-Regulated Consumer Product | 06/06/2018 |  | 03/04/2020
Minka Group | Minka Aire | F803L-DK | True |  | 3 | Yes | 2587 | 21 | 123 |  |  |  | 5284 | 94 | 56 | [5 empty] | LED |  | Federally-Regulated Consumer Product | 06/06/2018 |  | 03/04/2020
Minka Group | Minka Aire | F803L-LN | True |  | 3 | Yes | 2587 | 21 | 123 |  |  |  | 5284 | 94 | 56 | [5 empty] | LED |  | Federally-Regulated Consumer Product | 06/06/2018 |  | 03/04/2020
Minka Group | Minka Aire | F803L-MG | True |  | 3 | Yes | 2587 | 21 | 123 |  |  |  | 5284 | 94 | 56 | [5 empty] | LED |  | Federally-Regulated Consumer Product | 06/06/2018 |  | 03/04/2020
Minka Group | Minka Aire | F803L-MP | True |  | 3 | Yes | 2587 | 21 | 123 |  |  |  | 5284 | 94 | 56 | [5 empty] | LED |  | Federally-Regulated Consumer Product | 06/06/2018 |  | 03/04/2020
Minka Group | Minka Aire | F803L-RD | True |  | 3 | Yes | 2587 | 21 | 123 |  |  |  | 5284 | 94 | 56 | [5 empty] | LED |  | Federally-Regulated Consumer Product | 06/06/2018 |  | 03/04/2020
Minka Group | Minka Aire | F803L-SL | True |  | 3 | Yes | 2587 | 21 | 123 |  |  |  | 5284 | 94 | 56 | [5 empty] | LED |  | Federally-Regulated Consumer Product | 06/06/2018 |  | 03/04/2020
Minka Group | Minka Aire | F803L-TL | True |  | 3 | Yes | 2587 | 21 | 123 |  |  |  | 5284 | 94 | 56 | [5 empty] | LED |  | Federally-Regulated Consumer Product | 06/06/2018 |  | 03/04/2020
Minka Group | Minka Aire | F803L-WH | True |  | 3 | Yes | 2857 | 21 | 123 |  |  |  | 5284 | 94 | 56 | [5 empty] | LED |  | Federally-Regulated Consumer Product | 06/06/2018 |  | 03/04/2020
Minka Group | Minka Aire | F849L-BN/SL | True |  | 6 | Yes | 1574 | 2 | 787 |  |  |  | 5968 | 33 | 181 | [5 empty] | LED |  | Federally-Regulated Consumer Product | 06/06/2018 |  | 03/04/2020
Minka Group | Minka Aire | F849L-SL | True |  | 6 | Yes | 1574 | 2 | 787 |  |  |  | 5968 | 33 | 181 | [5 empty] | LED |  | Federally-Regulated Consumer Product | 06/06/2018 |  | 03/04/2020
Minka Group | Minka Aire | F849L-WH | True |  | 6 | Yes | 1574 | 2 | 787 |  |  |  | 5968 | 33 | 181 | [5 empty] | LED |  | Federally-Regulated Consumer Product | 06/06/2018 |  | 03/04/2020
Minka Group | Minka Aire | F902L-CH | True |  | 6 | Yes | 723 | 2 | 362 |  |  |  | 3879 | 22 | 176 | [5 empty] | LED |  | Federally-Regulated Consumer Product | 06/06/2018 |  | 03/04/2020
Minka Group | Minka Aire | F684L-*** | True |  | V | Yes | 3753 | 5 | 750 |  |  |  | 10948 | 57 | 192 | [5 empty] | LED |  | Federally-Regulated Consumer Product | 06/06/2018 |  | 03/04/2020
Minka Group | Minka Aire | F541L-*** | True |  | V | Yes | 2563 | 4 | 640 |  |  |  | 8385 | 65 | 129 | [5 empty] | LED |  | Federally-Regulated Consumer Product | 06/06/2018 |  | 03/04/2020
Minka Group | Minka Aire | F786-*** | True |  | V | Yes | 1615 | 4 | 403 |  |  |  | 5323 | 48 | 110 | [5 empty] | None |  | Federally-Regulated Consumer Product | 06/06/2018 |  | 03/04/2020
Minka Group | Minka Aire | F543L-*** | True |  | V | Yes | 2508 | 4 | 627 |  |  |  | 8177 | 42 | 194 | [5 empty] | LED |  | Federally-Regulated Consumer Product | 06/06/2018 |  | 03/04/2020
Minka Group | Minka Aire | F832L-*** | True |  | V | Yes | 2125 | 5 | 425 |  |  |  | 6012 | 46 | 130 | [5 empty] | LED |  | Federally-Regulated Consumer Product | 06/06/2018 |  | 03/04/2020
Minka Group | Minka Aire | F846-*** | True |  | V | Yes | 1158 | 3 | 386 |  |  |  | 4231 | 29 | 145 | [5 empty] | None |  | Federally-Regulated Consumer Product | 06/06/2018 |  | 03/04/2020
Summer Wind International, Ltd. | Minka Aire | F905L-***** | True |  | 6 | Yes | 3461 | 8 | 432 |  |  |  | 6245 | 39 | 159 | [5 empty] | LED |  | Federally-Regulated Consumer Product | 06/08/2018 |  | 03/04/2020
Fanimation | Fanimation | FPD6236BBN | True |  | V | Yes | 648 | 2 | 276 |  |  |  | 5755 | 37 | 152 | [5 empty] | LED |  | Federally-Regulated Consumer Product | 06/19/2018 |  | 03/04/2020
Fanimation | Fanimation | FPD6236BDZ | True |  | V | Yes | 648 | 2 | 276 |  |  |  | 5755 | 37 | 152 | [5 empty] | LED |  | Federally-Regulated Consumer Product | 06/19/2018 |  | 03/04/2020
Fanimation | Fanimation | FPD6236BGR | True |  | V | Yes | 648 | 2 | 276 |  |  |  | 5755 | 37 | 152 | [5 empty] | LED |  | Federally-Regulated Consumer Product | 06/19/2018 |  | 03/04/2020
Litex Industries | Harbor Breeze | TEX52MBK5L | True |  | 3 | Yes | 2537 | 15 | 169 |  |  |  | 5027 | 64 | 79 | [5 empty] | LED |  | Federally-Regulated Consumer Product | 06/19/2018 |  | 03/04/2020
Litex Industries | Harbor Breeze | FW60LW3LRS | True |  | 3 | Yes | 1739 | 10 | 174 |  |  |  | 5963 | 70 | 85 | [5 empty] | LED |  | Federally-Regulated Consumer Product | 06/21/2018 |  | 03/04/2020
Litex Industries | Harbor Breeze | FW60BNK3LRS | True |  | 3 | Yes | 1739 | 10 | 174 |  |  |  | 5963 | 70 | 85 | [5 empty] | LED |  | Federally-Regulated Consumer Product | 06/21/2018 |  | 03/04/2020
Litex Industries | Harbor Breeze | TG44LW3D1RS | True |  | 3 | Yes | 2313 | 15 | 151 |  |  |  | 3965 | 45 | 88 | [5 empty] | LED |  | Federally-Regulated Consumer Product | 06/21/2018 |  | 03/04/2020
Lamps Plus | Casa Vieja | 4F860 | True |  | 3 | Yes | 455 | 11 | 41 |  |  |  | 641 | 58 | 11 | [5 empty] | Compact Flourescent |  | Federally-Regulated Consumer Product | 06/21/2018 |  | 03/04/2020
Lamps Plus | Casa Vieja | K9047 | True |  | 3 | Yes | 1001 | 7 | 143 |  |  |  | 2764 | 48 | 58 | [5 empty] | Compact Flourescent |  | Federally-Regulated Consumer Product | 06/22/2018 |  | 03/04/2020
Lamps Plus | Casa Vieja | 322 | True |  | 3 | Yes | 1340 | 10 | 134 |  |  |  | 4212 | 63 | 67 | [5 empty] | Compact Flourescent |  | Federally-Regulated Consumer Product | 06/22/2018 |  | 03/04/2020
Lamps Plus | Casa Vieja | 819 | True |  | 3 | Yes | 1340 | 10 | 134 |  |  |  | 4212 | 63 | 67 | [5 empty] | Compact Flourescent |  | Federally-Regulated Consumer Product | 06/22/2018 |  | 03/04/2020
Lamps Plus | Casa Vieja | 844 | True |  | 3 | Yes | 1340 | 10 | 134 |  |  |  | 4212 | 63 | 67 | [5 empty] | Compact Flourescent |  | Federally-Regulated Consumer Product | 06/22/2018 |  | 03/04/2020
Lamps Plus | Casa Vieja | 7D147 | True |  | 6 | Yes | 1339 | 2 | 670 |  |  |  | 4618 | 11 | 420 | [5 empty] | Compact Flourescent |  | Federally-Regulated Consumer Product | 06/22/2018 |  | 03/04/2020
Lamps Plus | Casa Vieja | M2746 | True |  | 3 | Yes | 1211 | 10 | 121 |  |  |  | 2518 | 44 | 57 | [5 empty] | Compact Flourescent |  | Federally-Regulated Consumer Product | 06/22/2018 |  | 03/04/2020
Lamps Plus | Casa Vieja | M2747 | True |  | 3 | Yes | 1211 | 10 | 121 |  |  |  | 2518 | 44 | 57 | [5 empty] | Compact Flourescent |  | Federally-Regulated Consumer Product | 06/22/2018 |  | 03/04/2020
Lamps Plus | Possini Euro Design | Y3704 | True |  | 6 | Yes | 1103 | 4 | 276 |  |  |  | 4825 | 32 | 151 | [5 empty] | Compact Flourescent |  | Federally-Regulated Consumer Product | 06/22/2018 |  | 03/04/2020
Lamps Plus | Casa Vieja | 3X284 | True |  | 3 | Yes | 1834 | 14 | 131 |  |  |  | 4457 | 57 | 78 | [5 empty] | Compact Flourescent |  | Federally-Regulated Consumer Product | 06/22/2018 |  | 03/04/2020
Lamps Plus | Casa Vieja | 3X243 | True |  | 3 | Yes | 1820 | 12 | 152 |  |  |  | 4837 | 64 | 76 | [5 empty] | Compact Flourescent |  | Federally-Regulated Consumer Product | 06/22/2018 |  | 03/04/2020
Lamps Plus | Casa Vieja | U6194 | True |  | 3 | Yes | 1816 | 11 | 165 |  |  |  | 4768 | 59 | 81 | [5 empty] | Compact Flourescent |  | Federally-Regulated Consumer Product | 06/22/2018 |  | 03/04/2020
Lamps Plus | Casa Vieja | 4F595 | True |  | 3 | Yes | 1814 | 14 | 130 |  |  |  | 3746 | 62 | 60 | [5 empty] | Compact Flourescent |  | Federally-Regulated Consumer Product | 06/22/2018 |  | 03/04/2020
Lamps Plus | Casa Vieja | 4F597 | True |  | 3 | Yes | 1814 | 14 | 129 |  |  |  | 3746 | 62 | 60 | [5 empty] | Compact Flourescent |  | Federally-Regulated Consumer Product | 06/22/2018 |  | 03/04/2020
Lamps Plus | Casa Vieja | 9J486 | True |  | 3 | Yes | 1789 | 14 | 128 |  |  |  | 4287 | 59 | 73 | [5 empty] | Compact Flourescent |  | Federally-Regulated Consumer Product | 06/22/2018 |  | 03/04/2020
Lamps Plus | Casa Vieja | 37W26 | True |  | 3 | Yes | 1766 | 13 | 136 |  |  |  | 5027 | 62 | 81 | [5 empty] | Compact Flourescent |  | Federally-Regulated Consumer Product | 06/22/2018 |  | 03/04/2020
Lamps Plus | Casa Vieja | P9483 | True |  | 3 | Yes | 784 | 7 | 112 |  |  |  | 1985 | 43 | 46 | [5 empty] | Compact Flourescent |  | Federally-Regulated Consumer Product | 06/26/2018 |  | 03/04/2020
Hunter Fan Company | Hunter | 59583 | True |  | 3 | Yes | 1998 | 11 | 182 |  |  |  | 5029 | 66 | 76 | [5 empty] | LED |  | Federally-Regulated Consumer Product | 06/26/2018 |  | 03/04/2020
Lamps Plus | Casa Vieja | Y2176 | True |  | 3 | Yes | 1429 | 16 | 89 |  |  |  | 3490 | 73 | 48 | [5 empty] | Compact Flourescent |  | Federally-Regulated Consumer Product | 06/26/2018 |  | 03/04/2020
Lamps Plus | Casa Vieja | V3499 | True |  | 3 | Yes | 1505 | 9 | 167 |  |  |  | 4674 | 68 | 69 | [5 empty] | Compact Flourescent |  | Federally-Regulated Consumer Product | 06/26/2018 |  | 03/04/2020
Lamps Plus | Casa Vieja | V3512 | True |  | 3 | Yes | 1505 | 9 | 167 |  |  |  | 4674 | 68 | 69 | [5 empty] | Compact Flourescent |  | Federally-Regulated Consumer Product | 06/26/2018 |  | 03/04/2020
Lamps Plus | Casa Vieja | V3509 | True |  | 3 | Yes | 1505 | 9 | 167 |  |  |  | 4674 | 68 | 69 | [5 empty] | Compact Flourescent |  | Federally-Regulated Consumer Product | 06/26/2018 |  | 03/04/2020
Lamps Plus | Casa Vieja | 22479 | True |  | 3 | Yes | 1517 | 16 | 95 |  |  |  | 4343 | 74 | 59 | [5 empty] | Compact Flourescent |  | Federally-Regulated Consumer Product | 06/26/2018 |  | 03/04/2020
Lamps Plus | Casa Vieja | R9715 | True |  | 3 | Yes | 1517 | 16 | 95 |  |  |  | 4343 | 74 | 59 | [5 empty] | Compact Flourescent |  | Federally-Regulated Consumer Product | 06/26/2018 |  | 03/04/2020
Lamps Plus | Casa Vieja | 7C189 | True |  | 3 | Yes | 1543 | 11 | 140 |  |  |  | 4518 | 66 | 68 | [5 empty] | Compact Flourescent |  | Federally-Regulated Consumer Product | 06/26/2018 |  | 03/04/2020
Lamps Plus | Possini Euro Design | 6C046 | True |  | 6 | Yes | 1565 | 2 | 783 |  |  |  | 5581 | 13 | 429 | [5 empty] | Compact Flourescent |  | Federally-Regulated Consumer Product | 06/26/2018 |  | 03/04/2020
Lamps Plus | Casa Vieja | 4F229 | True |  | 3 | Yes | 1573 | 13 | 121 |  |  |  | 5162 | 75 | 69 | [5 empty] | Compact Flourescent |  | Federally-Regulated Consumer Product | 06/26/2018 |  | 03/04/2020
Lamps Plus | Possini Euro Design | 8Y311 | True |  | 6 | Yes | 1634 | 3 | 545 |  |  |  | 6178 | 24 | 257 | [5 empty] | Compact Flourescent |  | Federally-Regulated Consumer Product | 06/26/2018 |  | 03/04/2020
Lamps Plus | Possini Euro Design | K8774 | True |  | 3 | Yes | 1715 | 14 | 123 |  |  |  | 3622 | 51 | 71 | [5 empty] | Compact Flourescent |  | Federally-Regulated Consumer Product | 06/26/2018 |  | 03/04/2020
Lamps Plus | Possini Euro Design | K8776 | True |  | 3 | Yes | 1715 | 14 | 123 |  |  |  | 3622 | 51 | 71 | [5 empty] | Compact Flourescent |  | Federally-Regulated Consumer Product | 06/26/2018 |  | 03/04/2020
Lamps Plus | Possini Euro Design | K8775 | True |  | 3 | Yes | 1715 | 14 | 123 |  |  |  | 3622 | 51 | 71 | [5 empty] | Compact Flourescent |  | Federally-Regulated Consumer Product | 06/26/2018 |  | 03/04/2020
Lamps Plus | Casa Vieja | 37565 | True |  | 3 | Yes | 1738 | 10 | 174 |  |  |  | 5214 | 70 | 74 | [5 empty] | Compact Flourescent |  | Federally-Regulated Consumer Product | 06/26/2018 |  | 03/04/2020
Lamps Plus | Casa Vieja | 13C18 | True |  | 6 | Yes | 1749 | 2 | 875 |  |  |  | 4919 | 20 | 246 | [5 empty] | Compact Flourescent |  | Federally-Regulated Consumer Product | 06/26/2018 |  | 03/04/2020
Lamps Plus | Possini Euro Design | 7D209 | True |  | 3 | Yes | 1760 | 14 | 126 |  |  |  | 5951 | 71 | 84 | [5 empty] | Compact Flourescent |  | Federally-Regulated Consumer Product | 06/26/2018 |  | 03/04/2020
Lamps Plus | Casa Vieja | 13A36 | True |  | 6 | Yes | 1859 | 2 | 930 |  |  |  | 4604 | 15 | 307 | [5 empty] | Compact Flourescent |  | Federally-Regulated Consumer Product | 06/26/2018 |  | 03/04/2020
Lamps Plus | Casa Vieja | 8X160 | True |  | 3 | Yes | 1872 | 13 | 144 |  |  |  | 4375 | 54 | 81 | [5 empty] | Compact Flourescent |  | Federally-Regulated Consumer Product | 06/26/2018 |  | 03/04/2020
Lamps Plus | Casa Vieja | U6189 | True |  | 3 | Yes | 1893 | 12 | 158 |  |  |  | 5383 | 66 | 82 | [5 empty] | Compact Flourescent |  | Federally-Regulated Consumer Product | 06/26/2018 |  | 03/04/2020
Lamps Plus | Casa Vieja | 1H020 | True |  | 3 | Yes | 1900 | 16 | 119 |  |  |  | 5009 | 81 | 62 | [5 empty] | Compact Flourescent |  | Federally-Regulated Consumer Product | 06/26/2018 |  | 03/04/2020
Lamps Plus | Possini Euro Design | 92544 | True |  | 3 | Yes | 1908 | 14 | 136 |  |  |  | 4809 | 62 | 78 | [5 empty] | Compact Flourescent |  | Federally-Regulated Consumer Product | 06/26/2018 |  | 03/04/2020
Lamps Plus | Possini Euro Design | 99960 | True |  | 3 | Yes | 1908 | 14 | 136 |  |  |  | 4809 | 62 | 78 | [5 empty] | Compact Flourescent |  | Federally-Regulated Consumer Product | 06/26/2018 |  | 03/04/2020
Lamps Plus | Possini Euro Design | 99909 | True |  | 3 | Yes | 1908 | 14 | 136 |  |  |  | 4809 | 62 | 78 | [5 empty] | Compact Flourescent |  | Federally-Regulated Consumer Product | 06/26/2018 |  | 03/04/2020
Lamps Plus | Casa Vieja | 8Y397 | True |  | 3 | Yes | 2065 | 15 | 138 |  |  |  | 5082 | 67 | 76 | [5 empty] | Compact Flourescent |  | Federally-Regulated Consumer Product | 06/26/2018 |  | 03/04/2020
Lamps Plus | Casa Vieja | 8X468 | True |  | 3 | Yes | 1918 | 15 | 128 |  |  |  | 4339 | 63 | 69 | [5 empty] | Compact Flourescent |  | Federally-Regulated Consumer Product | 06/26/2018 |  | 03/04/2020
Lamps Plus | Casa Vieja | 8X456 | True |  | 3 | Yes | 1918 | 15 | 128 |  |  |  | 4339 | 63 | 69 | [5 empty] | Compact Flourescent |  | Federally-Regulated Consumer Product | 06/26/2018 |  | 03/04/2020
Lamps Plus | Casa Vieja | R5134 | True |  | 3 | Yes | 1926 | 14 | 138 |  |  |  | 4446 | 53 | 84 | [5 empty] | Compact Flourescent |  | Federally-Regulated Consumer Product | 06/26/2018 |  | 03/04/2020
Lamps Plus | Casa Vieja | Y2623 | True |  | 3 | Yes | 1929 | 15 | 129 |  |  |  | 4678 | 67 | 70 | [5 empty] | Compact Flourescent |  | Federally-Regulated Consumer Product | 06/26/2018 |  | 03/04/2020
Lamps Plus | Casa Vieja | 63670 | True |  | 3 | Yes | 2085 | 14 | 147 |  |  |  | 4888 | 68 | 72 | [5 empty] | Compact Flourescent |  | Federally-Regulated Consumer Product | 06/26/2018 |  | 03/04/2020
Lamps Plus | Casa Vieja | 4F600 | True |  | 3 | Yes | 2103 | 19 | 110 |  |  |  | 5416 | 93 | 58 | [5 empty] | Compact Flourescent |  | Federally-Regulated Consumer Product | 06/26/2018 |  | 03/04/2020
Lamps Plus | Casa Vieja | 15H34 | True |  | 6 | Yes | 2350 | 3 | 783 |  |  |  | 5964 | 29 | 206 | [5 empty] | Compact Flourescent |  | Federally-Regulated Consumer Product | 06/26/2018 |  | 03/04/2020
Lamps Plus | Casa Vieja | 13X20 | True |  | 3 | Yes | 2354 | 16 | 147 |  |  |  | 5062 | 53 | 96 | [5 empty] | Compact Flourescent |  | Federally-Regulated Consumer Product | 06/26/2018 |  | 03/04/2020
Lamps Plus | Casa Vieja | 13X17 | True |  | 3 | Yes | 2354 | 16 | 147 |  |  |  | 5062 | 53 | 96 | [5 empty] | Compact Flourescent |  | Federally-Regulated Consumer Product | 06/26/2018 |  | 03/04/2020
Lamps Plus | Casa Vieja | 9N328 | True |  | 3 | Yes | 2366 | 18 | 131 |  |  |  | 4367 | 58 | 75 | [5 empty] | Compact Flourescent |  | Federally-Regulated Consumer Product | 06/26/2018 |  | 03/04/2020
Lamps Plus | Casa Vieja | 9N329 | True |  | 3 | Yes | 2366 | 18 | 131 |  |  |  | 4367 | 58 | 75 | [5 empty] | Compact Flourescent |  | Federally-Regulated Consumer Product | 06/26/2018 |  | 03/04/2020
Lamps Plus | Casa Vieja | 4G530 | True |  | 3 | Yes | 2366 | 18 | 131 |  |  |  | 4367 | 58 | 75 | [5 empty] | Compact Flourescent |  | Federally-Regulated Consumer Product | 06/26/2018 |  | 03/04/2020
Lamps Plus | Casa Vieja | 21F38 | True |  | 3 | Yes | 2249 | 13 | 173 |  |  |  | 5110 | 53 | 96 | [5 empty] | Compact Flourescent |  | Federally-Regulated Consumer Product | 06/26/2018 |  | 03/04/2020
Litex Industries | Harbor Breeze | TG52LW3D1RS | True |  | 3 | Yes | 2001 | 17 | 118 |  |  |  | 4047 | 57 | 71 | [5 empty] | LED |  | Federally-Regulated Consumer Product | 06/26/2018 |  | 03/04/2020
Lamps Plus | Casa Vieja | 14950 | True |  | 3 | Yes | 2238 | 16 | 140 |  |  |  | 5703 | 72 | 70 | [5 empty] | Compact Flourescent |  | Federally-Regulated Consumer Product | 06/26/2018 |  | 03/04/2020
Lamps Plus | Casa Vieja | 90515 | True |  | 3 | Yes | 2238 | 16 | 140 |  |  |  | 5703 | 72 | 79 | [5 empty] | Compact Flourescent |  | Federally-Regulated Consumer Product | 06/26/2018 |  | 03/04/2020
Lamps Plus | Casa Vieja | 21F39 | True |  | 3 | Yes | 2249 | 13 | 173 |  |  |  | 5110 | 53 | 96 | [5 empty] | Compact Flourescent |  | Federally-Regulated Consumer Product | 06/26/2018 |  | 03/04/2020
Lamps Plus | Casa Vieja | 8R654 | True |  | 6 | Yes | 3615 | 6 | 603 |  |  |  | 8075 | 36 | 224 | [5 empty] | Compact Flourescent |  | Federally-Regulated Consumer Product | 06/26/2018 |  | 03/04/2020
Lamps Plus | Casa Vieja | 53450 | True |  | 3 | Yes | 2110 | 14 | 151 |  |  |  | 5116 | 69 | 74 | [5 empty] | None |  | Federally-Regulated Consumer Product | 06/26/2018 |  | 03/04/2020
Lamps Plus | Casa Vieja | 9C735 | True |  | 3 | Yes | 3945 | 25 | 158 |  |  |  | 7635 | 86 | 89 | [5 empty] | Compact Flourescent |  | Federally-Regulated Consumer Product | 06/26/2018 |  | 03/04/2020
Summer Wind International, Ltd. | Minka Aire | F847L-***** | True |  | 6 | Yes | 2937 | 3 | 979 |  |  |  | 7939 | 35 | 226 | [5 empty] | LED |  | Federally-Regulated Consumer Product | 06/27/2018 |  | 03/04/2020
Lamps Plus | Casa Vieja | 4C343 | True |  | 3 | Yes | 1353 | 12 | 113 |  |  |  | 3481 | 65 | 54 | [5 empty] | Compact Flourescent |  | Federally-Regulated Consumer Product | 06/27/2018 |  | 03/04/2020
Lamps Plus | Casa Vieja | 4C332 | True |  | 3 | Yes | 1353 | 12 | 113 |  |  |  | 3481 | 65 | 54 | [5 empty] | Compact Flourescent |  | Federally-Regulated Consumer Product | 06/27/2018 |  | 03/04/2020
Lamps Plus | Casa Vieja | 3T409 | True |  | 3 | Yes | 1570 | 10 | 157 |  |  |  | 4836 | 69 | 70 | [5 empty] | Compact Flourescent |  | Federally-Regulated Consumer Product | 06/27/2018 |  | 03/04/2020
Lamps Plus | Casa Vieja | P9604 | True |  | 3 | Yes | 1570 | 10 | 157 |  |  |  | 4836 | 69 | 70 | [5 empty] | Compact Flourescent |  | Federally-Regulated Consumer Product | 06/27/2018 |  | 03/04/2020
Lamps Plus | Casa Vieja | 21F41 | True |  | 3 | Yes | 1659 | 9 | 184 |  |  |  | 4978 | 67 | 74 | [5 empty] | Compact Flourescent |  | Federally-Regulated Consumer Product | 06/27/2018 |  | 03/04/2020
Lamps Plus | Casa Vieja | 34047 | True |  | 3 | Yes | 1943 | 10 | 194 |  |  |  | 5216 | 66 | 79 | [5 empty] | Compact Flourescent |  | Federally-Regulated Consumer Product | 06/27/2018 |  | 03/04/2020
Lamps Plus | Casa Vieja | 9N235 | True |  | 3 | Yes | 2160 | 20 | 108 |  |  |  | 4460 | 78 | 57 | [5 empty] | Compact Flourescent |  | Federally-Regulated Consumer Product | 06/27/2018 |  | 03/04/2020
Lamps Plus | Casa Vieja | 37W54 | True |  | 3 | Yes | 2397 | 16 | 150 |  |  |  | 5934 | 74 | 80 | [5 empty] | Compact Flourescent |  | Federally-Regulated Consumer Product | 06/27/2018 |  | 03/04/2020
Lamps Plus | Casa Vieja | 24H54 | True |  | 3 | Yes | 2400 | 13 | 185 |  |  |  | 5809 | 62 | 94 | [5 empty] | Compact Flourescent |  | Federally-Regulated Consumer Product | 06/27/2018 |  | 03/04/2020
Lamps Plus | Casa Vieja | R0182 | True |  | 3 | Yes | 2440 | 13 | 188 |  |  |  | 6370 | 72 | 88 | [5 empty] | Compact Flourescent |  | Federally-Regulated Consumer Product | 06/27/2018 |  | 03/04/2020
Lamps Plus | Casa Vieja | M2748 | True |  | 3 | Yes | 2346 | 15 | 156 |  |  |  | 5365 | 68 | 79 | [5 empty] | Compact Flourescent |  | Federally-Regulated Consumer Product | 06/27/2018 |  | 03/04/2020
Lamps Plus | Casa Vieja | M2751 | True |  | 3 | Yes | 2346 | 15 | 156 |  |  |  | 5365 | 68 | 79 | [5 empty] | Compact Flourescent |  | Federally-Regulated Consumer Product | 06/27/2018 |  | 03/04/2020
Lamps Plus | Casa Vieja | M2750 | True |  | 3 | Yes | 2346 | 15 | 156 |  |  |  | 5365 | 68 | 79 | [5 empty] | Compact Flourescent |  | Federally-Regulated Consumer Product | 06/27/2018 |  | 03/04/2020
Lamps Plus | Casa Vieja | 493 | True |  | 3 | Yes | 2180 | 14 | 156 |  |  |  | 5624 | 69 | 82 | [5 empty] | Compact Flourescent |  | Federally-Regulated Consumer Product | 06/27/2018 |  | 03/04/2020
Lamps Plus | Casa Vieja | M2565 | True |  | 3 | Yes | 2219 | 11 | 202 |  |  |  | 5997 | 73 | 82 | [5 empty] | Compact Flourescent |  | Federally-Regulated Consumer Product | 06/27/2018 |  | 03/04/2020
Lamps Plus | Casa Vieja | 24J16 | True |  | 6 | Yes | 2223 | 4 | 556 |  |  |  | 6117 | 32 | 191 | [5 empty] | Compact Flourescent |  | Federally-Regulated Consumer Product | 06/27/2018 |  | 03/04/2020
Lamps Plus | Casa Vieja | 44801 | True |  | 3 | Yes | 2238 | 16 | 140 |  |  |  | 5703 | 72 | 79 | [5 empty] | Compact Flourescent |  | Federally-Regulated Consumer Product | 06/27/2018 |  | 03/04/2020
Lamps Plus | Casa Vieja | 38C55 | True |  | 6 | Yes | 3220 | 4 | 805 |  |  |  | 7699 | 33 | 233 | [5 empty] | Compact Flourescent |  | Federally-Regulated Consumer Product | 06/27/2018 |  | 03/04/2020
Lamps Plus | Casa Vieja | 1W415 | True |  | 5 | Yes | 2902 | 5 | 580 |  |  |  | 6194 | 32 | 194 | [5 empty] | Compact Flourescent |  | Federally-Regulated Consumer Product | 06/27/2018 |  | 03/04/2020
Lamps Plus | Casa Vieja | 3K530 | True |  | 3 | Yes | 2859 | 22 | 130 |  |  |  | 6025 | 83 | 73 | [5 empty] | Compact Flourescent |  | Federally-Regulated Consumer Product | 06/27/2018 |  | 03/04/2020
Lamps Plus | Casa Vieja | V8232 | True |  | 3 | Yes | 1945 | 10 | 194 |  |  |  | 5357 | 64 | 84 | [5 empty] | Compact Flourescent |  | Federally-Regulated Consumer Product | 06/27/2018 |  | 03/04/2020
Lamps Plus | Casa Vieja | 9C710 | True |  | 3 | Yes | 2743 | 16 | 171 |  |  |  | 5723 | 62 | 92 | [5 empty] | Compact Flourescent |  | Federally-Regulated Consumer Product | 06/27/2018 |  | 03/04/2020
Lamps Plus | Casa Vieja | P9480 | True |  | 3 | Yes | 1950 | 11 | 177 |  |  |  | 4434 | 58 | 76 | [5 empty] | Compact Flourescent |  | Federally-Regulated Consumer Product | 06/27/2018 |  | 03/04/2020
Lamps Plus | Casa Vieja | 8X228 | True |  | 3 | Yes | 2833 | 22 | 129 |  |  |  | 6162 | 88 | 70 | [5 empty] | Compact Flourescent |  | Federally-Regulated Consumer Product | 06/27/2018 |  | 03/04/2020
Lamps Plus | Casa Vieja | 32W97 | True |  | 3 | Yes | 2004 | 13 | 154 |  |  |  | 4809 | 56 | 86 | [5 empty] | Compact Flourescent |  | Federally-Regulated Consumer Product | 06/27/2018 |  | 03/04/2020
Lamps Plus | Casa Vieja | 1X668 | True |  | 3 | Yes | 2859 | 22 | 130 |  |  |  | 6025 | 83 | 73 | [5 empty] | Compact Flourescent |  | Federally-Regulated Consumer Product | 06/27/2018 |  | 03/04/2020
Lamps Plus | Casa Vieja | 3X288 | True |  | 3 | Yes | 2010 | 10 | 201 |  |  |  | 5164 | 44 | 117 | [5 empty] | Compact Flourescent |  | Federally-Regulated Consumer Product | 06/27/2018 |  | 03/04/2020
Lamps Plus | Casa Vieja | M2564 | True |  | 3 | Yes | 2014 | 11 | 183 |  |  |  | 5306 | 66 | 80 | [5 empty] | Compact Flourescent |  | Federally-Regulated Consumer Product | 06/27/2018 |  | 03/04/2020
Lamps Plus | Casa Vieja | 6M037 | True |  | 3 | Yes | 2648 | 16 | 165 |  |  |  | 5335 | 61 | 87 | [5 empty] | Compact Flourescent |  | Federally-Regulated Consumer Product | 06/27/2018 |  | 03/04/2020
Lamps Plus | Casa Vieja | 9C733 | True |  | 3 | Yes | 2743 | 16 | 171 |  |  |  | 5723 | 62 | 92 | [5 empty] | Compact Flourescent |  | Federally-Regulated Consumer Product | 06/27/2018 |  | 03/04/2020
Lamps Plus | Casa Vieja | 9C691 | True |  | 3 | Yes | 2743 | 16 | 171 |  |  |  | 5723 | 62 | 92 | [5 empty] | Compact Flourescent |  | Federally-Regulated Consumer Product | 06/27/2018 |  | 03/04/2020
Lamps Plus | Casa Vieja | 13A47 | True |  | 6 | Yes | 2940 | 3 | 980 |  |  |  | 7140 | 44 | 162 | [5 empty] | Compact Flourescent |  | Federally-Regulated Consumer Product | 06/27/2018 |  | 03/04/2020
Lamps Plus | Possini Euro Design | 8Y222 | True |  | 6 | Yes | 3293 | 5 | 657 |  |  |  | 7210 | 31 | 233 | [5 empty] | Compact Flourescent |  | Federally-Regulated Consumer Product | 06/27/2018 |  | 03/04/2020
Lamps Plus | Casa Vieja | 21F34 | True |  | 6 | Yes | 3354 | 3 | 1118 |  |  |  | 8124 | 32 | 254 | [5 empty] | Compact Flourescent |  | Federally-Regulated Consumer Product | 06/27/2018 |  | 03/04/2020
Lamps Plus | Casa Vieja | 1W386 | True |  | 5 | Yes | 3405 | 5 | 681 |  |  |  | 6925 | 31 | 223 | [5 empty] | Compact Flourescent |  | Federally-Regulated Consumer Product | 06/27/2018 |  | 03/04/2020
Lamps Plus | Casa Vieja | X8959 | True |  | 3 | Yes | 2137 | 16 | 133 |  |  |  | 3894 | 48 | 81 | [5 empty] | Compact Flourescent |  | Federally-Regulated Consumer Product | 06/27/2018 |  | 03/04/2020
Lamps Plus | Casa Vieja | 55999 | True |  | 3 | Yes | 2042 | 15 | 136 |  |  |  | 5029 | 70 | 72 | [5 empty] | Compact Flourescent |  | Federally-Regulated Consumer Product | 06/27/2018 |  | 03/04/2020
Lamps Plus | Casa Vieja | U9636 | True |  | 3 | Yes | 2137 | 16 | 133 |  |  |  | 3894 | 48 | 81 | [5 empty] | Compact Flourescent |  | Federally-Regulated Consumer Product | 06/27/2018 |  | 03/04/2020
Lamps Plus | Casa Vieja | 8Y398 | True |  | 3 | Yes | 2065 | 15 | 138 |  |  |  | 5082 | 67 | 76 | [5 empty] | Compact Flourescent |  | Federally-Regulated Consumer Product | 06/27/2018 |  | 03/04/2020
Lamps Plus | Casa Vieja | U9634 | True |  | 3 | Yes | 2137 | 16 | 133 |  |  |  | 3894 | 48 | 81 | [5 empty] | Compact Flourescent |  | Federally-Regulated Consumer Product | 06/27/2018 |  | 03/04/2020
Lamps Plus | Casa Vieja | 9M779 | True |  | 3 | Yes | 2065 | 15 | 138 |  |  |  | 5082 | 67 | 76 | [5 empty] | Compact Flourescent |  | Federally-Regulated Consumer Product | 06/27/2018 |  | 03/04/2020
Lamps Plus | Casa Vieja | Y7858 | True |  | 3 | Yes | 2169 | 12 | 181 |  |  |  | 4639 | 60 | 77 | [5 empty] | Compact Flourescent |  | Federally-Regulated Consumer Product | 06/27/2018 |  | 03/04/2020
Lamps Plus | Possini Euro Design | 8K437 | True |  | 8 | Yes | 2259 | 16 | 141 |  |  |  | 5577 | 53 | 105 | [5 empty] | Compact Flourescent |  | Federally-Regulated Consumer Product | 06/27/2018 |  | 03/04/2020
Lamps Plus | Casa Vieja | 25187 | True |  | 3 | Yes | 2262 | 20 | 113 |  |  |  | 5990 | 102 | 59 | [5 empty] | Compact Flourescent |  | Federally-Regulated Consumer Product | 06/27/2018 |  | 03/04/2020
Lamps Plus | Casa Vieja | Y2644 | True |  | 3 | Yes | 2609 | 21 | 124 |  |  |  | 6088 | 94 | 65 | [5 empty] | Compact Flourescent |  | Federally-Regulated Consumer Product | 06/27/2018 |  | 03/04/2020
Lamps Plus | Casa Vieja | 87534 | True |  | 3 | Yes | 2584 | 13 | 191 |  |  |  | 6150 | 70 | 88 | [5 empty] | Compact Flourescent |  | Federally-Regulated Consumer Product | 06/27/2018 |  | 03/04/2020
Lamps Plus | Casa Vieja | 12277 | True |  | 3 | Yes | 2479 | 14 | 177 |  |  |  | 5568 | 68 | 82 | [5 empty] | Compact Flourescent |  | Federally-Regulated Consumer Product | 06/27/2018 |  | 03/04/2020
Lamps Plus | Casa Vieja | 34053 | True |  | 3 | Yes | 1943 | 10 | 194 |  |  |  | 5216 | 66 | 79 | [5 empty] | Compact Flourescent |  | Federally-Regulated Consumer Product | 06/27/2018 |  | 03/04/2020
Lamps Plus | Casa Vieja | 9N205 | True |  | 3 | Yes | 2444 | 19 | 129 |  |  |  | 6167 | 97 | 64 | [5 empty] | Compact Flourescent |  | Federally-Regulated Consumer Product | 06/27/2018 |  | 03/04/2020
Lamps Plus | Casa Vieja | 57538 | True |  | 3 | Yes | 2019 | 14 | 144 |  |  |  | 5232 | 73 | 72 | [5 empty] | Compact Flourescent |  | Federally-Regulated Consumer Product | 06/27/2018 |  | 03/04/2020
Lamps Plus | Casa Vieja | R4214 | True |  | 3 | Yes | 2395 | 13 | 184 |  |  |  | 6011 | 81 | 74 | [5 empty] | Compact Flourescent |  | Federally-Regulated Consumer Product | 06/27/2018 |  | 03/04/2020
Lamps Plus | Casa Vieja | R4216 | True |  | 3 | Yes | 2395 | 13 | 184 |  |  |  | 6011 | 81 | 74 | [5 empty] | Compact Flourescent |  | Federally-Regulated Consumer Product | 06/27/2018 |  | 03/04/2020
Lamps Plus | Casa Vieja | 8Y417 | True |  | 3 | Yes | 2316 | 18 | 129 |  |  |  | 6234 | 98 | 64 | [5 empty] | Compact Flourescent |  | Federally-Regulated Consumer Product | 06/27/2018 |  | 03/04/2020
Lamps Plus | Casa Vieja | 9N237 | True |  | 3 | Yes | 2160 | 20 | 108 |  |  |  | 4460 | 78 | 57 | [5 empty] | Compact Flourescent |  | Federally-Regulated Consumer Product | 06/27/2018 |  | 03/04/2020
Lamps Plus | Casa Vieja | 53438 | True |  | 3 | Yes | 2110 | 14 | 151 |  |  |  | 5116 | 69 | 74 | [5 empty] | Compact Flourescent |  | Federally-Regulated Consumer Product | 06/27/2018 |  | 03/04/2020
Lamps Plus | Casa Vieja | 76264 | True |  | 3 | Yes | 2110 | 14 | 151 |  |  |  | 5116 | 69 | 74 | [5 empty] | Compact Flourescent |  | Federally-Regulated Consumer Product | 06/27/2018 |  | 03/04/2020
Lamps Plus | Casa Vieja | U9637 | True |  | 3 | Yes | 2030 | 13 | 156 |  |  |  | 4906 | 65 | 75 | [5 empty] | Compact Flourescent |  | Federally-Regulated Consumer Product | 06/27/2018 |  | 03/04/2020
Lamps Plus | Casa Vieja | U9635 | True |  | 3 | Yes | 2030 | 13 | 156 |  |  |  | 4906 | 65 | 75 | [5 empty] | Compact Flourescent |  | Federally-Regulated Consumer Product | 06/27/2018 |  | 03/04/2020
Lamps Plus | Casa Vieja | 55878 | True |  | 3 | Yes | 2025 | 14 | 145 |  |  |  | 5318 | 73 | 73 | [5 empty] | Compact Flourescent |  | Federally-Regulated Consumer Product | 06/27/2018 |  | 03/04/2020
Lamps Plus | Casa Vieja | U9638 | True |  | 3 | Yes | 2030 | 13 | 156 |  |  |  | 4906 | 65 | 75 | [5 empty] | Compact Flourescent |  | Federally-Regulated Consumer Product | 06/27/2018 |  | 03/04/2020
Lamps Plus | Casa Vieja | 43969 | True |  | 3 | Yes | 1570 | 10 | 157 |  |  |  | 4836 | 69 | 70 | [5 empty] | None |  | Federally-Regulated Consumer Product | 07/03/2018 |  | 03/04/2020
Lamps Plus | Casa Vieja | 73988 | True |  | 3 | Yes | 2993 | 20 | 150 |  |  |  | 5640 | 73 | 77 | [5 empty] | None |  | Federally-Regulated Consumer Product | 07/03/2018 |  | 03/04/2020
Lamps Plus | Casa Vieja | 40213 | True |  | 3 | Yes | 2900 | 21 | 138 |  |  |  | 7241 | 93 | 78 | [5 empty] | Incandescent |  | Federally-Regulated Consumer Product | 07/03/2018 |  | 03/04/2020
Lamps Plus | Casa Vieja | 86646 | True |  | 3 | Yes | 2993 | 20 | 150 |  |  |  | 5640 | 73 | 77 | [5 empty] | None |  | Federally-Regulated Consumer Product | 07/03/2018 |  | 03/04/2020
Lamps Plus | Casa Vieja | 4F570 | True |  | 3 | Yes | 2743 | 16 | 171 |  |  |  | 5723 | 62 | 92 | [5 empty] | None |  | Federally-Regulated Consumer Product | 07/03/2018 |  | 03/04/2020
Lamps Plus | Casa Vieja | R2181 | True |  | 3 | Yes | 3843 | 21 | 183 |  |  |  | 8483 | 95 | 89 | [5 empty] | None |  | Federally-Regulated Consumer Product | 07/03/2018 |  | 03/04/2020
Lamps Plus | Casa Vieja | 86645 | True |  | 3 | Yes | 2993 | 20 | 150 |  |  |  | 5640 | 73 | 77 | [5 empty] | None |  | Federally-Regulated Consumer Product | 07/03/2018 |  | 03/04/2020
Lamps Plus | Casa Vieja | 4F569 | True |  | 3 | Yes | 2648 | 16 | 166 |  |  |  | 5335 | 61 | 87 | [5 empty] | None |  | Federally-Regulated Consumer Product | 07/03/2018 |  | 03/04/2020
Lamps Plus | Casa Vieja | R2180 | True |  | 3 | Yes | 3843 | 21 | 183 |  |  |  | 8483 | 95 | 89 | [5 empty] | None |  | Federally-Regulated Consumer Product | 07/03/2018 |  | 03/04/2020
Lamps Plus | Casa Vieja | 74557 | True |  | 3 | Yes | 2993 | 20 | 150 |  |  |  | 5640 | 73 | 77 | [5 empty] | None |  | Federally-Regulated Consumer Product | 07/03/2018 |  | 03/04/2020
Lamps Plus | Casa Vieja | Y7618 | True |  | 3 | Yes | 809 | 10 | 81 |  |  |  | 1691 | 44 | 38 | [5 empty] | None |  | Federally-Regulated Consumer Product | 07/03/2018 |  | 03/04/2020
Lamps Plus | Casa Vieja | Y2193 | True |  | 4 | Exception 1 | 1735 | 7 | 248 |  |  |  | 8357 | 74 | 113 | [5 empty] | None |  | Federally-Regulated Consumer Product | 07/03/2018 |  | 03/04/2020
Lamps Plus | Casa Vieja | N0511 | True |  | 4 | Exception 2 | 581 | 13 | 45 |  |  |  | 1662 | 50 | 33 | [5 empty] | None |  | Federally-Regulated Consumer Product | 07/03/2018 |  | 03/04/2020
Lamps Plus | Casa Vieja | R0100 | True |  | 3 | Yes | 1570 | 10 | 157 |  |  |  | 4836 | 69 | 70 | [5 empty] | None |  | Federally-Regulated Consumer Product | 07/03/2018 |  | 03/04/2020
Lamps Plus | Casa Vieja | 39P23 | True |  | 4 | Exception 1 | 1735 | 7 | 248 |  |  |  | 8357 | 74 | 113 | [5 empty] | None |  | Federally-Regulated Consumer Product | 07/03/2018 |  | 03/04/2020
Lamps Plus | Casa Vieja | 39P04 | True |  | 3 | Yes | 1900 | 16 | 119 |  |  |  | 5009 | 81 | 62 | [5 empty] | LED |  | Federally-Regulated Consumer Product | 07/03/2018 |  | 03/04/2020
Lamps Plus | Casa Vieja | 99349 | True |  | 3 | Exception 3 | 1335 | 46 | 29 |  |  |  | 4408 | 155 | 28 | [5 empty] | Incandescent |  | Federally-Regulated Consumer Product | 07/03/2018 |  | 03/04/2020
Lamps Plus | Casa Vieja | 1X667 | True |  | 3 | Exception 2 | 1001 | 27 | 37 |  |  |  | 1602 | 51 | 31 | [5 empty] | LED |  | Federally-Regulated Consumer Product | 07/03/2018 |  | 03/04/2020
Lamps Plus | Casa Vieja | 5D998 | True |  | 3 | Exception 2 | 1001 | 27 | 37 |  |  |  | 1602 | 51 | 31 | [5 empty] | LED |  | Federally-Regulated Consumer Product | 07/03/2018 |  | 03/04/2020
Lamps Plus | Casa Vieja | P9477 | True |  | 3 | Yes | 1950 | 11 | 177 |  |  |  | 4434 | 58 | 76 | [5 empty] | Compact Flourescent |  | Federally-Regulated Consumer Product | 07/03/2018 |  | 03/04/2020
Lamps Plus | Casa Vieja | P9481 | True |  | 3 | Yes | 1950 | 11 | 177 |  |  |  | 4434 | 58 | 76 | [5 empty] | Compact Flourescent |  | Federally-Regulated Consumer Product | 07/03/2018 |  | 03/04/2020
Lamps Plus | Possini Euro Design | 38P12 | True |  | 3 | Yes | 2259 | 16 | 141 |  |  |  | 5577 | 53 | 105 | [5 empty] | LED |  | Federally-Regulated Consumer Product | 07/03/2018 |  | 03/04/2020
Lamps Plus | Casa Vieja | 24J52 | True |  | 3 | Yes | 2637 | 16 | 165 |  |  |  | 6477 | 76 | 85 | [5 empty] | LED |  | Federally-Regulated Consumer Product | 07/03/2018 |  | 03/04/2020
King of Fans | Home Decorators Collection | 96-CORD | True |  | 9 | Yes | 5989 | 4 | 1497 |  |  |  | 20360 | 44 | 463 | [5 empty] | LED |  | Federally-Regulated Consumer Product | 07/07/2018 |  | 03/04/2020
King of Fans | Home Decorators Collection | 51890 | True |  | 9 | Yes | 5989 | 4 | 1497 |  |  |  | 20360 | 44 | 463 | [5 empty] | LED |  | Federally-Regulated Consumer Product | 07/07/2018 |  | 03/04/2020
King of Fans | Home Decorators Collection | 51894 | True |  | 9 | Yes | 5989 | 4 | 1497 |  |  |  | 20360 | 44 | 463 | [5 empty] | LED |  | Federally-Regulated Consumer Product | 07/07/2018 |  | 03/04/2020
Air Cool Industrial Co., Ltd. | Home Decorators Collection | AC-552DL(YG664-BN) | True |  | V | Yes | 2249 | 12 | 187 |  |  |  | 5622 | 53 | 106 | [5 empty] | LED |  | Federally-Regulated Consumer Product | 07/11/2018 |  | 03/04/2020
Air Cool Industrial Co., Ltd. | Home Decorators Collection | AC-552DL(YG664-NI) | True |  | V | Yes | 2249 | 12 | 187 |  |  |  | 5622 | 53 | 106 | [5 empty] | LED |  | Federally-Regulated Consumer Product | 07/11/2018 |  | 03/04/2020
King of Fans | Home Decorators Collection | 52-VEND | True |  | 3 | Yes | 2213 | 15 | 148 |  |  |  | 5028 | 64 | 79 | [5 empty] | LED |  | Federally-Regulated Consumer Product | 07/13/2018 |  | 03/04/2020
King of Fans | Home Decorators Collection | 52-MONTR | True |  | 3 | Yes | 2359 | 16 | 147 |  |  |  | 4937 | 61 | 81 | [5 empty] | LED |  | Federally-Regulated Consumer Product | 07/13/2018 |  | 03/04/2020
King of Fans | Home Decorators Collection | 60-CANS | True |  | 3 | Yes | 2489 | 15 | 166 |  |  |  | 6247 | 77 | 81 | [5 empty] | LED |  | Federally-Regulated Consumer Product | 07/13/2018 |  | 03/04/2020
Kichler Lighting | Kichler Lighting | 300052** | True |  | 3 | Yes | 1469 | 9 | 163 |  |  |  | 5205 | 70 | 74 | [5 empty] | LED |  | Federally-Regulated Consumer Product | 07/18/2018 |  | 03/04/2020
Kichler Lighting | Kichler Lighting | 300060** | True |  | 3 | Yes | 3114 | 26 | 119 |  |  |  | 6200 | 76 | 81 | [5 empty] | LED |  | Federally-Regulated Consumer Product | 07/20/2018 |  | 03/04/2020
Kichler Lighting | Kichler Lighting | 337060*** | True |  | 3 | Yes | 2963 | 25 | 118 |  |  |  | 5045 | 64 | 78 | [5 empty] | LED |  | Federally-Regulated Consumer Product | 07/20/2018 |  | 03/04/2020
Kichler Lighting | Kichler Lighting | 310160*** | True |  | 3 | Yes | 1964 | 25 | 78 |  |  |  | 3599 | 63 | 57 | [5 empty] | LED |  | Federally-Regulated Consumer Product | 07/20/2018 |  | 03/04/2020
King of Fans | Harbor Breeze | 44-MZ | True |  | 3 | Yes | 1188 | 14 | 85 |  |  |  | 2846 | 58 | 49 | [5 empty] | LED |  | Federally-Regulated Consumer Product | 07/25/2018 |  | 03/04/2020
King of Fans | Harbor Breeze | 807421 | True |  | 3 | Yes | 1188 | 14 | 85 |  |  |  | 2846 | 58 | 49 | [5 empty] | LED |  | Federally-Regulated Consumer Product | 07/25/2018 |  | 03/04/2020
King of Fans | Harbor Breeze | 807422 | True |  | 3 | Yes | 1188 | 14 | 85 |  |  |  | 2846 | 58 | 49 | [5 empty] | LED |  | Federally-Regulated Consumer Product | 07/25/2018 |  | 03/04/2020
Fanimation | Fanimation | FP6245BGR | True |  | 3 | Yes | 1721 | 11 | 156 |  |  |  | 3941 | 54 | 72 | [5 empty] | LED |  | Federally-Regulated Consumer Product | 07/30/2018 |  | 03/04/2020
Fanimation | Fanimation | FP6284GR | True |  | 3 | Yes | 1897 | 10 | 189 |  |  |  | 4908 | 55 | 89 | [5 empty] | None |  | Federally-Regulated Consumer Product | 07/30/2018 |  | 03/04/2020
Fanimation | Fanimation | FP6285BGR | True |  | 3 | Yes | 1927 | 10 | 192 |  |  |  | 4842 | 55 | 88 | [5 empty] | LED |  | Federally-Regulated Consumer Product | 07/30/2018 |  | 03/04/2020
HKC - Hong Kong China Electric Appliance | Harbor Breeze | 1133114 | True |  | 3 | Yes | 758 | 11 | 68 |  |  |  | 3189 | 50 | 63 | [5 empty] | LED |  | Federally-Regulated Consumer Product | 07/30/2018 |  | 03/04/2020
HKC - Hong Kong China Electric Appliance | Harbor Breeze | 1133113 | True |  | 3 | Yes | 1244 | 9 | 138 |  |  |  | 3162 | 56 | 56 | [5 empty] | LED |  | Federally-Regulated Consumer Product | 07/30/2018 |  | 03/04/2020
Hunter Fan Company | Hunter | 53417 | True |  | 3 | Yes | 1370 | 9 | 152 |  |  |  | 4158 | 65 | 64 | [5 empty] | LED |  | Federally-Regulated Consumer Product | 07/30/2018 |  | 03/04/2020
Hunter Fan Company | Hunter | 53418 | True |  | 3 | Yes | 1370 | 9 | 152 |  |  |  | 4158 | 65 | 64 | [5 empty] | LED |  | Federally-Regulated Consumer Product | 07/30/2018 |  | 03/04/2020
Hunter Fan Company | Hunter | 53419 | True |  | 3 | Yes | 1370 | 9 | 152 |  |  |  | 4158 | 65 | 64 | [5 empty] | LED |  | Federally-Regulated Consumer Product | 07/30/2018 |  | 03/04/2020
Hunter Fan Company | Hunter | 59385 | True |  | 3 | Yes | 730 | 7 | 104 |  |  |  | 2622 | 48 | 55 | [5 empty] | LED |  | Federally-Regulated Consumer Product | 07/30/2018 |  | 03/04/2020
Hunter Fan Company | Hunter | 59386 | True |  | 3 | Yes | 730 | 7 | 104 |  |  |  | 2622 | 48 | 55 | [5 empty] | LED |  | Federally-Regulated Consumer Product | 07/30/2018 |  | 03/04/2020
Hunter Fan Company | Hunter | 59387 | True |  | 3 | Yes | 730 | 7 | 104 |  |  |  | 2622 | 48 | 55 | [5 empty] | LED |  | Federally-Regulated Consumer Product | 07/30/2018 |  | 03/04/2020
Hunter Fan Company | Hunter | 53373 | True |  | 3 | Yes | 2222 | 9 | 247 |  |  |  | 4937 | 63 | 78 | [5 empty] | LED |  | Federally-Regulated Consumer Product | 07/30/2018 |  | 03/04/2020
Hunter Fan Company | Hunter | 53374 | True |  | 3 | Yes | 2222 | 9 | 247 |  |  |  | 4937 | 63 | 78 | [5 empty] | LED |  | Federally-Regulated Consumer Product | 07/30/2018 |  | 03/04/2020
Hunter Fan Company | Hunter | 52292 | True |  | 3 | Yes | 1491 | 7 | 213 |  |  |  | 4410 | 63 | 70 | [5 empty] | LED |  | Federally-Regulated Consumer Product | 07/30/2018 |  | 03/04/2020
Hunter Fan Company | Hunter | 52293 | True |  | 3 | Yes | 1491 | 7 | 213 |  |  |  | 4410 | 63 | 70 | [5 empty] | LED |  | Federally-Regulated Consumer Product | 07/30/2018 |  | 03/04/2020
Hunter Fan Company | Casablanca | 59427 | True |  | 4 | Yes | 2241 | 10 | 224 |  |  |  | 6672 | 84 | 79 | [5 empty] | LED |  | Federally-Regulated Consumer Product | 07/30/2018 |  | 03/04/2020
Hunter Fan Company | Casablanca | 59428 | True |  | 4 | Yes | 2241 | 10 | 224 |  |  |  | 6672 | 84 | 79 | [5 empty] | LED |  | Federally-Regulated Consumer Product | 07/30/2018 |  | 03/04/2020
Hunter Fan Company | Hunter | 59593 | True |  | 3 | Yes | 1048 | 12 | 87 |  |  |  | 4638 | 63 | 74 | [5 empty] | LED |  | Federally-Regulated Consumer Product | 07/30/2018 |  | 03/04/2020
Hunter Fan Company | Hunter | 59601 | True |  | 3 | Yes | 1048 | 12 | 87 |  |  |  | 4938 | 63 | 78 | [5 empty] | LED |  | Federally-Regulated Consumer Product | 07/30/2018 |  | 03/04/2020
Hunter Fan Company | Hunter | 53298 | True |  | 3 | Yes | 2124 | 9 | 236 |  |  |  | 5045 | 64 | 79 | [5 empty] | LED |  | Federally-Regulated Consumer Product | 07/30/2018 |  | 03/04/2020
Hunter Fan Company | Hunter | 59591 | True |  | 3 | Yes | 1153 | 7 | 165 |  |  |  | 2981 | 49 | 61 | [5 empty] | LED |  | Federally-Regulated Consumer Product | 07/30/2018 |  | 03/04/2020
Hunter Fan Company | Hunter | 59592 | True |  | 3 | Yes | 1153 | 7 | 165 |  |  |  | 2981 | 49 | 61 | [5 empty] | LED |  | Federally-Regulated Consumer Product | 07/30/2018 |  | 03/04/2020
Hunter Fan Company | Hunter | 59585 | True |  | 3 | Yes | 2046 | 9 | 227 |  |  |  | 4972 | 63 | 79 | [5 empty] | LED |  | Federally-Regulated Consumer Product | 07/30/2018 |  | 03/04/2020
Hunter Fan Company | Hunter | 59326 | True |  | 3 | Yes | 1831 | 10 | 183 |  |  |  | 5497 | 84 | 65 | [5 empty] | LED |  | Federally-Regulated Consumer Product | 07/30/2018 |  | 03/04/2020
Hunter Fan Company | Hunter | 51089 | True |  | 3 | Yes | 1296 | 7 | 185 |  |  |  | 2883 | 49 | 59 | [5 empty] | LED |  | Federally-Regulated Consumer Product | 07/30/2018 |  | 03/04/2020
Hunter Fan Company | Hunter | 52240 | True |  | 3 | Yes | 979 | 7 | 140 |  |  |  | 3750 | 63 | 60 | [5 empty] | LED |  | Federally-Regulated Consumer Product | 07/30/2018 |  | 03/04/2020
Hunter Fan Company | Hunter | 59589 | True |  | 3 | Yes | 1108 | 10 | 111 |  |  |  | 4408 | 81 | 54 | [5 empty] | LED |  | Federally-Regulated Consumer Product | 07/30/2018 |  | 03/04/2020
Hunter Fan Company | Hunter | 59590 | True |  | 3 | Yes | 1108 | 10 | 111 |  |  |  | 4408 | 81 | 54 | [5 empty] | LED |  | Federally-Regulated Consumer Product | 07/30/2018 |  | 03/04/2020
Hunter Fan Company | Hunter | 59587 | True |  | 3 | Yes | 1703 | 7 | 243 |  |  |  | 4632 | 62 | 75 | [5 empty] | LED |  | Federally-Regulated Consumer Product | 07/30/2018 |  | 03/04/2020
Hunter Fan Company | Hunter | 59588 | True |  | 3 | Yes | 1703 | 7 | 243 |  |  |  | 4632 | 62 | 75 | [5 empty] | LED |  | Federally-Regulated Consumer Product | 07/30/2018 |  | 03/04/2020
Hunter Fan Company | Hunter | 59383 | True |  | 3 | Yes | 1592 | 7 | 227 |  |  |  | 4663 | 63 | 74 | [5 empty] | LED |  | Federally-Regulated Consumer Product | 07/30/2018 |  | 03/04/2020
Hunter Fan Company | Hunter | 59384 | True |  | 3 | Yes | 1527 | 7 | 218 |  |  |  | 4504 | 61 | 74 | [5 empty] | LED |  | Federally-Regulated Consumer Product | 07/30/2018 |  | 03/04/2020
Hunter Fan Company | Hunter | 59358 | True |  | 3 | Yes | 1940 | 11 | 176 |  |  |  | 5174 | 63 | 82 | [5 empty] | LED |  | Federally-Regulated Consumer Product | 07/30/2018 |  | 03/04/2020
Hunter Fan Company | Hunter | 53045 | True |  | 3 | Yes | 1618 | 9 | 180 |  |  |  | 4596 | 62 | 74 | [5 empty] | LED |  | Federally-Regulated Consumer Product | 07/30/2018 |  | 03/04/2020
Hunter Fan Company | Hunter | 59606 | True |  | 3 | Yes | 1171 | 12 | 98 |  |  |  | 3414 | 63 | 54 | [5 empty] | LED |  | Federally-Regulated Consumer Product | 07/30/2018 |  | 03/04/2020
Hunter Fan Company | Hunter | 59586 | True |  | 3 | Yes | 1731 | 9 | 192 |  |  |  | 4590 | 63 | 73 | [5 empty] | LED |  | Federally-Regulated Consumer Product | 07/30/2018 |  | 03/04/2020
Hunter Fan Company | Hunter | 53227 | True |  | 3 | Yes | 2074 | 9 | 230 |  |  |  | 4748 | 64 | 74 | [5 empty] | LED |  | Federally-Regulated Consumer Product | 07/30/2018 |  | 03/04/2020
Hunter Fan Company | Hunter | 53228 | True |  | 3 | Yes | 2074 | 9 | 230 |  |  |  | 4748 | 64 | 74 | [5 empty] | LED |  | Federally-Regulated Consumer Product | 07/30/2018 |  | 03/04/2020
Hunter Fan Company | Hunter | 59595 | True |  | 3 | Yes | 1980 | 10 | 198 |  |  |  | 4774 | 65 | 73 | [5 empty] | LED |  | Federally-Regulated Consumer Product | 07/30/2018 |  | 03/04/2020
Hunter Fan Company | Hunter | 52298 | True |  | 3 | Yes | 1622 | 7 | 232 |  |  |  | 4317 | 62 | 70 | [5 empty] | LED |  | Federally-Regulated Consumer Product | 07/30/2018 |  | 03/04/2020
Hunter Fan Company | Hunter | 53403 | True |  | 3 | Yes | 2086 | 9 | 232 |  |  |  | 4749 | 62 | 77 | [5 empty] | LED |  | Federally-Regulated Consumer Product | 07/30/2018 |  | 03/04/2020
Hunter Fan Company | Hunter | 53404 | True |  | 3 | Yes | 2086 | 9 | 232 |  |  |  | 4749 | 62 | 77 | [5 empty] | LED |  | Federally-Regulated Consumer Product | 07/30/2018 |  | 03/04/2020
Hunter Fan Company | Hunter | 53437 | True |  | 3 | Yes | 2086 | 9 | 232 |  |  |  | 4749 | 62 | 77 | [5 empty] | LED |  | Federally-Regulated Consumer Product | 07/30/2018 |  | 03/04/2020
Hunter Fan Company | Hunter | 53438 | True |  | 3 | Yes | 2086 | 9 | 232 |  |  |  | 4749 | 62 | 77 | [5 empty] | LED |  | Federally-Regulated Consumer Product | 07/30/2018 |  | 03/04/2020
Hunter Fan Company | Hunter | 59598 | True |  | 3 | Yes | 1761 | 11 | 160 |  |  |  | 5687 | 84 | 68 | [5 empty] | LED |  | Federally-Regulated Consumer Product | 07/30/2018 |  | 03/04/2020
Hunter Fan Company | Hunter | 59584 | True |  | 3 | Yes | 1553 | 6 | 259 |  |  |  | 4534 | 63 | 72 | [5 empty] | LED |  | Federally-Regulated Consumer Product | 07/30/2018 |  | 03/04/2020
GD Midea Environment Appliances MFG Co., Ltd. | Midea | FC132-BVRL | True |  | V | Yes | 1678 | 3 | 559 |  |  |  | 5078 | 25 | 203 | [5 empty] | LED |  | Federally-Regulated Consumer Product | 07/31/2018 |  | 03/04/2020
GD Midea Environment Appliances MFG Co., Ltd. | Midea | FC132-BNR | True |  | V | Yes | 1776 | 5 | 355 |  |  |  | 5506 | 43 | 128 | [5 empty] | None |  | Federally-Regulated Consumer Product | 07/31/2018 |  | 03/04/2020
GD Midea Environment Appliances MFG Co., Ltd. | Midea | FC132-BJRL | True |  | V | Yes | 1737 | 3 | 579 |  |  |  | 5769 | 38 | 152 | [5 empty] | LED |  | Federally-Regulated Consumer Product | 07/31/2018 |  | 03/04/2020
GD Midea Environment Appliances MFG Co., Ltd. | Midea | FC132-BKRL | True |  | V | Yes | 2007 | 4 | 502 |  |  |  | 6000 | 31 | 194 | [5 empty] | LED |  | Federally-Regulated Consumer Product | 07/31/2018 |  | 03/04/2020
GD Midea Environment Appliances MFG Co., Ltd. | Midea | FC132-BMRL | True |  | V | Yes | 1957 | 3 | 652 |  |  |  | 5962 | 40 | 149 | [5 empty] | LED |  | Federally-Regulated Consumer Product | 07/31/2018 |  | 03/04/2020
Hunter Fan Company | Hunter | 59594 | True |  | 3 | Yes | 2048 | 11 | 186 |  |  |  | 4893 | 64 | 76 | [5 empty] | LED |  | Federally-Regulated Consumer Product | 07/31/2018 |  | 03/04/2020
King of Fans | Home Decorators Collection | 91661 | True |  | 3 | Yes | 2333 | 12 | 194 |  |  |  | 6052 | 57 | 106 | [5 empty] | LED |  | Federally-Regulated Consumer Product | 08/01/2018 |  | 03/04/2020
King of Fans | Home Decorators Collection | 91662 | True |  | 3 | Yes | 2333 | 12 | 194 |  |  |  | 6052 | 57 | 106 | [5 empty] | LED |  | Federally-Regulated Consumer Product | 08/01/2018 |  | 03/04/2020
King of Fans | Home Decorators Collection | 91663 | True |  | 3 | Yes | 2333 | 12 | 194 |  |  |  | 6052 | 57 | 106 | [5 empty] | LED |  | Federally-Regulated Consumer Product | 08/01/2018 |  | 03/04/2020
King of Fans | Home Decorators Collection | 91666 | True |  | 3 | Yes | 2333 | 12 | 194 |  |  |  | 6052 | 57 | 106 | [5 empty] | LED |  | Federally-Regulated Consumer Product | 08/01/2018 |  | 03/04/2020
King of Fans | Home Decorators Collection | 52-BENT | True |  | 3 | Yes | 2071 | 15 | 138 |  |  |  | 4711 | 64 | 74 | [5 empty] | LED |  | Federally-Regulated Consumer Product | 08/01/2018 |  | 03/04/2020
King of Fans | Home Decorators Collection | 51820 | True |  | 3 | Yes | 2071 | 15 | 138 |  |  |  | 4711 | 64 | 74 | [5 empty] | LED |  | Federally-Regulated Consumer Product | 08/01/2018 |  | 03/04/2020
King of Fans | Home Decorators Collection | 51821 | True |  | 3 | Yes | 2071 | 15 | 138 |  |  |  | 4711 | 64 | 74 | [5 empty] | LED |  | Federally-Regulated Consumer Product | 08/01/2018 |  | 03/04/2020
King of Fans | Home Decorators Collection | 51822 | True |  | 3 | Yes | 2071 | 15 | 138 |  |  |  | 4711 | 64 | 74 | [5 empty] | LED |  | Federally-Regulated Consumer Product | 08/01/2018 |  | 03/04/2020
King of Fans | Home Decorators Collection | 51824 | True |  | 3 | Yes | 2071 | 15 | 138 |  |  |  | 4711 | 64 | 74 | [5 empty] | LED |  | Federally-Regulated Consumer Product | 08/01/2018 |  | 03/04/2020
King of Fans | Home Decorators Collection | 52-WWDIV | True |  | 3 | Yes | 2333 | 12 | 194 |  |  |  | 6052 | 57 | 106 | [5 empty] | LED |  | Federally-Regulated Consumer Product | 08/01/2018 |  | 03/04/2020
Fanim Industries | Fanimation Studio Collection | LP8405LCH | True |  | V | Yes | 625 | 19 | 32 |  |  |  | 1242 | 40 | 31 | [5 empty] | LED |  | Federally-Regulated Consumer Product | 08/02/2018 |  | 03/04/2020
Air Cool Industrial Co., Ltd. | Home Decorators Collection | AC-552DL(AM592-EB) | True |  | 3 | Yes | 1917 | 13 | 147 |  |  |  | 4748 | 66 | 72 | [5 empty] | LED |  | Federally-Regulated Consumer Product | 08/09/2018 |  | 03/04/2020
Air Cool Industrial Co., Ltd. | Home Decorators Collection | AC-552DL(AM595-BN) | True |  | 3 | Yes | 1869 | 13 | 144 |  |  |  | 5065 | 67 | 76 | [5 empty] | LED |  | Federally-Regulated Consumer Product | 08/09/2018 |  | 03/04/2020
Air Cool Industrial Co., Ltd. | Home Decorators Collection | AC-552DL(AM595-EB) | True |  | 3 | Yes | 1869 | 13 | 144 |  |  |  | 5065 | 67 | 76 | [5 empty] | LED |  | Federally-Regulated Consumer Product | 08/09/2018 |  | 03/04/2020
Air Cool Industrial Co., Ltd. | Home Decorators Collection | AC-552DL(AM595-MWH) | True |  | 3 | Yes | 1869 | 13 | 144 |  |  |  | 5065 | 67 | 76 | [5 empty] | LED |  | Federally-Regulated Consumer Product | 08/09/2018 |  | 03/04/2020
Air Cool Industrial Co., Ltd. | Home Decorators Collection | YG493A(AM623-BN) | True |  | V | Yes | 1781 | 3 | 594 |  |  |  | 4760 | 30 | 159 | [5 empty] | LED |  | Federally-Regulated Consumer Product | 08/09/2018 |  | 03/04/2020
Air Cool Industrial Co., Ltd. | Home Decorators Collection | YG493A(AM623-EB) | True |  | V | Yes | 1781 | 3 | 594 |  |  |  | 4760 | 30 | 159 | [5 empty] | LED |  | Federally-Regulated Consumer Product | 08/09/2018 |  | 03/04/2020
Air Cool Industrial Co., Ltd. | Home Decorators Collection | AM630(AM630-BN) | True |  | 3 | Yes | 1892 | 16 | 118 |  |  |  | 3092 | 41 | 75 | [5 empty] | LED |  | Federally-Regulated Consumer Product | 08/09/2018 |  | 03/04/2020
Air Cool Industrial Co., Ltd. | Home Decorators Collection | AM630(AM630-MBK) | True |  | 3 | Yes | 1892 | 16 | 118 |  |  |  | 3092 | 41 | 75 | [5 empty] | LED |  | Federally-Regulated Consumer Product | 08/09/2018 |  | 03/04/2020
Air Cool Industrial Co., Ltd. | Home Decorators Collection | AM630(AM630-PN) | True |  | 3 | Yes | 1892 | 16 | 118 |  |  |  | 3092 | 41 | 75 | [5 empty] | LED |  | Federally-Regulated Consumer Product | 08/09/2018 |  | 03/04/2020
Air Cool Industrial Co., Ltd. | Home Decorators Collection | AC-552 (AM634A-PN) | True |  | 3 | Yes | 2222 | 13 | 171 |  |  |  | 6543 | 83 | 79 | [5 empty] | LED |  | Federally-Regulated Consumer Product | 08/09/2018 |  | 03/04/2020
Air Cool Industrial Co., Ltd. | Home Decorators Collection | AC-552 (AM634-PN) | True |  | 3 | Yes | 1729 | 10 | 173 |  |  |  | 4923 | 66 | 75 | [5 empty] | LED |  | Federally-Regulated Consumer Product | 08/09/2018 |  | 03/04/2020
Air Cool Industrial Co., Ltd. | Home Decorators Collection | AM655(AM655-GM) | True |  | V | Yes | 2795 | 18 | 155 |  |  |  | 6349 | 83 | 76 | [5 empty] | None |  | Federally-Regulated Consumer Product | 08/09/2018 |  | 03/04/2020
Air Cool Industrial Co., Ltd. | Home Decorators Collection | AM655(AM655-MBK) | True |  | V | Yes | 2795 | 18 | 155 |  |  |  | 6349 | 83 | 76 | [5 empty] | None |  | Federally-Regulated Consumer Product | 08/09/2018 |  | 03/04/2020
Air Cool Industrial Co., Ltd. | Home Decorators Collection | AC-552 (AM658-BN+PN) | True |  | 3 | Yes | 1827 | 12 | 152 |  |  |  | 5033 | 68 | 74 | [5 empty] | LED |  | Federally-Regulated Consumer Product | 08/09/2018 |  | 03/04/2020
Air Cool Industrial Co., Ltd. | Home Decorators Collection | AC-552DL(AM673-EB) | True |  | 3 | Yes | 1755 | 12 | 146 |  |  |  | 5044 | 69 | 73 | [5 empty] | LED |  | Federally-Regulated Consumer Product | 08/09/2018 |  | 03/04/2020
Air Cool Industrial Co., Ltd. | Home Decorators Collection | AC-460F726-DC(AM676-BN) | True |  | V | Yes | 2084 | 2 | 1042 |  |  |  | 6542 | 31 | 211 | [5 empty] | LED |  | Federally-Regulated Consumer Product | 08/09/2018 |  | 03/04/2020
Air Cool Industrial Co., Ltd. | Home Decorators Collection | AC-460F726-DC(AM676-MBK) | True |  | V | Yes | 2084 | 2 | 1042 |  |  |  | 6542 | 31 | 211 | [5 empty] | LED |  | Federally-Regulated Consumer Product | 08/09/2018 |  | 03/04/2020
Air Cool Industrial Co., Ltd. | Home Decorators Collection | AM686(AM686-MBK) | True |  | V | Yes | 1856 | 2 | 928 |  |  |  | 6531 | 34 | 192 | [5 empty] | LED |  | Federally-Regulated Consumer Product | 08/09/2018 |  | 03/04/2020
Air Cool Industrial Co., Ltd. | Home Decorators Collection | AM686(AM686-BN) | True |  | V | Yes | 1856 | 2 | 928 |  |  |  | 6531 | 34 | 192 | [5 empty] | LED |  | Federally-Regulated Consumer Product | 08/09/2018 |  | 03/04/2020
Air Cool Industrial Co., Ltd. | Home Decorators Collection | AM689DL(AM689-BN) | True |  | V | Yes | 901 | 2 | 450 |  |  |  | 3206 | 31 | 103 | [5 empty] | LED |  | Federally-Regulated Consumer Product | 08/09/2018 |  | 03/04/2020
Air Cool Industrial Co., Ltd. | Home Decorators Collection | AM689DL(AM689-MBK) | True |  | V | Yes | 901 | 2 | 450 |  |  |  | 3206 | 31 | 103 | [5 empty] | LED |  | Federally-Regulated Consumer Product | 08/09/2018 |  | 03/04/2020
Air Cool Industrial Co., Ltd. | Home Decorators Collection | AM690(AM690-BN) | True |  | 3 | Yes | 2514 | 17 | 148 |  |  |  | 5151 | 63 | 82 | [5 empty] | LED |  | Federally-Regulated Consumer Product | 08/09/2018 |  | 03/04/2020
Air Cool Industrial Co., Ltd. | Home Decorators Collection | AC-552 (AM696-BN) | True |  | 3 | Yes | 1563 | 11 | 142 |  |  |  | 5020 | 72 | 70 | [5 empty] | LED |  | Federally-Regulated Consumer Product | 08/09/2018 |  | 03/04/2020
Air Cool Industrial Co., Ltd. | Home Decorators Collection | AC-552 (AM696-EB) | True |  | 3 | Yes | 1563 | 11 | 142 |  |  |  | 5020 | 72 | 70 | [5 empty] | LED |  | Federally-Regulated Consumer Product | 08/09/2018 |  | 03/04/2020
Air Cool Industrial Co., Ltd. | Home Decorators Collection | AC-552DL(YG726-NI) | True |  | 3 | Yes | 1834 | 10 | 183 |  |  |  | 5025 | 70 | 72 | [5 empty] | LED |  | Federally-Regulated Consumer Product | 08/09/2018 |  | 03/04/2020
Air Cool Industrial Co., Ltd. | Home Decorators Collection | AC-652 (YG730-NI) | True |  | V | Yes | 1694 | 12 | 141 |  |  |  | 4524 | 61 | 74 | [5 empty] | LED |  | Federally-Regulated Consumer Product | 08/09/2018 |  | 03/04/2020
Air Cool Industrial Co., Ltd. | Home Decorators Collection | AC-552(YG629A-MBK) | True |  | 3 | Yes | 1657 | 10 | 166 |  |  |  | 5047 | 69 | 73 | [5 empty] | LED |  | Federally-Regulated Consumer Product | 08/09/2018 |  | 03/04/2020
Summer Wind International, Ltd. | Home Decorators Collection | SW1422/48in/WH | True |  | 3 | Yes | 2068 | 15 | 137 |  |  |  | 4571 | 54 | 84 | [5 empty] | LED |  | Federally-Regulated Consumer Product | 08/10/2018 |  | 03/04/2020
Summer Wind International, Ltd. | Home Decorators Collection | SW1422/52in BN | True |  | 3 | Yes | 2325 | 15 | 155 |  |  |  | 4961 | 52 | 95 | [5 empty] | LED |  | Federally-Regulated Consumer Product | 08/10/2018 |  | 03/04/2020
Summer Wind International, Ltd. | Home Decorators Collection | SW1422/56in MBK | True |  | 3 | Yes | 2123 | 15 | 141 |  |  |  | 4716 | 55 | 85 | [5 empty] | LED |  | Federally-Regulated Consumer Product | 08/10/2018 |  | 03/04/2020
Summer Wind International, Ltd. | Home Decorators Collection | SW1478/54inBN | True |  | 3 | Yes | 2021 | 15 | 134 |  |  |  | 4822 | 69 | 69 | [5 empty] | LED |  | Federally-Regulated Consumer Product | 08/10/2018 |  | 03/04/2020
Summer Wind International, Ltd. | Home Decorators Collection | SW1478/54inORB | True |  | 3 | Yes | 2021 | 15 | 134 |  |  |  | 4822 | 69 | 69 | [5 empty] | LED |  | Federally-Regulated Consumer Product | 08/10/2018 |  | 03/04/2020
Summer Wind International, Ltd. | Home Decorators Collection | SW1732/DAMP ORB | True |  | 6 | Yes | 1171 | 2 | 585 |  |  |  | 5062 | 33 | 153 | [5 empty] | LED |  | Federally-Regulated Consumer Product | 08/10/2018 |  | 03/04/2020
Summer Wind International, Ltd. | Home Decorators Collection | SW1654WET MBK | True |  | 3 | Yes | 2295 | 18 | 127 |  |  |  | 4687 | 60 | 78 | [5 empty] | LED |  | Federally-Regulated Consumer Product | 08/10/2018 |  | 03/04/2020
Summer Wind International, Ltd. | Home Decorators Collection | SW17A6/WET GI | True |  | 3 | Yes | 2133 | 15 | 142 |  |  |  | 4497 | 62 | 72 | [5 empty] | LED |  | Federally-Regulated Consumer Product | 08/10/2018 |  | 03/04/2020
Summer Wind International, Ltd. | Home Decorators Collection | SW17A6/WET TBK | True |  | 3 | Yes | 2133 | 15 | 142 |  |  |  | 4497 | 62 | 72 | [5 empty] | LED |  | Federally-Regulated Consumer Product | 08/10/2018 |  | 03/04/2020
Summer Wind International, Ltd. | Home Decorators Collection | SW17B2L BN | True |  | 6 | Yes | 2270 | 2 | 1135 |  |  |  | 6064 | 25 | 242 | [5 empty] | LED |  | Federally-Regulated Consumer Product | 08/10/2018 |  | 03/04/2020
Litex Industries | Harbor Breeze | WCK52NWZ5D | True |  | 3 | Yes | 2589 | 11 | 235 |  |  |  | 5357 | 58 | 92 | [5 empty] | None |  | Federally-Regulated Consumer Product | 08/14/2018 |  | 03/04/2020
Litex Industries | Harbor Breeze | BDB52BNK5L | True |  | 3 | Yes | 2086 | 14 | 149 |  |  |  | 4462 | 61 | 73 | [5 empty] | LED |  | Federally-Regulated Consumer Product | 08/14/2018 |  | 03/04/2020
Litex Industries | Harbor Breeze | BDB52OSB5L | True |  | 3 | Yes | 2086 | 14 | 149 |  |  |  | 4462 | 61 | 73 | [5 empty] | LED |  | Federally-Regulated Consumer Product | 08/14/2018 |  | 03/04/2020
Litex Industries | Harbor Breeze | TG52BNK3D1RC | True |  | 3 | Yes | 3066 | 19 | 161 |  |  |  | 5433 | 54 | 101 | [5 empty] | LED |  | Federally-Regulated Consumer Product | 08/14/2018 |  | 03/04/2020
Litex Industries | Harbor Breeze | TG52OSB3D1RC | True |  | 3 | Yes | 3066 | 19 | 161 |  |  |  | 5433 | 54 | 101 | [5 empty] | LED |  | Federally-Regulated Consumer Product | 08/14/2018 |  | 03/04/2020
Kichler Lighting | Kichler | 300275(CPD1606-E) | True |  | V | Yes | 2026 | 11 | 184 |  |  |  | 5056 | 63 | 80 | [5 empty] | LED |  | Federally-Regulated Consumer Product | 08/15/2018 |  | 03/04/2020
Kichler Lighting | Kichler | 300250(CPD1736-D) | True |  | 3 | Yes | 2198 | 10 | 220 |  |  |  | 6246 | 65 | 96 | [5 empty] | None |  | Federally-Regulated Consumer Product | 08/15/2018 |  | 03/04/2020
Kichler Lighting | Kichler | 300356(CPD1811-B) | True |  | 3 | Yes | 1972 | 11 | 179 |  |  |  | 5027 | 61 | 82 | [5 empty] | LED |  | Federally-Regulated Consumer Product | 08/15/2018 |  | 03/04/2020
Kichler Lighting | Kichler | 300352(CPZ1709-A2) | True |  | 3 | Yes | 1730 | 11 | 157 |  |  |  | 4245 | 54 | 79 | [5 empty] | LED |  | Federally-Regulated Consumer Product | 08/15/2018 |  | 03/04/2020
Litex Industries | Harbor Breeze | WCK52LMW5S | True |  | 3 | Yes | 2589 | 11 | 235 |  |  |  | 5357 | 58 | 92 | [5 empty] | None |  | Federally-Regulated Consumer Product | 08/15/2018 |  | 03/04/2020
Litex Industries | Litex | BDB52LW5LS | True |  | 3 | Yes | 2086 | 14 | 149 |  |  |  | 4462 | 61 | 73 | [5 empty] | LED |  | Federally-Regulated Consumer Product | 08/15/2018 |  | 03/04/2020
Litex Industries | Litex | BDB52MBK5LS | True |  | 3 | Yes | 2086 | 14 | 149 |  |  |  | 4462 | 61 | 73 | [5 empty] | LED |  | Federally-Regulated Consumer Product | 08/15/2018 |  | 03/04/2020
Pan Air Electric Co., Ltd. | Vento | Otten46 | True |  | V | Yes | 1296 | 3 | 432 |  |  |  | 5933 | 32 | 185 | [5 empty] | None |  | Federally-Regulated Consumer Product | 08/16/2018 |  | 03/04/2020
Pan Air Electric Co., Ltd. | Vento | Otten52 | True |  | V | Yes | 1822 | 3 | 607 |  |  |  | 6481 | 32 | 203 | [5 empty] | None |  | Federally-Regulated Consumer Product | 08/16/2018 |  | 03/04/2020
Pan Air Electric Co., Ltd. | Vento | Netto | True |  | V | Yes | 1732 | 3 | 577 |  |  |  | 5418 | 25 | 217 | [5 empty] | None |  | Federally-Regulated Consumer Product | 08/16/2018 |  | 03/04/2020
Pan Air Electric Co., Ltd. | Vento | Otten60 | True |  | V | Yes | 2502 | 4 | 626 |  |  |  | 7264 | 32 | 227 | [5 empty] | None |  | Federally-Regulated Consumer Product | 08/16/2018 |  | 03/04/2020
Litex Industries | Litex | RG52BNK5L | True |  | 3 | Yes | 1723 | 14 | 123 |  |  |  | 3399 | 61 | 56 | [5 empty] | LED |  | Federally-Regulated Consumer Product | 08/16/2018 |  | 03/04/2020
Litex Industries | Litex | RG52EB5L | True |  | 3 | Yes | 1723 | 14 | 123 |  |  |  | 3399 | 61 | 56 | [5 empty] | LED |  | Federally-Regulated Consumer Product | 08/16/2018 |  | 03/04/2020
Litex Industries | Litex | ALD52BNK5L | True |  | 3 | Yes | 1867 | 10 | 187 |  |  |  | 3842 | 60 | 64 | [5 empty] | LED |  | Federally-Regulated Consumer Product | 08/16/2018 |  | 03/04/2020
Litex Industries | Litex | UB48BC4L | True |  | 3 | Yes | 2627 | 24 | 109 |  |  |  | 6556 | 58 | 113 | [5 empty] | LED |  | Federally-Regulated Consumer Product | 08/16/2018 |  | 03/04/2020
Litex Industries | Litex | AK52BNK4L | True |  | 3 | Yes | 1870 | 14 | 134 |  |  |  | 4138 | 57 | 73 | [5 empty] | LED |  | Federally-Regulated Consumer Product | 08/16/2018 |  | 03/04/2020
Litex Industries | Litex | AK52EB4L | True |  | 3 | Yes | 1870 | 14 | 134 |  |  |  | 4138 | 57 | 73 | [5 empty] | LED |  | Federally-Regulated Consumer Product | 08/16/2018 |  | 03/04/2020
Litex Industries | Litex | AU52BNK3L | True |  | 3 | Yes | 1917 | 14 | 137 |  |  |  | 4268 | 59 | 72 | [5 empty] | LED |  | Federally-Regulated Consumer Product | 08/16/2018 |  | 03/04/2020
Litex Industries | Litex | AU52EB3L | True |  | 3 | Yes | 1917 | 14 | 137 |  |  |  | 4268 | 59 | 72 | [5 empty] | LED |  | Federally-Regulated Consumer Product | 08/16/2018 |  | 03/04/2020
Litex Industries | Litex | WE52BNK5LR | True |  | 3 | Yes | 1904 | 11 | 173 |  |  |  | 4148 | 62 | 67 | [5 empty] | LED |  | Federally-Regulated Consumer Product | 08/16/2018 |  | 03/04/2020
Litex Industries | Litex | WE52EB5LR | True |  | 3 | Yes | 1904 | 11 | 173 |  |  |  | 4148 | 62 | 67 | [5 empty] | LED |  | Federally-Regulated Consumer Product | 08/16/2018 |  | 03/04/2020
Litex Industries | Litex | GA24BNK6L | True |  | 3 | Yes | 945 | 13 | 73 |  |  |  | 1538 | 32 | 48 | [5 empty] | LED |  | Federally-Regulated Consumer Product | 08/16/2018 |  | 03/04/2020
Litex Industries | Litex | GA24EB6L | True |  | 3 | Yes | 945 | 13 | 73 |  |  |  | 1538 | 32 | 48 | [5 empty] | LED |  | Federally-Regulated Consumer Product | 08/16/2018 |  | 03/04/2020
Litex Industries | Litex | UB48WW4L | True |  | 3 | Yes | 2627 | 24 | 109 |  |  |  | 6556 | 58 | 113 | [5 empty] | LED |  | Federally-Regulated Consumer Product | 08/16/2018 |  | 03/04/2020
Litex Industries | Litex | RS54BNK6LR | True |  | 3 | Yes | 2979 | 19 | 157 |  |  |  | 5657 | 66 | 86 | [5 empty] | LED |  | Federally-Regulated Consumer Product | 08/17/2018 |  | 03/04/2020
Litex Industries | Litex | RS54EB6LR | True |  | 3 | Yes | 2979 | 19 | 157 |  |  |  | 5657 | 66 | 86 | [5 empty] | LED |  | Federally-Regulated Consumer Product | 08/17/2018 |  | 03/04/2020
Litex Industries | Allen + Roth | JP18EB3 | True |  | 3 | Exception 2 | 1455 | 41 | 35 |  |  |  | 2151 | 66 | 33 | [5 empty] | None |  | Federally-Regulated Consumer Product | 08/21/2018 |  | 03/04/2020
Litex Industries | Litex | E-VER54BNK5LKRW | True |  | 3 | Yes | 2211 | 16 | 138 |  |  |  | 5116 | 70 | 73 | [5 empty] | Compact Flourescent |  | Federally-Regulated Consumer Product | 08/21/2018 |  | 03/04/2020
Litex Industries | Litex | SG52BNK5L | True |  | 3 | Yes | 1773 | 13 | 136 |  |  |  | 4014 | 60 | 67 | [5 empty] | LED |  | Federally-Regulated Consumer Product | 08/23/2018 |  | 03/04/2020
Litex Industries | Litex | SG52EB5L | True |  | 3 | Yes | 1773 | 13 | 136 |  |  |  | 4014 | 60 | 67 | [5 empty] | LED |  | Federally-Regulated Consumer Product | 08/23/2018 |  | 03/04/2020
Summer Wind International, Ltd. | Home Decorators Collection | SW1787 MBK | True |  | 6 | Yes | 1381 | 2 | 690 |  |  |  | 5416 | 16 | 338 | [5 empty] | None |  | Federally-Regulated Consumer Product | 08/27/2018 |  | 03/04/2020
Summer Wind International, Ltd. | Home Decorators Collection | SW1791 MBK | True |  | 6 | Yes | 1511 | 2 | 755 |  |  |  | 5648 | 29 | 194 | [5 empty] | None |  | Federally-Regulated Consumer Product | 08/27/2018 |  | 03/04/2020
Air Cool Industrial Co., Ltd. | Hampton Bay | AM581A(AM581A-BN) | True |  | V | Yes | 2249 | 3 | 750 |  |  |  | 5419 | 31 | 175 | [5 empty] | LED |  | Federally-Regulated Consumer Product | 08/27/2018 |  | 03/04/2020
Air Cool Industrial Co., Ltd. | Hampton Bay | AM581A(AM581A-EB) | True |  | V | Yes | 2249 | 3 | 750 |  |  |  | 5419 | 31 | 175 | [5 empty] | LED |  | Federally-Regulated Consumer Product | 08/27/2018 |  | 03/04/2020
Air Cool Industrial Co., Ltd. | Hampton Bay | AM581(AM581-BN) | True |  | V | Yes | 1746 | 2 | 873 |  |  |  | 5246 | 31 | 169 | [5 empty] | LED |  | Federally-Regulated Consumer Product | 08/27/2018 |  | 03/04/2020
Air Cool Industrial Co., Ltd. | Hampton Bay | AM581(AM581-EB) | True |  | V | Yes | 1746 | 2 | 873 |  |  |  | 5246 | 31 | 169 | [5 empty] | LED |  | Federally-Regulated Consumer Product | 08/27/2018 |  | 03/04/2020
Air Cool Industrial Co., Ltd. | Hampton Bay | AM588A(AM588A-BN) | True |  | V | Yes | 2418 | 3 | 806 |  |  |  | 5514 | 31 | 178 | [5 empty] | LED |  | Federally-Regulated Consumer Product | 08/27/2018 |  | 03/04/2020
Air Cool Industrial Co., Ltd. | Hampton Bay | AM588A(AM588A-EB) | True |  | V | Yes | 2418 | 3 | 806 |  |  |  | 5514 | 31 | 178 | [5 empty] | LED |  | Federally-Regulated Consumer Product | 08/27/2018 |  | 03/04/2020
Air Cool Industrial Co., Ltd. | Hampton Bay | AM588(AM588-BN) | True |  | V | Yes | 1813 | 2 | 906 |  |  |  | 5264 | 31 | 170 | [5 empty] | LED |  | Federally-Regulated Consumer Product | 08/27/2018 |  | 03/04/2020
Air Cool Industrial Co., Ltd. | Hampton Bay | AM588(AM588-EB) | True |  | V | Yes | 1813 | 2 | 906 |  |  |  | 5264 | 31 | 170 | [5 empty] | LED |  | Federally-Regulated Consumer Product | 08/27/2018 |  | 03/04/2020
Big Ass Fans | Haiku | FR127A-S0F10-3H03-02***-*** | True |  | 7 | Yes | 1161 | 2 | 581 |  |  |  | 4565 | 15 | 304 | [5 empty] | None |  | Federally-Regulated Consumer Product | 08/27/2018 |  | 03/04/2020
Big Ass Fans | Haiku | FR127A-U0F10-3H03-02***-*** | True |  | 7 | Yes | 1283 | 2 | 642 |  |  |  | 6207 | 22 | 282 | [5 empty] | None |  | Federally-Regulated Consumer Product | 08/27/2018 |  | 03/04/2020
Big Ass Fans | Haiku | FR127A-A2F10-3H03-02***-*** | True |  | 7 | Yes | 1283 | 2 | 642 |  |  |  | 6207 | 22 | 282 | [5 empty] | None |  | Federally-Regulated Consumer Product | 08/27/2018 |  | 03/04/2020
Big Ass Fans | Haiku | FR150A-S0F10-3H03-02***-*** | True |  | 7 | Yes | 1107 | 2 | 554 |  |  |  | 7957 | 31 | 257 | [5 empty] | None |  | Federally-Regulated Consumer Product | 08/27/2018 |  | 03/04/2020
Big Ass Fans | Haiku | FR150A-U0F10-3H03-02***-*** | True |  | 7 | Yes | 1099 | 3 | 366 |  |  |  | 8534 | 31 | 275 | [5 empty] | None |  | Federally-Regulated Consumer Product | 08/27/2018 |  | 03/04/2020
Big Ass Fans | Haiku | FR150A-A2F10-3H03-02***-*** | True |  | 7 | Yes | 1099 | 3 | 366 |  |  |  | 8534 | 31 | 275 | [5 empty] | None |  | Federally-Regulated Consumer Product | 08/27/2018 |  | 03/04/2020
Big Ass Fans | Haiku | FR213A-U0G10-3H03-04***-*** | True |  | 7 | Yes | 5672 | 4 | 1418 |  |  |  | 17546 | 56 | 313 | [5 empty] | None |  | Federally-Regulated Consumer Product | 08/27/2018 |  | 03/04/2020
Big Ass Fans | Haiku | B3213-X4-A*-04-02-D-01-F*** | True |  | 7 | Yes | 5983 | 4 | 1496 |  |  |  | 19292 | 54 | 357 | [5 empty] | LED |  | Federally-Regulated Consumer Product | 08/28/2018 |  | 03/04/2020
Big Ass Fans | Haiku | B3213-X4-A*-04-02-D-01 | True |  | 7 | Yes | 5983 | 4 | 1496 |  |  |  | 19292 | 54 | 357 | [5 empty] | LED |  | Federally-Regulated Consumer Product | 08/28/2018 |  | 03/04/2020
Big Ass Fans | Haiku | B3213-X4-B*-04-02-D-01 | True |  | 7 | Yes | 4661 | 4 | 1165 |  |  |  | 15378 | 39 | 394 | [5 empty] | LED |  | Federally-Regulated Consumer Product | 08/28/2018 |  | 03/04/2020
Big Ass Fans | Haiku | S3127-A2-A*-04-02-C-01-F*** | True |  | 7 | Yes | 1389 | 2 | 695 |  |  |  | 6713 | 21 | 320 | [5 empty] | LED |  | Federally-Regulated Consumer Product | 08/28/2018 |  | 03/04/2020
Big Ass Fans | Haiku | S3127-A2-B*-04-02-C-01 | True |  | 7 | Yes | 1427 | 2 | 714 |  |  |  | 6597 | 27 | 244 | [5 empty] | LED |  | Federally-Regulated Consumer Product | 08/28/2018 |  | 03/04/2020
Big Ass Fans | Haiku | S3127-S0-A*-04-02-C-01-F*** | True |  | 7 | Yes | 1301 | 2 | 651 |  |  |  | 5629 | 16 | 352 | [5 empty] | LED |  | Federally-Regulated Consumer Product | 08/28/2018 |  | 03/04/2020
Big Ass Fans | Haiku | S3127-S0-B*-04-02-C-01 | True |  | 7 | Yes | 1483 | 2 | 742 |  |  |  | 5866 | 19 | 309 | [5 empty] | LED |  | Federally-Regulated Consumer Product | 08/28/2018 |  | 03/04/2020
Big Ass Fans | Haiku | S3127-X2-A*-04-02-C-01-F*** | True |  | 7 | Yes | 1389 | 2 | 695 |  |  |  | 6713 | 21 | 320 | [5 empty] | LED |  | Federally-Regulated Consumer Product | 08/28/2018 |  | 03/04/2020
Big Ass Fans | Haiku | S3127-X2-B*-04-02-C-01 | True |  | 7 | Yes | 1427 | 2 | 714 |  |  |  | 6597 | 27 | 244 | [5 empty] | LED |  | Federally-Regulated Consumer Product | 08/28/2018 |  | 03/04/2020
Big Ass Fans | Haiku | S3150-A2-A*-04-02-C-01-F*** | True |  | 7 | Yes | 1194 | 2 | 597 |  |  |  | 8629 | 27 | 320 | [5 empty] | LED |  | Federally-Regulated Consumer Product | 08/28/2018 |  | 03/04/2020
Big Ass Fans | Haiku | S3150-A2-B*-04-02-C-01 | True |  | 7 | Yes | 1038 | 2 | 519 |  |  |  | 7673 | 21 | 365 | [5 empty] | LED |  | Federally-Regulated Consumer Product | 08/28/2018 |  | 03/04/2020
Big Ass Fans | Haiku | S3150-S0-B*-04-02-C-01 | True |  | 7 | Yes | 876 | 2 | 438 |  |  |  | 6165 | 16 | 385 | [5 empty] | LED |  | Federally-Regulated Consumer Product | 08/28/2018 |  | 03/04/2020
Big Ass Fans | Haiku | S3150-X2-A*-04-02-C-01-F*** | True |  | 7 | Yes | 1194 | 2 | 597 |  |  |  | 8629 | 27 | 320 | [5 empty] | LED |  | Federally-Regulated Consumer Product | 08/28/2018 |  | 03/04/2020
Big Ass Fans | Haiku | S3150-X2-B*-04-02-C-01 | True |  | 7 | Yes | 1038 | 2 | 519 |  |  |  | 7673 | 21 | 365 | [5 empty] | LED |  | Federally-Regulated Consumer Product | 08/28/2018 |  | 03/04/2020
Big Ass Fans | Haiku | S3150-S0-A*-04-02-C-01-F*** | True |  | 7 | Yes | 1070 | 2 | 535 |  |  |  | 6698 | 18 | 372 | [5 empty] | LED |  | Federally-Regulated Consumer Product | 08/28/2018 |  | 03/04/2020
GD Midea Environment Appliances MFG Co., Ltd. | Home Decorators Collection | FC132-BVRL | True |  | V | Yes | 1678 | 3 | 559 |  |  |  | 5078 | 25 | 203 | [5 empty] | LED |  | Federally-Regulated Consumer Product | 09/04/2018 |  | 03/04/2020
GD Midea Environment Appliances MFG Co., Ltd. | Home Decorators Collection | FC132-BNR | True |  | V | Yes | 1776 | 5 | 355 |  |  |  | 5506 | 43 | 128 | [5 empty] | None |  | Federally-Regulated Consumer Product | 09/04/2018 |  | 03/04/2020
GD Midea Environment Appliances MFG Co., Ltd. | Home Decorators Collection | FC132-BJRL | True |  | V | Yes | 1737 | 3 | 579 |  |  |  | 5769 | 38 | 152 | [5 empty] | LED |  | Federally-Regulated Consumer Product | 09/04/2018 |  | 03/04/2020
GD Midea Environment Appliances MFG Co., Ltd. | Home Decorators Collection | FC132-BKRL | True |  | V | Yes | 2007 | 4 | 502 |  |  |  | 6000 | 31 | 194 | [5 empty] | LED |  | Federally-Regulated Consumer Product | 09/04/2018 |  | 03/04/2020
GD Midea Environment Appliances MFG Co., Ltd. | Home Decorators Collection | FC132-BMRL | True |  | V | Yes | 1957 | 3 | 652 |  |  |  | 5962 | 40 | 149 | [5 empty] | LED |  | Federally-Regulated Consumer Product | 09/04/2018 |  | 03/04/2020
GD Midea Environment Appliances MFG Co., Ltd. | Home Decorators Collection | FC140-BKRL | True |  | V | Yes | 2382 | 4 | 596 |  |  |  | 7042 | 49 | 144 | [5 empty] | LED |  | Federally-Regulated Consumer Product | 09/04/2018 |  | 03/04/2020
GD Midea Environment Appliances MFG Co., Ltd. | Home Decorators Collection | FC140-BMRL | True |  | V | Yes | 2481 | 4 | 620 |  |  |  | 6808 | 48 | 142 | [5 empty] | LED |  | Federally-Regulated Consumer Product | 09/04/2018 |  | 03/04/2020
GD Midea Environment Appliances MFG Co., Ltd. | Home Decorators Collection | FC140-BJRL | True |  | V | Yes | 2320 | 4 | 580 |  |  |  | 6696 | 55 | 122 | [5 empty] | LED |  | Federally-Regulated Consumer Product | 09/04/2018 |  | 03/04/2020
GD Midea Environment Appliances MFG Co., Ltd. | Home Decorators Collection | FC132-BJRL-BN | True |  | V | Yes | 1737 | 3 | 579 |  |  |  | 5769 | 38 | 152 | [5 empty] | LED |  | Federally-Regulated Consumer Product | 09/04/2018 |  | 03/04/2020
GD Midea Environment Appliances MFG Co., Ltd. | Home Decorators Collection | FC132-BJRL-ORB | True |  | V | Yes | 1737 | 3 | 579 |  |  |  | 5769 | 38 | 152 | [5 empty] | LED |  | Federally-Regulated Consumer Product | 09/04/2018 |  | 03/04/2020
GD Midea Environment Appliances MFG Co., Ltd. | Midea | FC132-BJRL-BN | True |  | V | Yes | 1737 | 3 | 579 |  |  |  | 5769 | 38 | 152 | [5 empty] | LED |  | Federally-Regulated Consumer Product | 09/04/2018 |  | 03/04/2020
GD Midea Environment Appliances MFG Co., Ltd. | Midea | FC132-BJRL-ORB | True |  | V | Yes | 1737 | 3 | 579 |  |  |  | 5769 | 38 | 152 | [5 empty] | LED |  | Federally-Regulated Consumer Product | 09/04/2018 |  | 03/04/2020
GD Midea Environment Appliances MFG Co., Ltd. | Home Decorators Collection | FC140-BJRL-BN | True |  | V | Yes | 2320 | 4 | 580 |  |  |  | 6696 | 55 | 122 | [5 empty] | LED |  | Federally-Regulated Consumer Product | 09/04/2018 |  | 03/04/2020
GD Midea Environment Appliances MFG Co., Ltd. | Home Decorators Collection | FC140-BJRL-ORB | True |  | V | Yes | 2320 | 4 | 580 |  |  |  | 6696 | 55 | 122 | [5 empty] | LED |  | Federally-Regulated Consumer Product | 09/04/2018 |  | 03/04/2020
GD Midea Environment Appliances MFG Co., Ltd. | Midea | FC140-BJRL-BN | True |  | V | Yes | 2320 | 4 | 580 |  |  |  | 6696 | 55 | 122 | [5 empty] | LED |  | Federally-Regulated Consumer Product | 09/04/2018 |  | 03/04/2020
GD Midea Environment Appliances MFG Co., Ltd. | Midea | FC140-BJRL-ORB | True |  | V | Yes | 2320 | 4 | 580 |  |  |  | 6696 | 55 | 122 | [5 empty] | LED |  | Federally-Regulated Consumer Product | 09/04/2018 |  | 03/04/2020
GD Midea Environment Appliances MFG Co., Ltd. | Home Decorators Collection | FC132-BMRL-BN | True |  | V | Yes | 1957 | 3 | 652 |  |  |  | 5962 | 40 | 149 | [5 empty] | LED |  | Federally-Regulated Consumer Product | 09/04/2018 |  | 03/04/2020
GD Midea Environment Appliances MFG Co., Ltd. | Home Decorators Collection | FC132-BMRL-ORB | True |  | V | Yes | 1957 | 3 | 652 |  |  |  | 5962 | 40 | 149 | [5 empty] | LED |  | Federally-Regulated Consumer Product | 09/04/2018 |  | 03/04/2020
GD Midea Environment Appliances MFG Co., Ltd. | Midea | FC132-BMRL-BN | True |  | V | Yes | 1957 | 3 | 652 |  |  |  | 5962 | 40 | 149 | [5 empty] | LED |  | Federally-Regulated Consumer Product | 09/04/2018 |  | 03/04/2020
GD Midea Environment Appliances MFG Co., Ltd. | Midea | FC132-BMRL-ORB | True |  | V | Yes | 1957 | 3 | 652 |  |  |  | 5962 | 40 | 149 | [5 empty] | LED |  | Federally-Regulated Consumer Product | 09/04/2018 |  | 03/04/2020
GD Midea Environment Appliances MFG Co., Ltd. | Home Decorators Collection | FC140-BMRL-BN | True |  | V | Yes | 2481 | 4 | 620 |  |  |  | 6808 | 48 | 142 | [5 empty] | LED |  | Federally-Regulated Consumer Product | 09/04/2018 |  | 03/04/2020
GD Midea Environment Appliances MFG Co., Ltd. | Home Decorators Collection | FC140-BMRL-ORB | True |  | V | Yes | 2481 | 4 | 620 |  |  |  | 6808 | 48 | 142 | [5 empty] | LED |  | Federally-Regulated Consumer Product | 09/04/2018 |  | 03/04/2020
GD Midea Environment Appliances MFG Co., Ltd. | Midea | FC140-BMRL-BN | True |  | V | Yes | 2481 | 4 | 620 |  |  |  | 6808 | 48 | 142 | [5 empty] | LED |  | Federally-Regulated Consumer Product | 09/04/2018 |  | 03/04/2020
GD Midea Environment Appliances MFG Co., Ltd. | Midea | FC140-BMRL-ORB | True |  | V | Yes | 2481 | 4 | 620 |  |  |  | 6808 | 48 | 142 | [5 empty] | LED |  | Federally-Regulated Consumer Product | 09/04/2018 |  | 03/04/2020
GD Midea Environment Appliances MFG Co., Ltd. | Midea | FC132-BKRL-ORB | True |  | V | Yes | 2007 | 4 | 502 |  |  |  | 6000 | 31 | 194 | [5 empty] | LED |  | Federally-Regulated Consumer Product | 09/04/2018 |  | 03/04/2020
GD Midea Environment Appliances MFG Co., Ltd. | Home Decorators Collection | FC132-BKRL-ORB | True |  | V | Yes | 2007 | 4 | 502 |  |  |  | 6000 | 31 | 194 | [5 empty] | LED |  | Federally-Regulated Consumer Product | 09/04/2018 |  | 03/04/2020
GD Midea Environment Appliances MFG Co., Ltd. | Midea | FC140-BKRL-ORB | True |  | V | Yes | 2382 | 4 | 596 |  |  |  | 7042 | 49 | 144 | [5 empty] | LED |  | Federally-Regulated Consumer Product | 09/04/2018 |  | 03/04/2020
GD Midea Environment Appliances MFG Co., Ltd. | Home Decorators Collection | FC140-BKRL-ORB | True |  | V | Yes | 2382 | 4 | 596 |  |  |  | 7042 | 49 | 144 | [5 empty] | LED |  | Federally-Regulated Consumer Product | 09/04/2018 |  | 03/04/2020
GD Midea Environment Appliances MFG Co., Ltd. | Midea | FC132-BNR-BN | True |  | V | Yes | 1776 | 5 | 355 |  |  |  | 5506 | 43 | 128 | [5 empty] | None |  | Federally-Regulated Consumer Product | 09/04/2018 |  | 03/04/2020
GD Midea Environment Appliances MFG Co., Ltd. | Home Decorators Collection | FC132-BNR-BN | True |  | V | Yes | 1776 | 5 | 355 |  |  |  | 5506 | 43 | 128 | [5 empty] | None |  | Federally-Regulated Consumer Product | 09/04/2018 |  | 03/04/2020
GD Midea Environment Appliances MFG Co., Ltd. | Midea | FC132-BVRL-BN | True |  | V | Yes | 1678 | 3 | 559 |  |  |  | 5078 | 25 | 203 | [5 empty] | LED |  | Federally-Regulated Consumer Product | 09/04/2018 |  | 03/04/2020
GD Midea Environment Appliances MFG Co., Ltd. | Home Decorators Collection | FC132-BVRL-BN | True |  | V | Yes | 1678 | 3 | 559 |  |  |  | 5078 | 25 | 203 | [5 empty] | LED |  | Federally-Regulated Consumer Product | 09/04/2018 |  | 03/04/2020
GD Midea Environment Appliances MFG Co., Ltd. | Midea | FC140-BKRL | True |  | V | Yes | 2382 | 4 | 596 |  |  |  | 7042 | 49 | 144 | [5 empty] | LED |  | Federally-Regulated Consumer Product | 09/04/2018 |  | 03/04/2020
GD Midea Environment Appliances MFG Co., Ltd. | Midea | FC140-BMRL | True |  | V | Yes | 2481 | 4 | 620 |  |  |  | 6808 | 48 | 142 | [5 empty] | LED |  | Federally-Regulated Consumer Product | 09/04/2018 |  | 03/04/2020
GD Midea Environment Appliances MFG Co., Ltd. | Midea | FC140-BJRL | True |  | V | Yes | 2320 | 4 | 580 |  |  |  | 6696 | 55 | 122 | [5 empty] | LED |  | Federally-Regulated Consumer Product | 09/04/2018 |  | 03/04/2020
Sienhua Group North America | Home Depot Unbranded | UC42V-NI-SHC | True |  | 3 | Yes | 1351 | 11 | 120 |  |  |  | 2893 | 43 | 67 | [5 empty] | LED |  | Federally-Regulated Consumer Product | 09/10/2018 |  | 03/04/2020
Sienhua Group North America | Home Depot Unbranded | RDB9156-BN | True |  | 3 | Yes | 1644 | 9 | 174 |  |  |  | 4484 | 63 | 71 | [5 empty] | LED |  | Federally-Regulated Consumer Product | 09/10/2018 |  | 03/04/2020
Sienhua Group North America | Home Depot Unbranded | HLC52-B-BN | True |  | 3 | Yes | 2104 | 34 | 62 |  |  |  | 4914 | 63 | 78 | [5 empty] | LED |  | Federally-Regulated Consumer Product | 09/10/2018 |  | 03/04/2020
Sienhua Group North America | Home Depot Unbranded | DB30TWH-LP | True |  | 3 | Yes | 1259 | 14 | 88 |  |  |  | 2272 | 37 | 61 | [5 empty] | LED |  | Federally-Regulated Consumer Product | 09/11/2018 |  | 03/04/2020
Sienhua Group North America | Home Depot Unbranded | DB30TORB-LP | True |  | 3 | Yes | 1259 | 14 | 88 |  |  |  | 2272 | 37 | 61 | [5 empty] | LED |  | Federally-Regulated Consumer Product | 09/11/2018 |  | 03/04/2020
Sienhua Group North America | Home Depot Unbranded | DB30TBN-LP | True |  | 3 | Yes | 1259 | 14 | 88 |  |  |  | 2272 | 37 | 61 | [5 empty] | LED |  | Federally-Regulated Consumer Product | 09/11/2018 |  | 03/04/2020
Hunter Fan Company | Hunter | 53238 | True |  | 3 | Yes | 1930 | 10 | 193 |  |  |  | 5049 | 66 | 77 | [5 empty] | LED |  | Federally-Regulated Consumer Product | 09/11/2018 |  | 03/04/2020
Litex Industries | Litex | WK52LW5LED | True |  | 3 | Yes | 1828 | 14 | 131 |  |  |  | 4576 | 63 | 73 | [5 empty] | LED |  | Federally-Regulated Consumer Product | 09/13/2018 |  | 03/04/2020
Halsey Enterprise Co., Ltd. | Monte Carlo | 52SGZ-L | True |  | V | Yes | 1316 | 2 | 658 |  |  |  | 5069 | 23 | 220 | [5 empty] | LED |  | Federally-Regulated Consumer Product | 09/21/2018 |  | 03/04/2020
Halsey Enterprise Co., Ltd. | Monte Carlo | 52SGZ-L-D | True |  | V | Yes | 1316 | 2 | 658 |  |  |  | 5069 | 23 | 220 | [5 empty] | LED |  | Federally-Regulated Consumer Product | 09/21/2018 |  | 03/04/2020
Halsey Enterprise Co., Ltd. | Monte Carlo | 14PRR52AGPD | True |  | V | Yes | 1316 | 2 | 658 |  |  |  | 5069 | 23 | 220 | [5 empty] | LED |  | Federally-Regulated Consumer Product | 09/21/2018 |  | 03/04/2020
Halsey Enterprise Co., Ltd. | Monte Carlo | 14PRR52***** | True |  | V | Yes | 1316 | 2 | 658 |  |  |  | 5069 | 23 | 220 | [5 empty] | LED |  | Federally-Regulated Consumer Product | 09/21/2018 |  | 03/04/2020
Halsey Enterprise Co., Ltd. | Monte Carlo | 14PRR52BSD | True |  | V | Yes | 1316 | 2 | 658 |  |  |  | 5069 | 23 | 220 | [5 empty] | LED |  | Federally-Regulated Consumer Product | 09/21/2018 |  | 03/04/2020
Halsey Enterprise Co., Ltd. | Monte Carlo | PRAIRIE II | True |  | V | Yes | 1316 | 2 | 658 |  |  |  | 5069 | 23 | 220 | [5 empty] | LED |  | Federally-Regulated Consumer Product | 09/21/2018 |  | 03/04/2020
Halsey Enterprise Co., Ltd. | Monte Carlo | 52”PRAIRIE II | True |  | V | Yes | 1316 | 2 | 658 |  |  |  | 5069 | 23 | 220 | [5 empty] | LED |  | Federally-Regulated Consumer Product | 09/21/2018 |  | 03/04/2020
Halsey Enterprise Co., Ltd. | Monte Carlo | 72SGZ-L | True |  | V | Yes | 2841 | 3 | 947 |  |  |  | 7519 | 33 | 228 | [5 empty] | LED |  | Federally-Regulated Consumer Product | 09/21/2018 |  | 03/04/2020
Halsey Enterprise Co., Ltd. | Monte Carlo | 72SGZ-L-D | True |  | V | Yes | 2841 | 3 | 947 |  |  |  | 7519 | 33 | 228 | [5 empty] | LED |  | Federally-Regulated Consumer Product | 09/21/2018 |  | 03/04/2020
Halsey Enterprise Co., Ltd. | Monte Carlo | 14PRR72AGPD | True |  | V | Yes | 2841 | 3 | 947 |  |  |  | 7519 | 33 | 228 | [5 empty] | LED |  | Federally-Regulated Consumer Product | 09/21/2018 |  | 03/04/2020
Halsey Enterprise Co., Ltd. | Monte Carlo | 14PRR72***** | True |  | V | Yes | 2841 | 3 | 947 |  |  |  | 7519 | 33 | 228 | [5 empty] | LED |  | Federally-Regulated Consumer Product | 09/21/2018 |  | 03/04/2020
Halsey Enterprise Co., Ltd. | Monte Carlo | 14PRR72BSD | True |  | V | Yes | 2841 | 3 | 947 |  |  |  | 7519 | 33 | 228 | [5 empty] | LED |  | Federally-Regulated Consumer Product | 09/21/2018 |  | 03/04/2020
Halsey Enterprise Co., Ltd. | Monte Carlo | PRAIRIE GRAND | True |  | V | Yes | 2841 | 3 | 947 |  |  |  | 7519 | 33 | 228 | [5 empty] | LED |  | Federally-Regulated Consumer Product | 09/21/2018 |  | 03/04/2020
Halsey Enterprise Co., Ltd. | Monte Carlo | 72” PRAIRIE GRAND | True |  | V | Yes | 2841 | 3 | 947 |  |  |  | 7519 | 33 | 228 | [5 empty] | LED |  | Federally-Regulated Consumer Product | 09/21/2018 |  | 03/04/2020
Litex Industries | Litex | MLV36MWW4L | True |  | 3 | Yes | 1309 | 8 | 164 |  |  |  | 2842 | 43 | 65 | [5 empty] | LED |  | Federally-Regulated Consumer Product | 10/08/2018 |  | 03/04/2020
Litex Industries | Litex | MLV36BNK4L | True |  | 3 | Yes | 1309 | 8 | 164 |  |  |  | 2842 | 43 | 65 | [5 empty] | LED |  | Federally-Regulated Consumer Product | 10/08/2018 |  | 03/04/2020
Litex Industries | Litex | MLV36ESP4L | True |  | 3 | Yes | 1309 | 8 | 164 |  |  |  | 2842 | 43 | 65 | [5 empty] | LED |  | Federally-Regulated Consumer Product | 10/08/2018 |  | 03/04/2020
Litex Industries | Litex | BO52LN5L | True |  | 3 | Yes | 2263 | 14 | 162 |  |  |  | 5189 | 62 | 84 | [5 empty] | LED |  | Federally-Regulated Consumer Product | 10/08/2018 |  | 03/04/2020
Litex Industries | Litex | VN52ABZ5L | True |  | 3 | Yes | 1968 | 25 | 79 |  |  |  | 5071 | 59 | 86 | [5 empty] | LED |  | Federally-Regulated Consumer Product | 10/08/2018 |  | 03/04/2020
King of Fans | Home Decorators Collection | 52-ACKL | True |  | 3 | Yes | 1975 | 13 | 152 |  |  |  | 4638 | 57 | 81 | [5 empty] | LED |  | Federally-Regulated Consumer Product | 10/16/2018 |  | 03/04/2020
King of Fans | Home Decorators Collection | 59214 | True |  | 3 | Yes | 1975 | 13 | 152 |  |  |  | 4638 | 57 | 81 | [5 empty] | LED |  | Federally-Regulated Consumer Product | 10/16/2018 |  | 03/04/2020
King of Fans | Home Decorators Collection | 59210 | True |  | 3 | Yes | 1975 | 13 | 152 |  |  |  | 4638 | 57 | 81 | [5 empty] | LED |  | Federally-Regulated Consumer Product | 10/16/2018 |  | 03/04/2020
King of Fans | Hampton Bay | 59216 | True |  | 3 | Yes | 2015 | 14 | 144 |  |  |  | 4456 | 57 | 78 | [5 empty] | LED |  | Federally-Regulated Consumer Product | 10/16/2018 |  | 03/04/2020
King of Fans | Home Decorators Collection | 52-SHAN | True |  | 3 | Yes | 2139 | 13 | 165 |  |  |  | 5031 | 62 | 81 | [5 empty] | LED |  | Federally-Regulated Consumer Product | 10/22/2018 |  | 03/04/2020
King of Fans | Home Decorators Collection | 59201 | True |  | 3 | Yes | 2139 | 13 | 165 |  |  |  | 5031 | 62 | 81 | [5 empty] | LED |  | Federally-Regulated Consumer Product | 10/22/2018 |  | 03/04/2020
King of Fans | Home Decorators Collection | 59206 | True |  | 3 | Yes | 2139 | 13 | 165 |  |  |  | 5031 | 62 | 81 | [5 empty] | LED |  | Federally-Regulated Consumer Product | 10/22/2018 |  | 03/04/2020
Beacon Lighting America Inc. | Lucci | 56" AC ***/**-01 | True |  | 3 | Yes | 2058 | 13 | 158 |  |  |  | 5199 | 58 | 90 | [5 empty] | None |  | Federally-Regulated Consumer Product | 10/25/2018 |  | 03/04/2020
Beacon Lighting America Inc. | Lucci | LD-AIRLIE II-52-***/01 | True |  | 3 | Yes | 1455 | 12 | 121 |  |  |  | 4873 | 60 | 81 | [5 empty] | LED |  | Federally-Regulated Consumer Product | 10/25/2018 |  | 03/04/2020
Beacon Lighting America Inc. | Lucci | CT-LK | True |  | V | Yes | 1091 | 3 | 364 |  |  |  | 5328 | 34 | 157 | [5 empty] | LED |  | Federally-Regulated Consumer Product | 10/25/2018 |  | 03/04/2020
Beacon Lighting America Inc. | Lucci | CT | True |  | V | Yes | 1091 | 3 | 364 |  |  |  | 5328 | 34 | 157 | [5 empty] | None |  | Federally-Regulated Consumer Product | 10/25/2018 |  | 03/04/2020
Beacon Lighting America Inc. | Lucci | ARIA 52-L-***-01 | True |  | 3 | Yes | 2311 | 12 | 193 |  |  |  | 5096 | 55 | 93 | [5 empty] | LED |  | Federally-Regulated Consumer Product | 10/25/2018 |  | 03/04/2020
Air Cool Industrial Co., Ltd. | Home Decorators Collection | YG749(YG749-BN) | True |  | V | Yes | 2161 | 2 | 1080 |  |  |  | 7240 | 33 | 219 | [5 empty] | LED |  | Federally-Regulated Consumer Product | 10/30/2018 |  | 03/04/2020
Air Cool Industrial Co., Ltd. | Home Decorators Collection | YG749(YG749-BRB) | True |  | V | Yes | 2161 | 2 | 1080 |  |  |  | 7240 | 33 | 219 | [5 empty] | LED |  | Federally-Regulated Consumer Product | 10/30/2018 |  | 03/04/2020
Air Cool Industrial Co., Ltd. | Home Decorators Collection | YG749(YG749-PN) | True |  | V | Yes | 2161 | 2 | 1080 |  |  |  | 7240 | 33 | 219 | [5 empty] | LED |  | Federally-Regulated Consumer Product | 10/30/2018 |  | 03/04/2020
King of Fans | Harbor Breeze | 52-KITS | True |  | 3 | Yes | 2081 | 14 | 149 |  |  |  | 4721 | 62 | 76 | [5 empty] | LED |  | Federally-Regulated Consumer Product | 11/01/2018 |  | 03/04/2020
King of Fans | Home Decorators Collection | 91847 | True |  | 3 | Yes | 2743 | 15 | 165 |  |  |  | 5626 | 66 | 85 | [5 empty] | LED |  | Federally-Regulated Consumer Product | 11/09/2018 |  | 03/04/2020
King of Fans | Home Decorators Collection | 91848 | True |  | 3 | Yes | 2743 | 15 | 165 |  |  |  | 5626 | 66 | 85 | [5 empty] | LED |  | Federally-Regulated Consumer Product | 11/09/2018 |  | 03/04/2020
King of Fans | Hampton Bay | 54-MOND | True |  | 3 | Yes | 2031 | 12 | 169 |  |  |  | 4775 | 59 | 81 | [5 empty] | LED |  | Federally-Regulated Consumer Product | 11/15/2018 |  | 03/04/2020
King of Fans | Hampton Bay | 59254 | True |  | 3 | Yes | 2031 | 12 | 169 |  |  |  | 4775 | 59 | 81 | [5 empty] | LED |  | Federally-Regulated Consumer Product | 11/15/2018 |  | 03/04/2020
King of Fans | Hampton Bay | 59255 | True |  | 3 | Yes | 2031 | 12 | 169 |  |  |  | 4775 | 59 | 81 | [5 empty] | LED |  | Federally-Regulated Consumer Product | 11/15/2018 |  | 03/04/2020
HKC - Hong Kong China Electric Appliance | Seasons | 112167 | True |  | 3 | Yes | 1660 | 10 | 166 |  |  |  | 4194 | 54 | 77 | [5 empty] | LED |  | Federally-Regulated Consumer Product | 11/16/2018 |  | 03/04/2020
HKC - Hong Kong China Electric Appliance | Seasons | 112168 | True |  | 3 | Yes | 1660 | 10 | 166 |  |  |  | 4194 | 54 | 77 | [5 empty] | LED |  | Federally-Regulated Consumer Product | 11/16/2018 |  | 03/04/2020
HKC - Hong Kong China Electric Appliance | Seasons | 112169 | True |  | 3 | Yes | 1910 | 10 | 191 |  |  |  | 5507 | 60 | 91 | [5 empty] | LED |  | Federally-Regulated Consumer Product | 11/16/2018 |  | 03/04/2020
HKC - Hong Kong China Electric Appliance | Seasons | 269450 | True |  | 3 | Yes | 1363 | 8 | 170 |  |  |  | 4690 | 72 | 65 | [5 empty] | LED |  | Federally-Regulated Consumer Product | 11/16/2018 |  | 03/04/2020
HKC - Hong Kong China Electric Appliance | Seasons | 269460 | True |  | 3 | Yes | 1428 | 10 | 142 |  |  |  | 3945 | 56 | 70 | [5 empty] | LED |  | Federally-Regulated Consumer Product | 11/16/2018 |  | 03/04/2020
HKC - Hong Kong China Electric Appliance | Seasons | 269704 | True |  | 3 | Yes | 368 | 9 | 40 |  |  |  | 1906 | 42 | 45 | [5 empty] | LED |  | Federally-Regulated Consumer Product | 11/16/2018 |  | 03/04/2020
HKC - Hong Kong China Electric Appliance | Seasons | 269706 | True |  | 3 | Yes | 368 | 9 | 40 |  |  |  | 1906 | 42 | 45 | [5 empty] | LED |  | Federally-Regulated Consumer Product | 11/16/2018 |  | 03/04/2020
HKC - Hong Kong China Electric Appliance | Seasons | 269708 | True |  | 3 | Yes | 368 | 9 | 40 |  |  |  | 1906 | 42 | 45 | [5 empty] | LED |  | Federally-Regulated Consumer Product | 11/16/2018 |  | 03/04/2020
HKC - Hong Kong China Electric Appliance | Seasons | 269712 | True |  | 3 | Yes | 540 | 55 | 9 |  |  |  | 2516 | 41 | 61 | [5 empty] | LED |  | Federally-Regulated Consumer Product | 11/16/2018 |  | 03/04/2020
HKC - Hong Kong China Electric Appliance | Seasons | 269716 | True |  | 3 | Yes | 540 | 55 | 9 |  |  |  | 2516 | 41 | 61 | [5 empty] | LED |  | Federally-Regulated Consumer Product | 11/16/2018 |  | 03/04/2020
HKC - Hong Kong China Electric Appliance | Seasons | 269800 | True |  | 3 | Yes | 368 | 9 | 40 |  |  |  | 1906 | 42 | 45 | [5 empty] | LED |  | Federally-Regulated Consumer Product | 11/16/2018 |  | 03/04/2020
HKC - Hong Kong China Electric Appliance | Seasons | 269806 | True |  | 3 | Yes | 1067 | 10 | 106 |  |  |  | 2943 | 54 | 54 | [5 empty] | LED |  | Federally-Regulated Consumer Product | 11/16/2018 |  | 03/04/2020
HKC - Hong Kong China Electric Appliance | Seasons | 269808 | True |  | 3 | Yes | 540 | 55 | 9 |  |  |  | 2516 | 41 | 61 | [5 empty] | LED |  | Federally-Regulated Consumer Product | 11/16/2018 |  | 03/04/2020
HKC - Hong Kong China Electric Appliance | Seasons | 269810 | True |  | 3 | Yes | 540 | 55 | 9 |  |  |  | 2516 | 41 | 61 | [5 empty] | LED |  | Federally-Regulated Consumer Product | 11/16/2018 |  | 03/04/2020
HKC - Hong Kong China Electric Appliance | Seasons | 269818 | True |  | 3 | Yes | 177 | 5 | 35 |  |  |  | 507 | 55 | 9 | [5 empty] | LED |  | Federally-Regulated Consumer Product | 11/16/2018 |  | 03/04/2020
HKC - Hong Kong China Electric Appliance | Seasons | 269816 | True |  | 3 | Yes | 1363 | 8 | 170 |  |  |  | 4690 | 72 | 65 | [5 empty] | LED |  | Federally-Regulated Consumer Product | 11/16/2018 |  | 03/04/2020
HKC - Hong Kong China Electric Appliance | Seasons | 269820 | True |  | 3 | Yes | 1363 | 8 | 170 |  |  |  | 4690 | 72 | 65 | [5 empty] | LED |  | Federally-Regulated Consumer Product | 11/16/2018 |  | 03/04/2020
Visual Comfort & Company | Halsey Enterprise Co.,Ltd. | 60SGX: | True |  | V | Yes | 3360 | 5 | 672 |  |  |  | 6948 | 32 | 217 | [5 empty] | LED |  | Federally-Regulated Consumer Product | 11/20/2018 |  | 03/04/2020
Visual Comfort & Company | Halsey Enterprise Co.,Ltd. | SGX-L | True |  | V | Yes | 3360 | 5 | 672 |  |  |  | 6948 | 32 | 217 | [5 empty] | LED |  | Federally-Regulated Consumer Product | 11/20/2018 |  | 03/04/2020
Visual Comfort & Company | Halsey Enterprise Co.,Ltd. | 60SGX-L | True |  | V | Yes | 3360 | 5 | 672 |  |  |  | 6948 | 32 | 217 | [5 empty] | LED |  | Federally-Regulated Consumer Product | 11/20/2018 |  | 03/04/2020
Visual Comfort & Company | Halsey Enterprise Co.,Ltd. | EMPIRE DR | True |  | V | Yes | 3360 | 5 | 672 |  |  |  | 6948 | 32 | 217 | [5 empty] | LED |  | Federally-Regulated Consumer Product | 11/20/2018 |  | 03/04/2020
Visual Comfort & Company | Halsey Enterprise Co.,Ltd. | 8EEDR60BSD | True |  | V | Yes | 3360 | 5 | 672 |  |  |  | 6948 | 32 | 217 | [5 empty] | LED |  | Federally-Regulated Consumer Product | 11/20/2018 |  | 03/04/2020
Visual Comfort & Company | Halsey Enterprise Co.,Ltd. | 8EEDR60***** | True |  | V | Yes | 3360 | 5 | 672 |  |  |  | 6948 | 32 | 217 | [5 empty] | LED |  | Federally-Regulated Consumer Product | 11/20/2018 |  | 03/04/2020
Visual Comfort & Company | Halsey Enterprise Co.,Ltd. | 64SGV: | True |  | V | Yes | 3122 | 3 | 1041 |  |  |  | 7866 | 32 | 246 | [5 empty] | LED |  | Federally-Regulated Consumer Product | 11/20/2018 |  | 03/04/2020
Visual Comfort & Company | Halsey Enterprise Co.,Ltd. | 64SGV-L | True |  | V | Yes | 3122 | 3 | 1041 |  |  |  | 7866 | 32 | 246 | [5 empty] | LED |  | Federally-Regulated Consumer Product | 11/20/2018 |  | 03/04/2020
Visual Comfort & Company | Halsey Enterprise Co.,Ltd. | 64SGV-L-D | True |  | V | Yes | 3122 | 3 | 1041 |  |  |  | 7866 | 32 | 246 | [5 empty] | LED |  | Federally-Regulated Consumer Product | 11/20/2018 |  | 03/04/2020
Visual Comfort & Company | Halsey Enterprise Co.,Ltd. | 64AVVO | True |  | V | Yes | 3122 | 3 | 1041 |  |  |  | 7866 | 32 | 246 | [5 empty] | LED |  | Federally-Regulated Consumer Product | 11/20/2018 |  | 03/04/2020
Visual Comfort & Company | Halsey Enterprise Co.,Ltd. | 3AVMR64KOAD | True |  | V | Yes | 3122 | 3 | 1041 |  |  |  | 7866 | 32 | 246 | [5 empty] | LED |  | Federally-Regulated Consumer Product | 11/20/2018 |  | 03/04/2020
Visual Comfort & Company | Halsey Enterprise Co.,Ltd. | 3AVMR64RZWD | True |  | V | Yes | 3122 | 3 | 1041 |  |  |  | 7866 | 32 | 246 | [5 empty] | LED |  | Federally-Regulated Consumer Product | 11/20/2018 |  | 03/04/2020
Visual Comfort & Company | Halsey Enterprise Co.,Ltd. | 3AVMR64GRYD | True |  | V | Yes | 3122 | 3 | 1041 |  |  |  | 7866 | 32 | 246 | [5 empty] | LED |  | Federally-Regulated Consumer Product | 11/20/2018 |  | 03/04/2020
Visual Comfort & Company | Halsey Enterprise Co.,Ltd. | 3AVMR64QSD | True |  | V | Yes | 3122 | 3 | 1041 |  |  |  | 7866 | 32 | 246 | [5 empty] | LED |  | Federally-Regulated Consumer Product | 11/20/2018 |  | 03/04/2020
Visual Comfort & Company | Halsey Enterprise Co.,Ltd. | 3AVMR64***** | True |  | V | Yes | 3122 | 3 | 1041 |  |  |  | 7866 | 32 | 246 | [5 empty] | LED |  | Federally-Regulated Consumer Product | 11/20/2018 |  | 03/04/2020
Visual Comfort & Company | Halsey Enterprise Co.,Ltd. | 57NDH: | True |  | V | Yes | 2005 | 3 | 668 |  |  |  | 5624 | 27 | 208 | [5 empty] | LED |  | Federally-Regulated Consumer Product | 11/20/2018 |  | 03/04/2020
Visual Comfort & Company | Halsey Enterprise Co.,Ltd. | NDH-1-L | True |  | V | Yes | 2005 | 3 | 668 |  |  |  | 5624 | 27 | 208 | [5 empty] | LED |  | Federally-Regulated Consumer Product | 11/20/2018 |  | 03/04/2020
Visual Comfort & Company | Halsey Enterprise Co.,Ltd. | NDH-1-L-D | True |  | V | Yes | 2005 | 3 | 668 |  |  |  | 5624 | 27 | 208 | [5 empty] | LED |  | Federally-Regulated Consumer Product | 11/20/2018 |  | 03/04/2020
Visual Comfort & Company | Halsey Enterprise Co.,Ltd. | 57NDH-1-L | True |  | V | Yes | 2005 | 3 | 668 |  |  |  | 5624 | 27 | 208 | [5 empty] | LED |  | Federally-Regulated Consumer Product | 11/20/2018 |  | 03/04/2020
Visual Comfort & Company | Halsey Enterprise Co.,Ltd. | 57NDH-1-L-D | True |  | V | Yes | 2005 | 3 | 668 |  |  |  | 5624 | 27 | 208 | [5 empty] | LED |  | Federally-Regulated Consumer Product | 11/20/2018 |  | 03/04/2020
Visual Comfort & Company | Halsey Enterprise Co.,Ltd. | DESTIN | True |  | V | Yes | 2005 | 3 | 668 |  |  |  | 5624 | 27 | 208 | [5 empty] | LED |  | Federally-Regulated Consumer Product | 11/20/2018 |  | 03/04/2020
Visual Comfort & Company | Halsey Enterprise Co.,Ltd. | 3DSTR57BSD | True |  | V | Yes | 2005 | 3 | 668 |  |  |  | 5624 | 27 | 208 | [5 empty] | LED |  | Federally-Regulated Consumer Product | 11/20/2018 |  | 03/04/2020
Visual Comfort & Company | Halsey Enterprise Co.,Ltd. | 3DSTR57AGPD | True |  | V | Yes | 2005 | 3 | 668 |  |  |  | 5624 | 27 | 208 | [5 empty] | LED |  | Federally-Regulated Consumer Product | 11/20/2018 |  | 03/04/2020
Visual Comfort & Company | Halsey Enterprise Co.,Ltd. | 3DSTR57***** | True |  | V | Yes | 2005 | 3 | 668 |  |  |  | 5624 | 27 | 208 | [5 empty] | LED |  | Federally-Regulated Consumer Product | 11/20/2018 |  | 03/04/2020
Visual Comfort & Company | Halsey Enterprise Co.,Ltd. | Rockingham | True |  | V | Yes | 2005 | 3 | 668 |  |  |  | 5624 | 27 | 208 | [5 empty] | LED |  | Federally-Regulated Consumer Product | 11/20/2018 |  | 03/04/2020
Visual Comfort & Company | Halsey Enterprise Co.,Ltd. | 3RKR57BZD | True |  | V | Yes | 2005 | 3 | 668 |  |  |  | 5624 | 27 | 208 | [5 empty] | LED |  | Federally-Regulated Consumer Product | 11/20/2018 |  | 03/04/2020
Visual Comfort & Company | Halsey Enterprise Co.,Ltd. | 3RKR57***** | True |  | V | Yes | 2005 | 3 | 668 |  |  |  | 5624 | 27 | 208 | [5 empty] | LED |  | Federally-Regulated Consumer Product | 11/20/2018 |  | 03/04/2020
Visual Comfort & Company | Halsey Enterprise Co.,Ltd. | LF011-BRZ-WAL | True |  | V | Yes | 2005 | 3 | 668 |  |  |  | 5624 | 27 | 208 | [5 empty] | LED |  | Federally-Regulated Consumer Product | 11/20/2018 |  | 03/04/2020
Visual Comfort & Company | Halsey Enterprise Co.,Ltd. | LF011 | True |  | V | Yes | 2005 | 3 | 668 |  |  |  | 5624 | 27 | 208 | [5 empty] | LED |  | Federally-Regulated Consumer Product | 11/20/2018 |  | 03/04/2020
Visual Comfort & Company | Monte Carlo | Rockingham | True |  | V | Yes | 2005 | 3 | 668 |  |  |  | 5624 | 27 | 208 | [5 empty] | LED |  | Federally-Regulated Consumer Product | 11/20/2018 |  | 03/04/2020
Visual Comfort & Company | Monte Carlo | 3RKR57BZD | True |  | V | Yes | 2005 | 3 | 668 |  |  |  | 5624 | 27 | 208 | [5 empty] | LED |  | Federally-Regulated Consumer Product | 11/20/2018 |  | 03/04/2020
Visual Comfort & Company | Monte Carlo | 3RKR57***** | True |  | V | Yes | 2005 | 3 | 668 |  |  |  | 5624 | 27 | 208 | [5 empty] | LED |  | Federally-Regulated Consumer Product | 11/20/2018 |  | 03/04/2020
Visual Comfort & Company | Monte Carlo | LF011-BRZ-WAL | True |  | V | Yes | 2005 | 3 | 668 |  |  |  | 5624 | 27 | 208 | [5 empty] | LED |  | Federally-Regulated Consumer Product | 11/20/2018 |  | 03/04/2020
Visual Comfort & Company | Monte Carlo | LF011 | True |  | V | Yes | 2005 | 3 | 668 |  |  |  | 5624 | 27 | 208 | [5 empty] | LED |  | Federally-Regulated Consumer Product | 11/20/2018 |  | 03/04/2020
Katerra Inc. | KATERRA | OR52VSA-2018A | True |  | 3 | Yes | 1907 | 33 | 58 |  |  |  | 4224 | 55 | 77 | [5 empty] | LED |  | Federally-Regulated Consumer Product | 11/20/2018 |  | 03/04/2020
Katerra Inc. | KATERRA | OR52VSA-2018B | True |  | 3 | Yes | 1907 | 33 | 58 |  |  |  | 4224 | 55 | 77 | [5 empty] | LED |  | Federally-Regulated Consumer Product | 11/20/2018 |  | 03/04/2020
King of Fans | Home Decorators Collection | 44-PORT | True |  | 3 | Yes | 1667 | 12 | 139 |  |  |  | 3643 | 52 | 70 | [5 empty] | LED |  | Federally-Regulated Consumer Product | 12/10/2018 |  | 03/04/2020
King of Fans | Home Decorators Collection | 59244 | True |  | 3 | Yes | 1667 | 12 | 139 |  |  |  | 3643 | 52 | 70 | [5 empty] | LED |  | Federally-Regulated Consumer Product | 12/10/2018 |  | 03/04/2020
King of Fans | Home Decorators Collection | 59344 | True |  | 3 | Yes | 1667 | 12 | 139 |  |  |  | 3643 | 52 | 70 | [5 empty] | LED |  | Federally-Regulated Consumer Product | 12/10/2018 |  | 03/04/2020
King of Fans | Home Decorators Collection | 59444 | True |  | 3 | Yes | 1667 | 12 | 139 |  |  |  | 3643 | 52 | 70 | [5 empty] | LED |  | Federally-Regulated Consumer Product | 12/10/2018 |  | 03/04/2020
King of Fans | Home Decorators Collection | 52-PORT | True |  | 3 | Yes | 2185 | 15 | 146 |  |  |  | 4881 | 63 | 77 | [5 empty] | LED |  | Federally-Regulated Consumer Product | 12/10/2018 |  | 03/04/2020
King of Fans | Home Decorators Collection | 59252 | True |  | 3 | Yes | 2185 | 15 | 146 |  |  |  | 4881 | 63 | 77 | [5 empty] | LED |  | Federally-Regulated Consumer Product | 12/10/2018 |  | 03/04/2020
King of Fans | Home Decorators Collection | 59253 | True |  | 3 | Yes | 2185 | 15 | 146 |  |  |  | 4881 | 63 | 77 | [5 empty] | LED |  | Federally-Regulated Consumer Product | 12/10/2018 |  | 03/04/2020
King of Fans | Home Decorators Collection | 56-DAKO | True |  | 9 | Yes | 1741 | 1 | 1741 |  |  |  | 6333 | 28 | 226 | [5 empty] | LED |  | Federally-Regulated Consumer Product | 12/10/2018 |  | 03/04/2020
King of Fans | Home Decorators Collection | 59256 | True |  | 9 | Yes | 1741 | 1 | 1741 |  |  |  | 6333 | 28 | 226 | [5 empty] | LED |  | Federally-Regulated Consumer Product | 12/10/2018 |  | 03/04/2020
TAISHAN SIGMA ELECTRIC PRODUCTS CO., LTD | Westcraft | 7775693 | True |  | 3 | Yes | 1755 | 15 | 116 |  |  |  | 3877 | 57 | 68 | [5 empty] | LED |  | Federally-Regulated Consumer Product | 12/11/2018 |  | 03/04/2020
TAISHAN SIGMA ELECTRIC PRODUCTS CO., LTD | Westcraft | 7775695 | True |  | 3 | Yes | 1862 | 16 | 116 |  |  |  | 3959 | 56 | 70 | [5 empty] | LED |  | Federally-Regulated Consumer Product | 12/11/2018 |  | 03/04/2020
TAISHAN SIGMA ELECTRIC PRODUCTS CO., LTD | Westcraft | 7775697 | True |  | 3 | Yes | 1727 | 14 | 122 |  |  |  | 3968 | 61 | 65 | [5 empty] | LED |  | Federally-Regulated Consumer Product | 12/11/2018 |  | 03/04/2020
TAISHAN SIGMA ELECTRIC PRODUCTS CO., LTD | Westcraft | 7775696 | True |  | 3 | Yes | 1727 | 14 | 122 |  |  |  | 3968 | 61 | 65 | [5 empty] | LED |  | Federally-Regulated Consumer Product | 12/11/2018 |  | 03/04/2020
Progress Lighting | Progress Lighting | P2599-** | True |  | 3 | Yes | 1970 | 13 | 151 |  |  |  | 4474 | 64 | 70 | [5 empty] | LED |  | Federally-Regulated Consumer Product | 12/13/2018 |  | 03/04/2020
Progress Lighting | Progress Lighting | P250008-*** | True |  | 3 | Yes | 1830 | 12 | 152 |  |  |  | 2518 | 34 | 74 | [5 empty] | None |  | Federally-Regulated Consumer Product | 12/13/2018 |  | 03/04/2020
Progress Lighting | Progress Lighting | P2588-** | True |  | 3 | Yes | 2065 | 10 | 206 |  |  |  | 4263 | 50 | 85 | [5 empty] | LED |  | Federally-Regulated Consumer Product | 12/13/2018 |  | 03/04/2020
Progress Lighting | Progress Lighting | P2598-** | True |  | 3 | Yes | 1683 | 10 | 168 |  |  |  | 5023 | 69 | 73 | [5 empty] | LED |  | Federally-Regulated Consumer Product | 12/13/2018 |  | 03/04/2020
Progress Lighting | Progress Lighting | P2596-** | True |  | 3 | Yes | 2533 | 24 | 105 |  |  |  | 4371 | 64 | 68 | [5 empty] | LED |  | Federally-Regulated Consumer Product | 12/13/2018 |  | 03/04/2020
Progress Lighting | Progress Lighting | P2592-** | True |  | 3 | Yes | 2065 | 10 | 206 |  |  |  | 6171 | 50 | 123 | [5 empty] | LED |  | Federally-Regulated Consumer Product | 12/13/2018 |  | 03/04/2020
Progress Lighting | Progress Lighting | P2590-** | True |  | 3 | Yes | 2065 | 10 | 206 |  |  |  | 6144 | 50 | 122 | [5 empty] | None |  | Federally-Regulated Consumer Product | 12/13/2018 |  | 03/04/2020
Progress Lighting | Progress Lighting | P2594-** | True |  | 3 | Yes | 619 | 19 | 32 |  |  |  | 1008 | 37 | 27 | [5 empty] | LED |  | Federally-Regulated Consumer Product | 12/13/2018 |  | 03/04/2020
Progress Lighting | Progress Lighting | P250000-*** | True |  | V | Yes | 2150 | 3 | 716 |  |  |  | 6377 | 32 | 199 | [5 empty] | None |  | Federally-Regulated Consumer Product | 12/13/2018 |  | 03/04/2020
Progress Lighting | Progress Lighting | P250002-*** | True |  | V | Yes | 1954 | 3 | 651 |  |  |  | 7047 | 31 | 227 | [5 empty] | LED |  | Federally-Regulated Consumer Product | 12/13/2018 |  | 03/04/2020
Progress Lighting | Progress Lighting | P250004-*** | True |  | 3 | Yes | 2127 | 12 | 177 |  |  |  | 5749 | 75 | 76 | [5 empty] | LED |  | Federally-Regulated Consumer Product | 12/13/2018 |  | 03/04/2020
Progress Lighting | Progress Lighting | P250016-*** | True |  | V | Yes | 1528 | 4 | 382 |  |  |  | 5741 | 33 | 174 | [5 empty] | None |  | Federally-Regulated Consumer Product | 12/13/2018 |  | 03/04/2020
Westinghouse Lighting | Westinghouse | 72005 | True |  | 3 | Yes | 1451 | 13 | 112 |  |  |  | 3315 | 58 | 57 | [5 empty] | Compact Flourescent |  | Federally-Regulated Consumer Product | 12/13/2018 |  | 03/04/2020
Westinghouse Lighting | Westinghouse | 72006 | True |  | 3 | Yes | 1451 | 13 | 112 |  |  |  | 3315 | 58 | 57 | [5 empty] | Compact Flourescent |  | Federally-Regulated Consumer Product | 12/13/2018 |  | 03/04/2020
Westinghouse Lighting | Westinghouse | 72007 | True |  | 3 | Yes | 1642 | 11 | 149 |  |  |  | 4075 | 61 | 67 | [5 empty] | Incandescent |  | Federally-Regulated Consumer Product | 12/13/2018 |  | 03/04/2020
Westinghouse Lighting | Westinghouse | 72008 | True |  | 3 | Yes | 1642 | 11 | 149 |  |  |  | 4075 | 61 | 67 | [5 empty] | Incandescent |  | Federally-Regulated Consumer Product | 12/13/2018 |  | 03/04/2020
Westinghouse Lighting | Westinghouse | 72011 | True |  | 3 | Yes | 1739 | 13 | 134 |  |  |  | 4580 | 59 | 78 | [5 empty] | Compact Flourescent |  | Federally-Regulated Consumer Product | 12/13/2018 |  | 03/04/2020
Westinghouse Lighting | Westinghouse | 72017 | True |  | 3 | Yes | 1894 | 14 | 135 |  |  |  | 5301 | 59 | 90 | [5 empty] | Compact Flourescent |  | Federally-Regulated Consumer Product | 12/13/2018 |  | 03/04/2020
Westinghouse Lighting | Westinghouse | 72018 | True |  | 3 | Yes | 1838 | 13 | 141 |  |  |  | 4837 | 62 | 78 | [5 empty] | Compact Flourescent |  | Federally-Regulated Consumer Product | 12/13/2018 |  | 03/04/2020
Westinghouse Lighting | Westinghouse | 72019 | True |  | 3 | Yes | 1359 | 31 | 44 |  |  |  | 2897 | 53 | 55 | [5 empty] | Incandescent |  | Federally-Regulated Consumer Product | 12/13/2018 |  | 03/04/2020
Westinghouse Lighting | Westinghouse | 72020 | True |  | 3 | Yes | 2517 | 20 | 126 |  |  |  | 5734 | 66 | 87 | [5 empty] | None |  | Federally-Regulated Consumer Product | 12/13/2018 |  | 03/04/2020
Westinghouse Lighting | Westinghouse | 72021 | True |  | 3 | Yes | 2517 | 20 | 126 |  |  |  | 5734 | 66 | 87 | [5 empty] | None |  | Federally-Regulated Consumer Product | 12/13/2018 |  | 03/04/2020
Westinghouse Lighting | Westinghouse | 72032 | True |  | 3 | Yes | 1078 | 17 | 63 |  |  |  | 2353 | 43 | 55 | [5 empty] | Incandescent |  | Federally-Regulated Consumer Product | 12/13/2018 |  | 03/04/2020
Westinghouse Lighting | Westinghouse | 72036 | True |  | 3 | Yes | 1679 | 14 | 120 |  |  |  | 3585 | 54 | 66 | [5 empty] | None |  | Federally-Regulated Consumer Product | 12/13/2018 |  | 03/04/2020
Westinghouse Lighting | Westinghouse | 72037 | True |  | 3 | Yes | 1679 | 14 | 120 |  |  |  | 3585 | 54 | 66 | [5 empty] | None |  | Federally-Regulated Consumer Product | 12/13/2018 |  | 03/04/2020
Westinghouse Lighting | Westinghouse | 72040 | True |  | 4 | Yes | 1859 | 13 | 143 |  |  |  | 4625 | 60 | 77 | [5 empty] | LED |  | Federally-Regulated Consumer Product | 12/13/2018 |  | 03/04/2020
Westinghouse Lighting | Westinghouse | 72041 | True |  | 3 | Yes | 1532 | 14 | 109 |  |  |  | 3576 | 61 | 59 | [5 empty] | Compact Flourescent |  | Federally-Regulated Consumer Product | 12/13/2018 |  | 03/04/2020
Westinghouse Lighting | Westinghouse | 72044 | True |  | 4 | Yes | 1622 | 12 | 135 |  |  |  | 5193 | 64 | 81 | [5 empty] | LED |  | Federally-Regulated Consumer Product | 12/13/2018 |  | 03/04/2020
Westinghouse Lighting | Westinghouse | 72141 | True |  | 4 | Yes | 1847 | 12 | 154 |  |  |  | 4611 | 56 | 82 | [5 empty] | Incandescent |  | Federally-Regulated Consumer Product | 12/13/2018 |  | 03/04/2020
Westinghouse Lighting | Westinghouse | 72161 | True |  | 3 | Yes | 2131 | 15 | 142 |  |  |  | 4698 | 50 | 94 | [5 empty] | Incandescent |  | Federally-Regulated Consumer Product | 12/13/2018 |  | 03/04/2020
Westinghouse Lighting | Westinghouse | 72229 | True |  | 3 | Yes | 575 | 22 | 26 |  |  |  | 1174 | 29 | 40 | [5 empty] | Incandescent |  | Federally-Regulated Consumer Product | 12/13/2018 |  | 03/04/2020
Westinghouse Lighting | Westinghouse | 72243 | True |  | 3 | Yes | 636 | 21 | 30 |  |  |  | 1270 | 28 | 45 | [5 empty] | Incandescent |  | Federally-Regulated Consumer Product | 12/13/2018 |  | 03/04/2020
Westinghouse Lighting | Westinghouse | 72245 | True |  | 3 | Yes | 817 | 19 | 43 |  |  |  | 1816 | 34 | 53 | [5 empty] | Incandescent |  | Federally-Regulated Consumer Product | 12/13/2018 |  | 03/04/2020
Westinghouse Lighting | Westinghouse | 72261 | True |  | 3 | Yes | 1181 | 31 | 38 |  |  |  | 2564 | 54 | 47 | [5 empty] | Compact Flourescent |  | Federally-Regulated Consumer Product | 12/13/2018 |  | 03/04/2020
Westinghouse Lighting | Westinghouse | 72265 | True |  | 3 | Yes | 1433 | 11 | 130 |  |  |  | 4281 | 64 | 67 | [5 empty] | Incandescent |  | Federally-Regulated Consumer Product | 12/13/2018 |  | 03/04/2020
Westinghouse Lighting | Westinghouse | 72342 | True |  | 3 | Yes | 1462 | 10 | 146 |  |  |  | 4476 | 65 | 69 | [5 empty] | Incandescent |  | Federally-Regulated Consumer Product | 12/13/2018 |  | 03/04/2020
Westinghouse Lighting | Westinghouse | 72471 | True |  | 3 | Yes | 636 | 21 | 30 |  |  |  | 1270 | 28 | 45 | [5 empty] | Incandescent |  | Federally-Regulated Consumer Product | 12/13/2018 |  | 03/04/2020
Westinghouse Lighting | Westinghouse | 72472 | True |  | 3 | Yes | 817 | 19 | 43 |  |  |  | 1816 | 34 | 53 | [5 empty] | Incandescent |  | Federally-Regulated Consumer Product | 12/13/2018 |  | 03/04/2020
Westinghouse Lighting | Westinghouse | 72473 | True |  | 3 | Yes | 1359 | 31 | 44 |  |  |  | 2897 | 53 | 55 | [5 empty] | Incandescent |  | Federally-Regulated Consumer Product | 12/13/2018 |  | 03/04/2020
Westinghouse Lighting | Westinghouse | 72474 | True |  | 3 | Yes | 1633 | 11 | 148 |  |  |  | 3849 | 52 | 74 | [5 empty] | Incandescent |  | Federally-Regulated Consumer Product | 12/13/2018 |  | 03/04/2020
Westinghouse Lighting | Westinghouse | 72475 | True |  | 3 | Yes | 1152 | 17 | 68 |  |  |  | 2083 | 43 | 48 | [5 empty] | Incandescent |  | Federally-Regulated Consumer Product | 12/13/2018 |  | 03/04/2020
Westinghouse Lighting | Westinghouse | 72477 | True |  | 3 | Yes | 1184 | 11 | 108 |  |  |  | 3914 | 56 | 70 | [5 empty] | Compact Flourescent |  | Federally-Regulated Consumer Product | 12/13/2018 |  | 03/04/2020
Westinghouse Lighting | Westinghouse | 72478 | True |  | 3 | Yes | 2207 | 16 | 138 |  |  |  | 5290 | 58 | 91 | [5 empty] | None |  | Federally-Regulated Consumer Product | 12/13/2018 |  | 03/04/2020
Westinghouse Lighting | Westinghouse | 72557 | True |  | 3 | Yes | 1970 | 15 | 131 |  |  |  | 4478 | 58 | 77 | [5 empty] | Incandescent |  | Federally-Regulated Consumer Product | 12/13/2018 |  | 03/04/2020
Westinghouse Lighting | Westinghouse | 78000 | True |  | 3 | Yes | 1959 | 14 | 140 |  |  |  | 4522 | 56 | 81 | [5 empty] | Incandescent |  | Federally-Regulated Consumer Product | 12/13/2018 |  | 03/04/2020
Westinghouse Lighting | Westinghouse | 78001 | True |  | 6 | Yes | 1385 | 3 | 462 |  |  |  | 5206 | 32 | 163 | [5 empty] | Compact Flourescent |  | Federally-Regulated Consumer Product | 12/13/2018 |  | 03/04/2020
Westinghouse Lighting | Westinghouse | 78002 | True |  | 4 | Yes | 1438 | 11 | 131 |  |  |  | 4187 | 53 | 79 | [5 empty] | LED |  | Federally-Regulated Consumer Product | 12/13/2018 |  | 03/04/2020
Westinghouse Lighting | Westinghouse | 78016 | True |  | 3 | Yes | 1250 | 12 | 104 |  |  |  | 3589 | 63 | 57 | [5 empty] | Incandescent |  | Federally-Regulated Consumer Product | 12/13/2018 |  | 03/04/2020
Westinghouse Lighting | Westinghouse | 78017 | True |  | 3 | Yes | 1250 | 12 | 104 |  |  |  | 3589 | 63 | 57 | [5 empty] | Incandescent |  | Federally-Regulated Consumer Product | 12/13/2018 |  | 03/04/2020
Westinghouse Lighting | Westinghouse | 78024 | True |  | 3 | Yes | 1526 | 10 | 153 |  |  |  | 4099 | 65 | 63 | [5 empty] | None |  | Federally-Regulated Consumer Product | 12/13/2018 |  | 03/04/2020
Westinghouse Lighting | Westinghouse | 78043 | True |  | 3 | Yes | 1174 | 10 | 117 |  |  |  | 3835 | 64 | 60 | [5 empty] | Incandescent |  | Federally-Regulated Consumer Product | 12/13/2018 |  | 03/04/2020
Westinghouse Lighting | Westinghouse | 78127 | True |  | 5 | Exception 1 | 3642 | 32 | 114 |  |  |  | 5973 | 62 | 96 | [5 empty] | None |  | Federally-Regulated Consumer Product | 12/13/2018 |  | 03/04/2020
Westinghouse Lighting | Westinghouse | 78136 | True |  | 3 | Yes | 1250 | 12 | 104 |  |  |  | 3589 | 63 | 57 | [5 empty] | Incandescent |  | Federally-Regulated Consumer Product | 12/13/2018 |  | 03/04/2020
Westinghouse Lighting | Westinghouse | 78391 | True |  | 3 | Yes | 1438 | 10 | 144 |  |  |  | 3787 | 61 | 62 | [5 empty] | Incandescent |  | Federally-Regulated Consumer Product | 12/13/2018 |  | 03/04/2020
Westinghouse Lighting | Westinghouse | 78399 | True |  | 3 | Yes | 1482 | 14 | 106 |  |  |  | 3875 | 57 | 68 | [5 empty] | Incandescent |  | Federally-Regulated Consumer Product | 12/13/2018 |  | 03/04/2020
Westinghouse Lighting | Westinghouse | 78400 | True |  | 3 | Yes | 1482 | 14 | 106 |  |  |  | 3875 | 57 | 68 | [5 empty] | Incandescent |  | Federally-Regulated Consumer Product | 12/13/2018 |  | 03/04/2020
Westinghouse Lighting | Westinghouse | 78409 | True |  | 5 | Exception 1 | 3642 | 32 | 114 |  |  |  | 5973 | 62 | 96 | [5 empty] | None |  | Federally-Regulated Consumer Product | 12/13/2018 |  | 03/04/2020
Westinghouse Lighting | Westinghouse | 78435 | True |  | 3 | Yes | 1448 | 38 | 38 |  |  |  | 3361 | 57 | 59 | [5 empty] | Incandescent |  | Federally-Regulated Consumer Product | 12/13/2018 |  | 03/04/2020
Westinghouse Lighting | Westinghouse | 78505 | True |  | 3 | Yes | 1710 | 17 | 101 |  |  |  | 3723 | 59 | 63 | [5 empty] | Incandescent |  | Federally-Regulated Consumer Product | 12/13/2018 |  | 03/04/2020
Westinghouse Lighting | Westinghouse | 78521 | True |  | 3 | Yes | 1546 | 10 | 155 |  |  |  | 4259 | 66 | 65 | [5 empty] | Incandescent |  | Federally-Regulated Consumer Product | 12/13/2018 |  | 03/04/2020
Westinghouse Lighting | Westinghouse | 78524 | True |  | 3 | Yes | 2088 | 15 | 139 |  |  |  | 4292 | 53 | 81 | [5 empty] | Incandescent |  | Federally-Regulated Consumer Product | 12/13/2018 |  | 03/04/2020
Westinghouse Lighting | Westinghouse | 78614 | True |  | 5 | Exception 1 | 3642 | 32 | 114 |  |  |  | 5973 | 62 | 96 | [5 empty] | None |  | Federally-Regulated Consumer Product | 12/13/2018 |  | 03/04/2020
Westinghouse Lighting | Westinghouse | 78619 | True |  | 3 | Yes | 1805 | 15 | 120 |  |  |  | 3983 | 50 | 80 | [5 empty] | Incandescent |  | Federally-Regulated Consumer Product | 12/13/2018 |  | 03/04/2020
Westinghouse Lighting | Westinghouse | 78627 | True |  | 3 | Yes | 1174 | 10 | 117 |  |  |  | 3835 | 64 | 60 | [5 empty] | Incandescent |  | Federally-Regulated Consumer Product | 12/13/2018 |  | 03/04/2020
Westinghouse Lighting | Westinghouse | 78631 | True |  | 3 | Yes | 636 | 21 | 30 |  |  |  | 1270 | 28 | 45 | [5 empty] | Incandescent |  | Federally-Regulated Consumer Product | 12/13/2018 |  | 03/04/2020
Westinghouse Lighting | Westinghouse | 78644 | True |  | 3 | Yes | 575 | 22 | 26 |  |  |  | 1174 | 29 | 40 | [5 empty] | Incandescent |  | Federally-Regulated Consumer Product | 12/13/2018 |  | 03/04/2020
Westinghouse Lighting | Westinghouse | 78678 | True |  | 3 | Yes | 1174 | 10 | 117 |  |  |  | 3835 | 64 | 60 | [5 empty] | Incandescent |  | Federally-Regulated Consumer Product | 12/13/2018 |  | 03/04/2020
Westinghouse Lighting | Westinghouse | 78691 | True |  | 3 | Yes | 660 | 13 | 51 |  |  |  | 1877 | 50 | 38 | [5 empty] | Incandescent |  | Federally-Regulated Consumer Product | 12/13/2018 |  | 03/04/2020
Westinghouse Lighting | Westinghouse | 78763 | True |  | 3 | Yes | 817 | 19 | 43 |  |  |  | 1816 | 34 | 53 | [5 empty] | Incandescent |  | Federally-Regulated Consumer Product | 12/13/2018 |  | 03/04/2020
Westinghouse Lighting | Westinghouse | 78764 | True |  | 3 | Yes | 1359 | 31 | 44 |  |  |  | 2897 | 53 | 55 | [5 empty] | Incandescent |  | Federally-Regulated Consumer Product | 12/13/2018 |  | 03/04/2020
Westinghouse Lighting | Westinghouse | 78773 | True |  | 3 | Yes | 1390 | 32 | 43 |  |  |  | 3112 | 48 | 65 | [5 empty] | Incandescent |  | Federally-Regulated Consumer Product | 12/13/2018 |  | 03/04/2020
Westinghouse Lighting | Westinghouse | 78775 | True |  | 3 | Yes | 660 | 13 | 51 |  |  |  | 1877 | 50 | 38 | [5 empty] | Incandescent |  | Federally-Regulated Consumer Product | 12/13/2018 |  | 03/04/2020
Westinghouse Lighting | Westinghouse | 78778 | True |  | 3 | Yes | 1886 | 12 | 157 |  |  |  | 4588 | 59 | 78 | [5 empty] | Compact Flourescent |  | Federally-Regulated Consumer Product | 12/13/2018 |  | 03/04/2020
Westinghouse Lighting | Westinghouse | 78799 | True |  | 3 | Yes | 2054 | 11 | 187 |  |  |  | 4757 | 65 | 73 | [5 empty] | Incandescent |  | Federally-Regulated Consumer Product | 12/13/2018 |  | 03/04/2020
Westinghouse Lighting | Westinghouse | 72202 | True |  | 4 | Yes | 2400 | 18 | 133 |  |  |  | 5483 | 67 | 82 | [5 empty] | LED |  | Federally-Regulated Consumer Product | 12/13/2018 |  | 03/04/2020
Westinghouse Lighting | Westinghouse | 72203 | True |  | 4 | Yes | 1527 | 12 | 127 |  |  |  | 3613 | 60 | 60 | [5 empty] | LED |  | Federally-Regulated Consumer Product | 12/13/2018 |  | 03/04/2020
Westinghouse Lighting | Westinghouse | 72204 | True |  | 4 | Yes | 2658 | 20 | 133 |  |  |  | 6061 | 80 | 76 | [5 empty] | LED |  | Federally-Regulated Consumer Product | 12/13/2018 |  | 03/04/2020
Westinghouse Lighting | Westinghouse | 72205 | True |  | 4 | Yes | 1591 | 11 | 145 |  |  |  | 4144 | 58 | 71 | [5 empty] | LED |  | Federally-Regulated Consumer Product | 12/13/2018 |  | 03/04/2020
Westinghouse Lighting | Westinghouse | 72206 | True |  | 4 | Yes | 1737 | 12 | 145 |  |  |  | 4464 | 59 | 76 | [5 empty] | LED |  | Federally-Regulated Consumer Product | 12/13/2018 |  | 03/04/2020
Westinghouse Lighting | Westinghouse | 72207 | True |  | 4 | Yes | 1682 | 12 | 140 |  |  |  | 3890 | 58 | 67 | [5 empty] | LED |  | Federally-Regulated Consumer Product | 12/13/2018 |  | 03/04/2020
TAISHAN SIGMA ELECTRIC PRODUCTS CO., LTD | Westcraft | 7775692 | True |  | 3 | Yes | 1234 | 15 | 82 |  |  |  | 2516 | 52 | 48 | [5 empty] | LED |  | Federally-Regulated Consumer Product | 12/14/2018 |  | 03/04/2020
Air Cool Industrial Co., Ltd. | Home Decorators Collection | AM852A(AM852-BN) | True |  | V | Yes | 3061 | 4 | 765 |  |  |  | 7321 | 33 | 222 | [5 empty] | LED |  | Federally-Regulated Consumer Product | 12/14/2018 |  | 03/04/2020
Air Cool Industrial Co., Ltd. | Home Decorators Collection | AM852A(AM852-EB) | True |  | V | Yes | 3061 | 4 | 765 |  |  |  | 7321 | 33 | 222 | [5 empty] | LED |  | Federally-Regulated Consumer Product | 12/14/2018 |  | 03/04/2020
Air Cool Industrial Co., Ltd. | Home Decorators Collection | AC-552A(AM731A-MBK) | True |  | 3 | Yes | 2170 | 13 | 167 |  |  |  | 5745 | 64 | 90 | [5 empty] | LED |  | Federally-Regulated Consumer Product | 12/14/2018 |  | 03/04/2020
Air Cool Industrial Co., Ltd. | Home Decorators Collection | AC-552(YG768A-PN) | True |  | 3 | Yes | 1872 | 13 | 144 |  |  |  | 4304 | 55 | 78 | [5 empty] | LED |  | Federally-Regulated Consumer Product | 12/14/2018 |  | 03/04/2020
Air Cool Industrial Co., Ltd. | Home Decorators Collection | AC-552(YG768A-MBK) | True |  | 3 | Yes | 1872 | 13 | 144 |  |  |  | 4304 | 55 | 78 | [5 empty] | LED |  | Federally-Regulated Consumer Product | 12/14/2018 |  | 03/04/2020
Air Cool Industrial Co., Ltd. | Home Decorators Collection | AC-552(YG768A-WH) | True |  | 3 | Yes | 1872 | 13 | 144 |  |  |  | 4304 | 55 | 78 | [5 empty] | LED |  | Federally-Regulated Consumer Product | 12/14/2018 |  | 03/04/2020
Air Cool Industrial Co., Ltd. | Hampton Bay | AC-742(YG204C-BN) | True |  | 3 | Yes | 1428 | 11 | 130 |  |  |  | 3055 | 54 | 57 | [5 empty] | LED |  | Federally-Regulated Consumer Product | 12/14/2018 |  | 03/04/2020
Air Cool Industrial Co., Ltd. | Hampton Bay | AC-742(YG204C-EB) | True |  | 3 | Yes | 1428 | 11 | 130 |  |  |  | 3055 | 54 | 57 | [5 empty] | LED |  | Federally-Regulated Consumer Product | 12/14/2018 |  | 03/04/2020
Sienhua Group North America | Home Depot Unbranded | RH5H1-ORB | True |  | 3 | Yes | 1430 | 11 | 125 |  |  |  | 2738 | 42 | 65 | [5 empty] | LED |  | Federally-Regulated Consumer Product | 12/14/2018 |  | 03/04/2020
Sienhua Group North America | Home Depot Unbranded | RH5H1-BN | True |  | 3 | Yes | 1430 | 11 | 125 |  |  |  | 2738 | 42 | 65 | [5 empty] | LED |  | Federally-Regulated Consumer Product | 12/14/2018 |  | 03/04/2020
TAISHAN SIGMA ELECTRIC PRODUCTS CO., LTD | Westcraft | 7775698 | True |  | 3 | Yes | 1190 | 14 | 85 |  |  |  | 2500 | 50 | 50 | [5 empty] | LED |  | Federally-Regulated Consumer Product | 12/17/2018 |  | 03/04/2020
Westinghouse Lighting | Westinghouse | 72559 | True |  | 3 | Yes | 1770 | 11 | 161 |  |  |  | 4834 | 62 | 78 | [5 empty] | Compact Flourescent |  | Federally-Regulated Consumer Product | 12/17/2018 |  | 03/04/2020
Westinghouse Lighting | Westinghouse | 78144 | True |  | 3 | Yes | 1115 | 30 | 37 |  |  |  | 2393 | 54 | 44 | [5 empty] | Incandescent |  | Federally-Regulated Consumer Product | 12/17/2018 |  | 03/04/2020
Westinghouse Lighting | Westinghouse | 78145 | True |  | 3 | Yes | 1115 | 30 | 37 |  |  |  | 2393 | 54 | 44 | [5 empty] | Incandescent |  | Federally-Regulated Consumer Product | 12/17/2018 |  | 03/04/2020
Westinghouse Lighting | Westinghouse | 78248 | True |  | 3 | Yes | 1115 | 30 | 37 |  |  |  | 2393 | 54 | 44 | [5 empty] | Incandescent |  | Federally-Regulated Consumer Product | 12/17/2018 |  | 03/04/2020
Westinghouse Lighting | Westinghouse | 78507 | True |  | 3 | Yes | 1145 | 8 | 143 |  |  |  | 3286 | 53 | 62 | [5 empty] | Incandescent |  | Federally-Regulated Consumer Product | 12/17/2018 |  | 03/04/2020
Beacon Lighting America Inc. | Lucci | LD-AIRLIE II-52L-***/01 | True |  | 3 | Yes | 1455 | 12 | 121 |  |  |  | 4873 | 60 | 81 | [5 empty] | LED |  | Federally-Regulated Consumer Product | 12/18/2018 |  | 03/04/2020
Beacon Lighting America Inc. | Lucci | SX-50-L-***-01 | True |  | 3 | Yes | 1909 | 12 | 159 |  |  |  | 5330 | 62 | 86 | [5 empty] | None |  | Federally-Regulated Consumer Product | 12/18/2018 |  | 03/04/2020
Beacon Lighting America Inc. | Lucci | DK-IP55-***-01 | True |  | 3 | Yes | 1571 | 10 | 157 |  |  |  | 5983 | 78 | 77 | [5 empty] | None |  | Federally-Regulated Consumer Product | 12/18/2018 |  | 03/04/2020
Beacon Lighting America Inc. | Lucci | DK66-52-L-***-01 | True |  | 3 | Yes | 997 | 17 | 59 |  |  |  | 5208 | 62 | 84 | [5 empty] | LED |  | Federally-Regulated Consumer Product | 12/18/2018 |  | 03/04/2020
Hunter Fan Company | Hunter | 59478 | True |  | 4 | Yes | 1310 | 10 | 131 |  |  |  | 5239 | 84 | 62 | [5 empty] | LED |  | Federally-Regulated Consumer Product | 12/18/2018 |  | 03/04/2020
Hunter Fan Company | Hunter | 59479 | True |  | 4 | Yes | 1310 | 10 | 131 |  |  |  | 5239 | 84 | 62 | [5 empty] | LED |  | Federally-Regulated Consumer Product | 12/18/2018 |  | 03/04/2020
Hunter Fan Company | Hunter | 59480 | True |  | 4 | Yes | 1310 | 10 | 131 |  |  |  | 5239 | 84 | 62 | [5 empty] | LED |  | Federally-Regulated Consumer Product | 12/18/2018 |  | 03/04/2020
Hunter Fan Company | Hunter | 54217 | True |  | 3 | Yes | 1358 | 9 | 151 |  |  |  | 5049 | 81 | 62 | [5 empty] | LED |  | Federally-Regulated Consumer Product | 12/18/2018 |  | 03/04/2020
Hunter Fan Company | Hunter | 59646 | True |  | 4 | Yes | 1396 | 10 | 140 |  |  |  | 4984 | 79 | 63 | [5 empty] | LED |  | Federally-Regulated Consumer Product | 12/18/2018 |  | 03/04/2020
Hunter Fan Company | Hunter | 53441 | True |  | 3 | Yes | 1295 | 9 | 144 |  |  |  | 3991 | 63 | 63 | [5 empty] | LED |  | Federally-Regulated Consumer Product | 12/18/2018 |  | 03/04/2020
Hunter Fan Company | Hunter | 52309 | True |  | 3 | Yes | 810 | 7 | 116 |  |  |  | 3849 | 65 | 59 | [5 empty] | LED |  | Federally-Regulated Consumer Product | 12/18/2018 |  | 03/04/2020
Hunter Fan Company | Hunter | 52307 | True |  | 3 | Yes | 836 | 7 | 119 |  |  |  | 3814 | 64 | 60 | [5 empty] | LED |  | Federally-Regulated Consumer Product | 12/18/2018 |  | 03/04/2020
Hunter Fan Company | Hunter | 52308 | True |  | 3 | Yes | 836 | 7 | 119 |  |  |  | 3814 | 64 | 60 | [5 empty] | LED |  | Federally-Regulated Consumer Product | 12/18/2018 |  | 03/04/2020
Hunter Fan Company | Hunter | 59644 | True |  | 3 | Yes | 1244 | 8 | 156 |  |  |  | 5034 | 79 | 64 | [5 empty] | LED |  | Federally-Regulated Consumer Product | 12/18/2018 |  | 03/04/2020
Hunter Fan Company | Hunter | 59389 | True |  | 4 | Yes | 1332 | 11 | 121 |  |  |  | 5312 | 82 | 65 | [5 empty] | LED |  | Federally-Regulated Consumer Product | 12/18/2018 |  | 03/04/2020
Hunter Fan Company | Hunter | 59390 | True |  | 4 | Yes | 1332 | 11 | 121 |  |  |  | 5312 | 82 | 65 | [5 empty] | LED |  | Federally-Regulated Consumer Product | 12/18/2018 |  | 03/04/2020
Hunter Fan Company | Hunter | 59645 | True |  | 3 | Yes | 1112 | 11 | 101 |  |  |  | 3860 | 63 | 61 | [5 empty] | LED |  | Federally-Regulated Consumer Product | 12/18/2018 |  | 03/04/2020
Hunter Fan Company | Hunter | 54151 | True |  | 3 | Yes | 1343 | 9 | 149 |  |  |  | 5128 | 80 | 64 | [5 empty] | LED |  | Federally-Regulated Consumer Product | 12/18/2018 |  | 03/04/2020
Hunter Fan Company | Hunter | 54152 | True |  | 3 | Yes | 1343 | 9 | 149 |  |  |  | 5128 | 80 | 64 | [5 empty] | LED |  | Federally-Regulated Consumer Product | 12/18/2018 |  | 03/04/2020
Hunter Fan Company | Hunter | 54153 | True |  | 3 | Yes | 1343 | 9 | 149 |  |  |  | 5128 | 80 | 64 | [5 empty] | LED |  | Federally-Regulated Consumer Product | 12/18/2018 |  | 03/04/2020
Hunter Fan Company | Hunter | 53440 | True |  | 3 | Yes | 2191 | 11 | 149 |  |  |  | 4981 | 64 | 78 | [5 empty] | LED |  | Federally-Regulated Consumer Product | 12/18/2018 |  | 03/04/2020
Hunter Fan Company | Casablanca | 55082 | True |  | 3 | Yes | 2196 | 9 | 244 |  |  |  | 6585 | 87 | 76 | [5 empty] | None |  | Federally-Regulated Consumer Product | 12/18/2018 |  | 03/04/2020
Hunter Fan Company | Casablanca | 55083 | True |  | 3 | Yes | 2196 | 9 | 244 |  |  |  | 6585 | 87 | 76 | [5 empty] | None |  | Federally-Regulated Consumer Product | 12/18/2018 |  | 03/04/2020
The Modern Fan Company Inc. | The Modern Fan Co | ALT-**-42-**-271-*** | True |  | 3 | Yes | 1607 | 11 | 146 |  |  |  | 4442 | 63 | 71 | [5 empty] | LED |  | Federally-Regulated Consumer Product | 12/21/2018 |  | 03/04/2020
The Modern Fan Company Inc. | The Modern Fan Co | ALT-**-52-**-271-*** | True |  | 3 | Yes | 1672 | 11 | 152 |  |  |  | 5142 | 69 | 75 | [5 empty] | LED |  | Federally-Regulated Consumer Product | 12/21/2018 |  | 03/04/2020
The Modern Fan Company Inc. | The Modern Fan Co | ALT-FM-**-42-**-271-*** | True |  | 3 | Yes | 1438 | 11 | 131 |  |  |  | 4107 | 62 | 66 | [5 empty] | LED |  | Federally-Regulated Consumer Product | 12/21/2018 |  | 03/04/2020
The Modern Fan Company Inc. | The Modern Fan Co | ALT-FM-**-42-**-NL-*** | True |  | 3 | Yes | 1438 | 11 | 131 |  |  |  | 4107 | 62 | 66 | [5 empty] | None |  | Federally-Regulated Consumer Product | 12/21/2018 |  | 03/04/2020
The Modern Fan Company Inc. | The Modern Fan Co | ALT-FM-**-52-**-271-*** | True |  | 3 | Yes | 1425 | 11 | 130 |  |  |  | 4879 | 69 | 71 | [5 empty] | LED |  | Federally-Regulated Consumer Product | 12/21/2018 |  | 03/04/2020
The Modern Fan Company Inc. | The Modern Fan Co | ALT-FM-**-52-**-NL-*** | True |  | 3 | Yes | 1425 | 11 | 130 |  |  |  | 4879 | 69 | 71 | [5 empty] | None |  | Federally-Regulated Consumer Product | 12/21/2018 |  | 03/04/2020
The Modern Fan Company Inc. | The Modern Fan Co | BAL-**-42-**-652-*** | True |  | 3 | Yes | 1589 | 11 | 144 |  |  |  | 4405 | 63 | 70 | [5 empty] | LED |  | Federally-Regulated Consumer Product | 12/21/2018 |  | 03/04/2020
The Modern Fan Company Inc. | The Modern Fan Co | BAL-**-52-**-652-*** | True |  | 3 | Yes | 1631 | 11 | 148 |  |  |  | 4998 | 69 | 72 | [5 empty] | LED |  | Federally-Regulated Consumer Product | 12/21/2018 |  | 03/04/2020
The Modern Fan Company Inc. | The Modern Fan Co | BAL-FM-**-42-**-652-*** | True |  | 3 | Yes | 1428 | 11 | 130 |  |  |  | 3991 | 62 | 64 | [5 empty] | LED |  | Federally-Regulated Consumer Product | 12/21/2018 |  | 03/04/2020
The Modern Fan Company Inc. | The Modern Fan Co | BAL-FM-**-42-**-NL-*** | True |  | 3 | Yes | 1428 | 11 | 130 |  |  |  | 3991 | 62 | 64 | [5 empty] | None |  | Federally-Regulated Consumer Product | 12/21/2018 |  | 03/04/2020
The Modern Fan Company Inc. | The Modern Fan Co | BAL-FM-**-52-**-652-*** | True |  | 3 | Yes | 1514 | 11 | 138 |  |  |  | 4975 | 69 | 72 | [5 empty] | LED |  | Federally-Regulated Consumer Product | 12/21/2018 |  | 03/04/2020
The Modern Fan Company Inc. | The Modern Fan Co | BAL-FM-**-52-**-NL-*** | True |  | 3 | Yes | 1514 | 11 | 138 |  |  |  | 4975 | 69 | 72 | [5 empty] | None |  | Federally-Regulated Consumer Product | 12/21/2018 |  | 03/04/2020
The Modern Fan Company Inc. | The Modern Fan Co | CIR-**-50-**-355-** | True |  | 6 | Yes | 1442 | 3 | 481 |  |  |  | 6023 | 34 | 177 | [5 empty] | LED |  | Federally-Regulated Consumer Product | 12/21/2018 |  | 03/04/2020
The Modern Fan Company Inc. | The Modern Fan Co | CIR-**-50-**-NL-** | True |  | 6 | Yes | 1442 | 3 | 481 |  |  |  | 6023 | 34 | 177 | [5 empty] | None |  | Federally-Regulated Consumer Product | 12/21/2018 |  | 03/04/2020
The Modern Fan Company Inc. | The Modern Fan Co | CIR-FM-**-50-**-355-** | True |  | 6 | Yes | 589 | 3 | 196 |  |  |  | 4257 | 36 | 118 | [5 empty] | LED |  | Federally-Regulated Consumer Product | 12/21/2018 |  | 03/04/2020
The Modern Fan Company Inc. | The Modern Fan Co | CIR-FM-**-50-**-NL-** | True |  | 6 | Yes | 589 | 3 | 196 |  |  |  | 4257 | 36 | 118 | [5 empty] | None |  | Federally-Regulated Consumer Product | 12/21/2018 |  | 03/04/2020
The Modern Fan Company Inc. | The Modern Fan Co | FLO-**-52-**-372-*** | True |  | 3 | Yes | 1524 | 11 | 139 |  |  |  | 5350 | 71 | 75 | [5 empty] | LED |  | Federally-Regulated Consumer Product | 12/21/2018 |  | 03/04/2020
The Modern Fan Company Inc. | The Modern Fan Co | FLU-**-52-**-752-*** | True |  | 3 | Yes | 1591 | 11 | 145 |  |  |  | 4837 | 64 | 75 | [5 empty] | LED |  | Federally-Regulated Consumer Product | 12/21/2018 |  | 03/04/2020
The Modern Fan Company Inc. | The Modern Fan Co | GUS-**-56-**-173-*** | True |  | 3 | Yes | 1630 | 11 | 148 |  |  |  | 4982 | 67 | 74 | [5 empty] | LED |  | Federally-Regulated Consumer Product | 12/21/2018 |  | 03/04/2020
The Modern Fan Company Inc. | The Modern Fan Co | GUS-FM-**-56-**-173-*** | True |  | 3 | Yes | 1455 | 11 | 132 |  |  |  | 5218 | 69 | 76 | [5 empty] | LED |  | Federally-Regulated Consumer Product | 12/21/2018 |  | 03/04/2020
The Modern Fan Company Inc. | The Modern Fan Co | GUS-FM-**-56-**-NL-*** | True |  | 3 | Yes | 1455 | 11 | 132 |  |  |  | 5218 | 69 | 76 | [5 empty] | None |  | Federally-Regulated Consumer Product | 12/21/2018 |  | 03/04/2020
The Modern Fan Company Inc. | The Modern Fan Co | HAL-**-52-**-LED-*** | True |  | 3 | Yes | 1493 | 11 | 136 |  |  |  | 5096 | 70 | 73 | [5 empty] | LED |  | Federally-Regulated Consumer Product | 12/21/2018 |  | 03/04/2020
The Modern Fan Company Inc. | The Modern Fan Co | IC2-**-56-**-570-** | True |  | 6 | Yes | 1913 | 3 | 638 |  |  |  | 6104 | 33 | 185 | [5 empty] | LED |  | Federally-Regulated Consumer Product | 12/21/2018 |  | 03/04/2020
The Modern Fan Company Inc. | The Modern Fan Co | IC2-**-56-**-NL-** | True |  | 6 | Yes | 1913 | 3 | 638 |  |  |  | 6104 | 33 | 185 | [5 empty] | None |  | Federally-Regulated Consumer Product | 12/21/2018 |  | 03/04/2020
The Modern Fan Company Inc. | The Modern Fan Co | IC3-**-56-**-570-** | True |  | 6 | Yes | 1914 | 3 | 638 |  |  |  | 5705 | 28 | 204 | [5 empty] | LED |  | Federally-Regulated Consumer Product | 12/21/2018 |  | 03/04/2020
The Modern Fan Company Inc. | The Modern Fan Co | IC3-**-56-**-NL-** | True |  | 6 | Yes | 1914 | 3 | 638 |  |  |  | 5705 | 28 | 204 | [5 empty] | None |  | Federally-Regulated Consumer Product | 12/21/2018 |  | 03/04/2020
The Modern Fan Company Inc. | The Modern Fan Co | IND-**-50-**-272-** | True |  | 6 | Yes | 1639 | 3 | 546 |  |  |  | 6296 | 34 | 185 | [5 empty] | LED |  | Federally-Regulated Consumer Product | 12/21/2018 |  | 03/04/2020
The Modern Fan Company Inc. | The Modern Fan Co | IND-**-50-**-NL-** | True |  | 6 | Yes | 1639 | 3 | 546 |  |  |  | 6296 | 34 | 185 | [5 empty] | None |  | Federally-Regulated Consumer Product | 12/21/2018 |  | 03/04/2020
The Modern Fan Company Inc. | The Modern Fan Co | LAP-**-50-**-552-*** | True |  | 3 | Yes | 1615 | 11 | 147 |  |  |  | 4626 | 61 | 76 | [5 empty] | LED |  | Federally-Regulated Consumer Product | 12/21/2018 |  | 03/04/2020
The Modern Fan Company Inc. | The Modern Fan Co | LAP-**-50-**-NL-*** | True |  | 3 | Yes | 1615 | 11 | 147 |  |  |  | 4626 | 61 | 76 | [5 empty] | None |  | Federally-Regulated Consumer Product | 12/21/2018 |  | 03/04/2020
The Modern Fan Company Inc. | The Modern Fan Co | LAP-FM-**-50-**-552-*** | True |  | 3 | Yes | 1471 | 11 | 134 |  |  |  | 4719 | 60 | 79 | [5 empty] | LED |  | Federally-Regulated Consumer Product | 12/21/2018 |  | 03/04/2020
The Modern Fan Company Inc. | The Modern Fan Co | LAP-FM-**-50-**-NL-*** | True |  | 3 | Yes | 1471 | 11 | 134 |  |  |  | 4719 | 60 | 79 | [5 empty] | None |  | Federally-Regulated Consumer Product | 12/21/2018 |  | 03/04/2020
The Modern Fan Company Inc. | The Modern Fan Co | PEN-**-52-**-151-** | True |  | 6 | Yes | 1445 | 2 | 723 |  |  |  | 7020 | 27 | 260 | [5 empty] | LED |  | Federally-Regulated Consumer Product | 12/21/2018 |  | 03/04/2020
The Modern Fan Company Inc. | The Modern Fan Co | PEN-**-52-**-NL-** | True |  | 6 | Yes | 1445 | 2 | 723 |  |  |  | 7020 | 27 | 260 | [5 empty] | None |  | Federally-Regulated Consumer Product | 12/21/2018 |  | 03/04/2020
The Modern Fan Company Inc. | The Modern Fan Co | PHA-**-52-**-LED-*** | True |  | 3 | Yes | 1539 | 12 | 128 |  |  |  | 5070 | 69 | 73 | [5 empty] | LED |  | Federally-Regulated Consumer Product | 12/21/2018 |  | 03/04/2020
The Modern Fan Company Inc. | The Modern Fan Co | PLU-**-52-**-271-*** | True |  | 3 | Yes | 1505 | 11 | 137 |  |  |  | 4508 | 66 | 68 | [5 empty] | LED |  | Federally-Regulated Consumer Product | 12/21/2018 |  | 03/04/2020
The Modern Fan Company Inc. | The Modern Fan Co | SLA-**-52-**-LED-*** | True |  | 3 | Yes | 1444 | 11 | 131 |  |  |  | 4983 | 71 | 70 | [5 empty] | LED |  | Federally-Regulated Consumer Product | 12/21/2018 |  | 03/04/2020
The Modern Fan Company Inc. | The Modern Fan Co | SOL-**-52-**-472-*** | True |  | 3 | Yes | 1636 | 11 | 149 |  |  |  | 4942 | 69 | 72 | [5 empty] | LED |  | Federally-Regulated Consumer Product | 12/21/2018 |  | 03/04/2020
The Modern Fan Company Inc. | The Modern Fan Co | TOR-**-52-**-271-*** | True |  | 3 | Yes | 1523 | 11 | 138 |  |  |  | 5103 | 72 | 71 | [5 empty] | LED |  | Federally-Regulated Consumer Product | 12/21/2018 |  | 03/04/2020
The Modern Fan Company Inc. | The Modern Fan Co | TOR-**-52-**-272-*** | True |  | 3 | Yes | 1523 | 11 | 138 |  |  |  | 5103 | 72 | 71 | [5 empty] | LED |  | Federally-Regulated Consumer Product | 12/21/2018 |  | 03/04/2020
The Modern Fan Company Inc. | The Modern Fan Co | TOR-**-62-**-271-*** | True |  | 3 | Yes | 1685 | 11 | 153 |  |  |  | 6263 | 72 | 87 | [5 empty] | LED |  | Federally-Regulated Consumer Product | 12/21/2018 |  | 03/04/2020
The Modern Fan Company Inc. | The Modern Fan Co | TOR-**-62-**-272-*** | True |  | 3 | Yes | 1685 | 11 | 153 |  |  |  | 6263 | 72 | 87 | [5 empty] | LED |  | Federally-Regulated Consumer Product | 12/21/2018 |  | 03/04/2020
The Modern Fan Company Inc. | The Modern Fan Co | VEL-**-48-**-853-** | True |  | 6 | Yes | 1304 | 3 | 435 |  |  |  | 5998 | 35 | 171 | [5 empty] | LED |  | Federally-Regulated Consumer Product | 12/21/2018 |  | 03/04/2020
The Modern Fan Company Inc. | The Modern Fan Co | VEL-**-48-**-NL-** | True |  | 6 | Yes | 1304 | 3 | 435 |  |  |  | 5998 | 35 | 171 | [5 empty] | None |  | Federally-Regulated Consumer Product | 12/21/2018 |  | 03/04/2020
The Modern Fan Company Inc. | The Modern Fan Co | VEL-FM-**-48-**-853-** | True |  | 6 | Yes | 633 | 3 | 211 |  |  |  | 5416 | 34 | 159 | [5 empty] | LED |  | Federally-Regulated Consumer Product | 12/21/2018 |  | 03/04/2020
The Modern Fan Company Inc. | The Modern Fan Co | VEL-FM-**-48-**-NL-** | True |  | 6 | Yes | 633 | 3 | 211 |  |  |  | 5416 | 34 | 159 | [5 empty] | None |  | Federally-Regulated Consumer Product | 12/21/2018 |  | 03/04/2020
The Modern Fan Company Inc. | The Modern Fan Co | LUM-**-52-**-LED-*** | True |  | 3 | Yes | 1786 | 11 | 162 |  |  |  | 5861 | 68 | 86 | [5 empty] | LED |  | Federally-Regulated Consumer Product | 12/21/2018 |  | 03/04/2020
The Modern Fan Company Inc. | The Modern Fan Co | ALT-**-42-**-NL-*** | True |  | 3 | Yes | 1607 | 11 | 146 |  |  |  | 4442 | 63 | 71 | [5 empty] | None |  | Federally-Regulated Consumer Product | 12/21/2018 |  | 03/04/2020
The Modern Fan Company Inc. | The Modern Fan Co | ALT-**-52-**-NL-*** | True |  | 3 | Yes | 1672 | 11 | 152 |  |  |  | 5142 | 69 | 75 | [5 empty] | None |  | Federally-Regulated Consumer Product | 12/21/2018 |  | 03/04/2020
The Modern Fan Company Inc. | The Modern Fan Co | BAL-**-42-**-NL-*** | True |  | 3 | Yes | 1589 | 11 | 144 |  |  |  | 4405 | 63 | 70 | [5 empty] | None |  | Federally-Regulated Consumer Product | 12/21/2018 |  | 03/04/2020
The Modern Fan Company Inc. | The Modern Fan Co | BAL-**-52-**-NL-*** | True |  | 3 | Yes | 1631 | 11 | 148 |  |  |  | 4998 | 69 | 72 | [5 empty] | None |  | Federally-Regulated Consumer Product | 12/21/2018 |  | 03/04/2020
The Modern Fan Company Inc. | The Modern Fan Co | FLO-**-52-**-NL-*** | True |  | 3 | Yes | 1524 | 11 | 139 |  |  |  | 5350 | 71 | 75 | [5 empty] | None |  | Federally-Regulated Consumer Product | 12/21/2018 |  | 03/04/2020
The Modern Fan Company Inc. | The Modern Fan Co | FLU-**-52-**-NL-*** | True |  | 3 | Yes | 1591 | 11 | 145 |  |  |  | 4837 | 64 | 75 | [5 empty] | None |  | Federally-Regulated Consumer Product | 12/21/2018 |  | 03/04/2020
The Modern Fan Company Inc. | The Modern Fan Co | GUS-**-56-**-NL-*** | True |  | 3 | Yes | 1630 | 11 | 148 |  |  |  | 4982 | 67 | 74 | [5 empty] | None |  | Federally-Regulated Consumer Product | 12/21/2018 |  | 03/04/2020
The Modern Fan Company Inc. | The Modern Fan Co | PLU-**-52-**-NL-*** | True |  | 3 | Yes | 1505 | 11 | 137 |  |  |  | 4508 | 66 | 68 | [5 empty] | None |  | Federally-Regulated Consumer Product | 12/21/2018 |  | 03/04/2020
The Modern Fan Company Inc. | The Modern Fan Co | SOL-**-52-**-NL-*** | True |  | 3 | Yes | 1636 | 11 | 149 |  |  |  | 4942 | 69 | 72 | [5 empty] | None |  | Federally-Regulated Consumer Product | 12/21/2018 |  | 03/04/2020
The Modern Fan Company Inc. | The Modern Fan Co | TOR-**-52-**-NL-*** | True |  | 3 | Yes | 1523 | 11 | 138 |  |  |  | 5103 | 72 | 71 | [5 empty] | None |  | Federally-Regulated Consumer Product | 12/21/2018 |  | 03/04/2020
The Modern Fan Company Inc. | The Modern Fan Co | TOR-**-62-**-NL-*** | True |  | 3 | Yes | 1685 | 11 | 153 |  |  |  | 6263 | 72 | 87 | [5 empty] | None |  | Federally-Regulated Consumer Product | 12/21/2018 |  | 03/04/2020
Hunter Fan Company | Hunter | 59451 | True |  | 3 | Yes | 1848 | 10 | 185 |  |  |  | 4783 | 63 | 76 | [5 empty] | LED |  | Federally-Regulated Consumer Product | 12/21/2018 |  | 03/04/2020
WAC Lighting Co. | Modern Forms | FH-W1802-26L-MW | True |  | V | Yes | 269 | 3 | 89 |  |  |  | 2617 | 16 | 161 | [5 empty] | LED |  | Federally-Regulated Consumer Product | 12/31/2018 |  | 03/04/2020
WAC Lighting Co. | Modern Forms | FH-W1802-26L-BZ | True |  | V | Yes | 269 | 3 | 89 |  |  |  | 2617 | 16 | 161 | [5 empty] | LED |  | Federally-Regulated Consumer Product | 12/31/2018 |  | 03/04/2020
WAC Lighting Co. | Modern Forms | FH-W1802-26L-TT | True |  | V | Yes | 269 | 3 | 89 |  |  |  | 2617 | 16 | 161 | [5 empty] | LED |  | Federally-Regulated Consumer Product | 12/31/2018 |  | 03/04/2020
WAC Lighting Co. | Modern Forms | FH-W1802-38L-MW | True |  | V | Yes | 749 | 3 | 249 |  |  |  | 4860 | 32 | 150 | [5 empty] | LED |  | Federally-Regulated Consumer Product | 12/31/2018 |  | 03/04/2020
WAC Lighting Co. | Modern Forms | FH-W1802-38L-BZ | True |  | V | Yes | 749 | 3 | 249 |  |  |  | 4860 | 32 | 150 | [5 empty] | LED |  | Federally-Regulated Consumer Product | 12/31/2018 |  | 03/04/2020
WAC Lighting Co. | Modern Forms | FH-W1802-38L-TT | True |  | V | Yes | 749 | 3 | 249 |  |  |  | 4860 | 32 | 150 | [5 empty] | LED |  | Federally-Regulated Consumer Product | 12/31/2018 |  | 03/04/2020
WAC Lighting Co. | Modern Forms | FR-W1805-96L-BZ | True |  | V | Yes | 5300 | 35 | 151 |  |  |  | 12950 | 45 | 288 | [5 empty] | LED |  | Federally-Regulated Consumer Product | 12/31/2018 |  | 03/04/2020
WAC Lighting Co. | Modern Forms | FR-W1805-96L-TT | True |  | V | Yes | 5300 | 35 | 151 |  |  |  | 12950 | 45 | 288 | [5 empty] | LED |  | Federally-Regulated Consumer Product | 12/31/2018 |  | 03/04/2020
WAC Lighting Co. | Modern Forms | FR-W1815-80L-OB/DW | True |  | V | Yes | 3601 | 4 | 807 |  |  |  | 10647 | 38 | 278 | [5 empty] | LED |  | Federally-Regulated Consumer Product | 12/31/2018 |  | 03/04/2020
WAC Lighting Co. | Modern Forms | FR-W1815-80L-GH/WG | True |  | V | Yes | 3601 | 4 | 807 |  |  |  | 10647 | 38 | 278 | [5 empty] | LED |  | Federally-Regulated Consumer Product | 12/31/2018 |  | 03/04/2020
WAC Lighting Co. | Modern Forms | FR-W1815-80L-MB/DK | True |  | V | Yes | 3601 | 4 | 807 |  |  |  | 10647 | 38 | 278 | [5 empty] | LED |  | Federally-Regulated Consumer Product | 12/31/2018 |  | 03/04/2020
WAC Lighting Co. | Modern Forms | FR-W1811-54-MB/DK | True |  | V | Yes | 1984 | 3 | 575 |  |  |  | 7074 | 20 | 346 | [5 empty] | None |  | Federally-Regulated Consumer Product | 12/31/2018 |  | 03/04/2020
WAC Lighting Co. | Modern Forms | FR-W1811-54-GH/WG | True |  | V | Yes | 1984 | 3 | 575 |  |  |  | 7074 | 20 | 346 | [5 empty] | None |  | Federally-Regulated Consumer Product | 12/31/2018 |  | 03/04/2020
Air Cool Industrial Co., Ltd. | Home Decorators Collection | AM589HOD(AM589H-EB) | True |  | 3 | Yes | 1866 | 13 | 144 |  |  |  | 3757 | 50 | 75 | [5 empty] | LED |  | Federally-Regulated Consumer Product | 01/03/2019 |  | 03/04/2020
Air Cool Industrial Co., Ltd. | Home Decorators Collection | AM589HOD(AM589H-WH) | True |  | 3 | Yes | 1866 | 13 | 144 |  |  |  | 3757 | 50 | 75 | [5 empty] | LED |  | Federally-Regulated Consumer Product | 01/03/2019 |  | 03/04/2020
Progress Lighting | Home Decorators Collection | 7984HDC** | True |  | 3 | Yes | 4500 | 7 | 642 |  |  |  | 6978 | 33 | 211 | [5 empty] | LED |  | Federally-Regulated Consumer Product | 01/03/2019 |  | 03/04/2020
Visual Comfort & Company | Monte Carlo | 5HV52** | True |  | 3 | Yes | 1926 | 13 | 148 |  |  |  | 4401 | 59 | 75 | [5 empty] | None |  | Federally-Regulated Consumer Product | 01/03/2019 |  | 03/04/2020
Visual Comfort & Company | Monte Carlo | 5HV52*** | True |  | 3 | Yes | 1926 | 13 | 148 |  |  |  | 4401 | 59 | 75 | [5 empty] | None |  | Federally-Regulated Consumer Product | 01/03/2019 |  | 03/04/2020
Visual Comfort & Company | Monte Carlo | 5HV52**D | True |  | 3 | Yes | 1979 | 13 | 152 |  |  |  | 4355 | 59 | 74 | [5 empty] | LED |  | Federally-Regulated Consumer Product | 01/03/2019 |  | 03/04/2020
Visual Comfort & Company | Monte Carlo | 5HV52***D | True |  | 3 | Yes | 1979 | 13 | 152 |  |  |  | 4355 | 59 | 74 | [5 empty] | LED |  | Federally-Regulated Consumer Product | 01/03/2019 |  | 03/04/2020
Visual Comfort & Company | Monte Carlo | 5HV52**F | True |  | 3 | Yes | 1956 | 13 | 150 |  |  |  | 4344 | 59 | 74 | [5 empty] | LED |  | Federally-Regulated Consumer Product | 01/03/2019 |  | 03/04/2020
Visual Comfort & Company | Monte Carlo | 5HV52***F | True |  | 3 | Yes | 1956 | 13 | 150 |  |  |  | 4344 | 59 | 74 | [5 empty] | LED |  | Federally-Regulated Consumer Product | 01/03/2019 |  | 03/04/2020
Visual Comfort & Company | Monte Carlo | 5HVO52** | True |  | 3 | Yes | 1760 | 10 | 176 |  |  |  | 4482 | 59 | 76 | [5 empty] | None |  | Federally-Regulated Consumer Product | 01/03/2019 |  | 03/04/2020
Visual Comfort & Company | Monte Carlo | 5HVO52*** | True |  | 3 | Yes | 1760 | 10 | 176 |  |  |  | 4482 | 59 | 76 | [5 empty] | None |  | Federally-Regulated Consumer Product | 01/03/2019 |  | 03/04/2020
Visual Comfort & Company | Monte Carlo | 5HVO52**D | True |  | 3 | Yes | 1774 | 10 | 177 |  |  |  | 4510 | 59 | 76 | [5 empty] | LED |  | Federally-Regulated Consumer Product | 01/03/2019 |  | 03/04/2020
Visual Comfort & Company | Monte Carlo | 5HVO52***D | True |  | 3 | Yes | 1774 | 10 | 177 |  |  |  | 4510 | 59 | 76 | [5 empty] | LED |  | Federally-Regulated Consumer Product | 01/03/2019 |  | 03/04/2020
Visual Comfort & Company | Monte Carlo | 3OVR60**D | True |  | V | Yes | 3696 | 4 | 924 |  |  |  | 7543 | 24 | 314 | [5 empty] | LED |  | Federally-Regulated Consumer Product | 01/03/2019 |  | 03/04/2020
Visual Comfort & Company | Monte Carlo | 3OVR60****D | True |  | V | Yes | 3696 | 4 | 924 |  |  |  | 7543 | 24 | 314 | [5 empty] | LED |  | Federally-Regulated Consumer Product | 01/03/2019 |  | 03/04/2020
Visual Comfort & Company | Monte Carlo | 3OVR60***D | True |  | V | Yes | 3696 | 4 | 924 |  |  |  | 7543 | 24 | 314 | [5 empty] | LED |  | Federally-Regulated Consumer Product | 01/03/2019 |  | 03/04/2020
Visual Comfort & Company | Monte Carlo | 8KGR72******D | True |  | V | Yes | 4880 | 4 | 1220 |  |  |  | 10213 | 28 | 365 | [5 empty] | LED |  | Federally-Regulated Consumer Product | 01/03/2019 |  | 03/04/2020
Visual Comfort & Company | Monte Carlo | 8KGR72***D | True |  | V | Yes | 4880 | 4 | 1220 |  |  |  | 10213 | 28 | 365 | [5 empty] | LED |  | Federally-Regulated Consumer Product | 01/03/2019 |  | 03/04/2020
Visual Comfort & Company | Monte Carlo | 8KGR72**D | True |  | V | Yes | 4880 | 4 | 1220 |  |  |  | 10213 | 28 | 365 | [5 empty] | LED |  | Federally-Regulated Consumer Product | 01/03/2019 |  | 03/04/2020
Visual Comfort & Company | Monte Carlo | 3ADR60** | True |  | V | Yes | 2575 | 3 | 858 |  |  |  | 5251 | 29 | 181 | [5 empty] | None |  | Federally-Regulated Consumer Product | 01/03/2019 |  | 03/04/2020
Visual Comfort & Company | Monte Carlo | 3ADR60*** | True |  | V | Yes | 2575 | 3 | 858 |  |  |  | 5251 | 29 | 181 | [5 empty] | None |  | Federally-Regulated Consumer Product | 01/03/2019 |  | 03/04/2020
Visual Comfort & Company | Monte Carlo | 3ADR60**** | True |  | V | Yes | 2575 | 3 | 858 |  |  |  | 5251 | 29 | 181 | [5 empty] | None |  | Federally-Regulated Consumer Product | 01/03/2019 |  | 03/04/2020
Visual Comfort & Company | Monte Carlo | 3MAVR52**D | True |  | V | Yes | 2190 | 2 | 1095 |  |  |  | 6928 | 30 | 231 | [5 empty] | LED |  | Federally-Regulated Consumer Product | 01/03/2019 |  | 03/04/2020
Visual Comfort & Company | Monte Carlo | 3MAVR52***D | True |  | V | Yes | 2190 | 2 | 1095 |  |  |  | 6928 | 30 | 231 | [5 empty] | LED |  | Federally-Regulated Consumer Product | 01/03/2019 |  | 03/04/2020
Visual Comfort & Company | Monte Carlo | 3MAVR52****D | True |  | V | Yes | 2190 | 2 | 1095 |  |  |  | 6928 | 30 | 231 | [5 empty] | LED |  | Federally-Regulated Consumer Product | 01/03/2019 |  | 03/04/2020
Visual Comfort & Company | Monte Carlo | 3MAVR52*****D | True |  | V | Yes | 2190 | 2 | 1095 |  |  |  | 6928 | 30 | 231 | [5 empty] | LED |  | Federally-Regulated Consumer Product | 01/03/2019 |  | 03/04/2020
Visual Comfort & Company | Monte Carlo | 3MAVR60**D | True |  | V | Yes | 2296 | 4 | 574 |  |  |  | 7680 | 34 | 226 | [5 empty] | LED |  | Federally-Regulated Consumer Product | 01/03/2019 |  | 03/04/2020
Visual Comfort & Company | Monte Carlo | 3MAVR60***D | True |  | V | Yes | 2296 | 4 | 574 |  |  |  | 7680 | 34 | 226 | [5 empty] | LED |  | Federally-Regulated Consumer Product | 01/03/2019 |  | 03/04/2020
Visual Comfort & Company | Monte Carlo | 3MAVR60****D | True |  | V | Yes | 2296 | 4 | 574 |  |  |  | 7680 | 34 | 226 | [5 empty] | LED |  | Federally-Regulated Consumer Product | 01/03/2019 |  | 03/04/2020
Visual Comfort & Company | Monte Carlo | 3MAVR60*****D | True |  | V | Yes | 2296 | 4 | 574 |  |  |  | 7680 | 34 | 226 | [5 empty] | LED |  | Federally-Regulated Consumer Product | 01/03/2019 |  | 03/04/2020
Visual Comfort & Company | Monte Carlo | 3MAVR70**D | True |  | V | Yes | 4365 | 5 | 873 |  |  |  | 7336 | 22 | 333 | [5 empty] | LED |  | Federally-Regulated Consumer Product | 01/03/2019 |  | 03/04/2020
Visual Comfort & Company | Monte Carlo | 3MAVR70***D | True |  | V | Yes | 4365 | 5 | 873 |  |  |  | 7336 | 22 | 333 | [5 empty] | LED |  | Federally-Regulated Consumer Product | 01/03/2019 |  | 03/04/2020
Visual Comfort & Company | Monte Carlo | 3MAVR70****D | True |  | V | Yes | 4365 | 5 | 873 |  |  |  | 7336 | 22 | 333 | [5 empty] | LED |  | Federally-Regulated Consumer Product | 01/03/2019 |  | 03/04/2020
Visual Comfort & Company | Monte Carlo | 3MAVR70*****D | True |  | V | Yes | 4365 | 5 | 873 |  |  |  | 7336 | 22 | 333 | [5 empty] | LED |  | Federally-Regulated Consumer Product | 01/03/2019 |  | 03/04/2020
Visual Comfort & Company | Monte Carlo | 5VMR84**D | True |  | V | Yes | 6413 | 7 | 916 |  |  |  | 11277 | 30 | 376 | [5 empty] | LED |  | Federally-Regulated Consumer Product | 01/03/2019 |  | 03/04/2020
Visual Comfort & Company | Monte Carlo | 5VMR84***D | True |  | V | Yes | 6413 | 7 | 916 |  |  |  | 11277 | 30 | 376 | [5 empty] | LED |  | Federally-Regulated Consumer Product | 01/03/2019 |  | 03/04/2020
Visual Comfort & Company | Monte Carlo | 5VMR72**D | True |  | V | Yes | 4469 | 4 | 1117 |  |  |  | 10197 | 33 | 309 | [5 empty] | LED |  | Federally-Regulated Consumer Product | 01/03/2019 |  | 03/04/2020
Visual Comfort & Company | Monte Carlo | 5VMR72***D | True |  | V | Yes | 4469 | 4 | 1117 |  |  |  | 10197 | 33 | 309 | [5 empty] | LED |  | Federally-Regulated Consumer Product | 01/03/2019 |  | 03/04/2020
Visual Comfort & Company | Monte Carlo | 5YK52** | True |  | 3 | Yes | 2279 | 15 | 152 |  |  |  | 4850 | 60 | 81 | [5 empty] | None |  | Federally-Regulated Consumer Product | 01/03/2019 |  | 03/04/2020
Visual Comfort & Company | Monte Carlo | 5YK52*** | True |  | 3 | Yes | 2279 | 15 | 152 |  |  |  | 4850 | 60 | 81 | [5 empty] | None |  | Federally-Regulated Consumer Product | 01/03/2019 |  | 03/04/2020
Visual Comfort & Company | Monte Carlo | 3BTR54***D | True |  | V | Yes | 1937 | 11 | 176 |  |  |  | 5687 | 65 | 87 | [5 empty] | LED |  | Federally-Regulated Consumer Product | 01/03/2019 |  | 03/04/2020
Visual Comfort & Company | Monte Carlo | 3BTR54****D | True |  | V | Yes | 1937 | 11 | 176 |  |  |  | 5687 | 65 | 87 | [5 empty] | LED |  | Federally-Regulated Consumer Product | 01/03/2019 |  | 03/04/2020
Visual Comfort & Company | Monte Carlo | 5DIC44**D-V1 | True |  | 3 | Yes | 1599 | 13 | 123 |  |  |  | 3954 | 58 | 68 | [5 empty] | LED |  | Federally-Regulated Consumer Product | 01/03/2019 |  | 03/04/2020
Visual Comfort & Company | Monte Carlo | 5DIC44***D-V1 | True |  | 3 | Yes | 1599 | 13 | 123 |  |  |  | 3954 | 58 | 68 | [5 empty] | LED |  | Federally-Regulated Consumer Product | 01/03/2019 |  | 03/04/2020
Visual Comfort & Company | Monte Carlo | 5DIC52**D-V1 | True |  | 3 | Yes | 1893 | 14 | 135 |  |  |  | 4758 | 65 | 73 | [5 empty] | LED |  | Federally-Regulated Consumer Product | 01/03/2019 |  | 03/04/2020
Visual Comfort & Company | Monte Carlo | 5DIC52***D-V1 | True |  | 3 | Yes | 1893 | 14 | 135 |  |  |  | 4758 | 65 | 73 | [5 empty] | LED |  | Federally-Regulated Consumer Product | 01/03/2019 |  | 03/04/2020
Visual Comfort & Company | Monte Carlo | 3MAVR60**-RH | True |  | V | Yes | 2186 | 3 | 729 |  |  |  | 6637 | 27 | 246 | [5 empty] | None |  | Federally-Regulated Consumer Product | 01/03/2019 |  | 03/04/2020
Visual Comfort & Company | Monte Carlo | 3MAVR60***-RH | True |  | V | Yes | 2186 | 3 | 729 |  |  |  | 6637 | 27 | 246 | [5 empty] | None |  | Federally-Regulated Consumer Product | 01/03/2019 |  | 03/04/2020
Visual Comfort & Company | Monte Carlo | 3MAVR60****-RH | True |  | V | Yes | 2186 | 3 | 729 |  |  |  | 6637 | 27 | 246 | [5 empty] | None |  | Federally-Regulated Consumer Product | 01/03/2019 |  | 03/04/2020
Visual Comfort & Company | Monte Carlo | 3MAVR60*****-RH | True |  | V | Yes | 2186 | 3 | 729 |  |  |  | 6637 | 27 | 246 | [5 empty] | None |  | Federally-Regulated Consumer Product | 01/03/2019 |  | 03/04/2020
Visual Comfort & Company | Monte Carlo | 3AMR60**D | True |  | V | Yes | 2663 | 6 | 444 |  |  |  | 7732 | 32 | 242 | [5 empty] | LED |  | Federally-Regulated Consumer Product | 01/03/2019 |  | 03/04/2020
Visual Comfort & Company | Monte Carlo | 3AMR60***D | True |  | V | Yes | 2663 | 6 | 444 |  |  |  | 7732 | 32 | 242 | [5 empty] | LED |  | Federally-Regulated Consumer Product | 01/03/2019 |  | 03/04/2020
Visual Comfort & Company | Monte Carlo | 5YK60** | True |  | 3 | Yes | 2410 | 15 | 161 |  |  |  | 6191 | 71 | 87 | [5 empty] | None |  | Federally-Regulated Consumer Product | 01/03/2019 |  | 03/04/2020
Visual Comfort & Company | Monte Carlo | 5YK60*** | True |  | 3 | Yes | 2410 | 15 | 161 |  |  |  | 6191 | 71 | 87 | [5 empty] | None |  | Federally-Regulated Consumer Product | 01/03/2019 |  | 03/04/2020
Visual Comfort & Company | Ballard | LF011-***-*** | True |  | V | Yes | 2005 | 3 | 668 |  |  |  | 5624 | 27 | 208 | [5 empty] | LED |  | Federally-Regulated Consumer Product | 01/03/2019 |  | 03/04/2020
Troy - CSL Lighting, Inc. | Stone & Beam | CPS1705-D | True |  | 3 | Yes | 1701 | 11 | 155 |  |  |  | 4124 | 58 | 71 | [5 empty] | LED |  | Federally-Regulated Consumer Product | 01/09/2019 |  | 03/04/2020
Troy - CSL Lighting, Inc. | Stone & Beam | WL-2417** | True |  | 3 | Yes | 1701 | 11 | 155 |  |  |  | 4124 | 58 | 71 | [5 empty] | LED |  | Federally-Regulated Consumer Product | 01/09/2019 |  | 03/04/2020
Troy - CSL Lighting, Inc. | Stone & Beam | CPS1744-C | True |  | 3 | Yes | 1421 | 11 | 129 |  |  |  | 4335 | 58 | 75 | [5 empty] | LED |  | Federally-Regulated Consumer Product | 01/09/2019 |  | 03/04/2020
Troy - CSL Lighting, Inc. | Stone & Beam | WL-2416** | True |  | 3 | Yes | 1421 | 11 | 129 |  |  |  | 4335 | 58 | 75 | [5 empty] | LED |  | Federally-Regulated Consumer Product | 01/09/2019 |  | 03/04/2020
Troy - CSL Lighting, Inc. | Stone & Beam | CPA1823-B | True |  | V | Yes | 1506 | 2 | 753 |  |  |  | 7081 | 36 | 197 | [5 empty] | LED |  | Federally-Regulated Consumer Product | 01/09/2019 |  | 03/04/2020
Troy - CSL Lighting, Inc. | Stone & Beam | WL-2414** | True |  | V | Yes | 1506 | 2 | 753 |  |  |  | 7081 | 36 | 197 | [5 empty] | LED |  | Federally-Regulated Consumer Product | 01/09/2019 |  | 03/04/2020
Troy - CSL Lighting, Inc. | Stone & Beam | CPK1638-H | True |  | 3 | Yes | 1329 | 10 | 133 |  |  |  | 4997 | 72 | 69 | [5 empty] | LED |  | Federally-Regulated Consumer Product | 01/09/2019 |  | 03/04/2020
Troy - CSL Lighting, Inc. | Stone & Beam | WL-2415** | True |  | 3 | Yes | 1329 | 10 | 133 |  |  |  | 4997 | 72 | 69 | [5 empty] | LED |  | Federally-Regulated Consumer Product | 01/09/2019 |  | 03/04/2020
Sunway Fan Company, Inc. | HO | SUN352 | True |  | 3 | Yes | 2173 | 16 | 136 |  |  |  | 4758 | 59 | 81 | [5 empty] | LED |  | Federally-Regulated Consumer Product | 01/10/2019 |  | 03/04/2020
Sunway Fan Company, Inc. | HO | SUN552 | True |  | 3 | Yes | 2466 | 19 | 130 |  |  |  | 4762 | 64 | 74 | [5 empty] | LED |  | Federally-Regulated Consumer Product | 01/10/2019 |  | 03/04/2020
Sunway Fan Company, Inc. | HO | SUN452 | True |  | 3 | Yes | 1838 | 12 | 153 |  |  |  | 4703 | 61 | 77 | [5 empty] | LED |  | Federally-Regulated Consumer Product | 01/10/2019 |  | 03/04/2020
Air Cool Industrial Co., Ltd. | Home Decorators Collection | AM382B(AM382B-BN) | True |  | 3 | Yes | 705 | 17 | 41 |  |  |  | 1266 | 55 | 23 | [5 empty] | LED |  | Federally-Regulated Consumer Product | 01/10/2019 |  | 03/04/2020
Air Cool Industrial Co., Ltd. | Home Decorators Collection | AM382B(AM382B-EB) | True |  | 3 | Yes | 705 | 17 | 41 |  |  |  | 1266 | 55 | 23 | [5 empty] | LED |  | Federally-Regulated Consumer Product | 01/10/2019 |  | 03/04/2020
Air Cool Industrial Co., Ltd. | Hampton Bay | AC-742(YG204C-ORB) | True |  | 3 | Yes | 1428 | 11 | 130 |  |  |  | 3055 | 54 | 57 | [5 empty] | LED |  | Federally-Regulated Consumer Product | 01/10/2019 |  | 03/04/2020
Hunter Fan Company | Hunter | 53446 | True |  | 3 | Yes | 1428 | 11 | 130 |  |  |  | 3972 | 65 | 61 | [5 empty] | LED |  | Federally-Regulated Consumer Product | 01/15/2019 |  | 03/04/2020
Hunter Fan Company | Hunter | 53447 | True |  | 3 | Yes | 1428 | 11 | 130 |  |  |  | 3972 | 65 | 61 | [5 empty] | LED |  | Federally-Regulated Consumer Product | 01/15/2019 |  | 03/04/2020
Hunter Fan Company | Casablanca | 59431 | True |  | 4 | Yes | 1383 | 10 | 138 |  |  |  | 5198 | 80 | 65 | [5 empty] | LED |  | Federally-Regulated Consumer Product | 01/15/2019 |  | 03/04/2020
Hunter Fan Company | Casablanca | 59432 | True |  | 4 | Yes | 1383 | 10 | 138 |  |  |  | 5198 | 80 | 65 | [5 empty] | LED |  | Federally-Regulated Consumer Product | 01/15/2019 |  | 03/04/2020
Hunter Fan Company | Casablanca | 59433 | True |  | 4 | Yes | 1383 | 10 | 138 |  |  |  | 5198 | 80 | 65 | [5 empty] | LED |  | Federally-Regulated Consumer Product | 01/15/2019 |  | 03/04/2020
Hunter Fan Company | Casablanca | 59434 | True |  | 4 | Yes | 1323 | 10 | 132 |  |  |  | 3865 | 59 | 66 | [5 empty] | LED |  | Federally-Regulated Consumer Product | 01/15/2019 |  | 03/04/2020
Hunter Fan Company | Casablanca | 59435 | True |  | 4 | Yes | 1323 | 10 | 132 |  |  |  | 3865 | 59 | 66 | [5 empty] | LED |  | Federally-Regulated Consumer Product | 01/15/2019 |  | 03/04/2020
Hunter Fan Company | Casablanca | 59436 | True |  | 4 | Yes | 1323 | 10 | 132 |  |  |  | 3865 | 59 | 66 | [5 empty] | LED |  | Federally-Regulated Consumer Product | 01/15/2019 |  | 03/04/2020
King of Fans | Home Decorators Collection | 56-BRM | True |  | 9 | Yes | 1519 | 2 | 760 |  |  |  | 6476 | 24 | 270 | [5 empty] | LED |  | Federally-Regulated Consumer Product | 01/16/2019 |  | 03/04/2020
King of Fans | Home Decorators Collection | 91156 | True |  | 9 | Yes | 1519 | 2 | 760 |  |  |  | 6476 | 24 | 270 | [5 empty] | LED |  | Federally-Regulated Consumer Product | 01/16/2019 |  | 03/04/2020
King of Fans | Home Decorators Collection | 91158 | True |  | 9 | Yes | 1519 | 2 | 760 |  |  |  | 6476 | 24 | 270 | [5 empty] | LED |  | Federally-Regulated Consumer Product | 01/16/2019 |  | 03/04/2020
King of Fans | Hampton Bay | EF600N-52 | True |  | 3 | Yes | 857 | 10 | 86 |  |  |  | 3009 | 63 | 48 | [5 empty] | LED |  | Federally-Regulated Consumer Product | 01/16/2019 |  | 03/04/2020
King of Fans | Hampton Bay | 51903 | True |  | 3 | Yes | 857 | 10 | 86 |  |  |  | 3009 | 63 | 48 | [5 empty] | LED |  | Federally-Regulated Consumer Product | 01/16/2019 |  | 03/04/2020
King of Fans | Hampton Bay | 51904 | True |  | 3 | Yes | 857 | 10 | 86 |  |  |  | 3009 | 63 | 48 | [5 empty] | LED |  | Federally-Regulated Consumer Product | 01/16/2019 |  | 03/04/2020
King of Fans | Hampton Bay | 51905 | True |  | 3 | Yes | 857 | 10 | 86 |  |  |  | 3009 | 63 | 48 | [5 empty] | LED |  | Federally-Regulated Consumer Product | 01/16/2019 |  | 03/04/2020
King of Fans | Hampton Bay | EF600L-52 | True |  | 3 | Yes | 710 | 9 | 79 |  |  |  | 3120 | 63 | 50 | [5 empty] | LED |  | Federally-Regulated Consumer Product | 01/16/2019 |  | 03/04/2020
King of Fans | Hampton Bay | 51973 | True |  | 3 | Yes | 710 | 9 | 79 |  |  |  | 3120 | 63 | 50 | [5 empty] | LED |  | Federally-Regulated Consumer Product | 01/16/2019 |  | 03/04/2020
King of Fans | Hampton Bay | 51974 | True |  | 3 | Yes | 710 | 9 | 79 |  |  |  | 3120 | 63 | 50 | [5 empty] | LED |  | Federally-Regulated Consumer Product | 01/16/2019 |  | 03/04/2020
King of Fans | Hampton Bay | 51975 | True |  | 3 | Yes | 710 | 9 | 79 |  |  |  | 3120 | 63 | 50 | [5 empty] | LED |  | Federally-Regulated Consumer Product | 01/16/2019 |  | 03/04/2020
Air Cool Industrial Co., Ltd. | Home Decorators Collection | AC-552OD(AL499I-WH) | True |  | 3 | Yes | 1452 | 11 | 132 |  |  |  | 4706 | 70 | 67 | [5 empty] | LED |  | Federally-Regulated Consumer Product | 01/18/2019 |  | 03/04/2020
Air Cool Industrial Co., Ltd. | Home Decorators Collection | AG-637OD(AM127I-NI) | True |  | 3 | Yes | 1152 | 12 | 96 |  |  |  | 3437 | 64 | 54 | [5 empty] | LED |  | Federally-Regulated Consumer Product | 01/18/2019 |  | 03/04/2020
Air Cool Industrial Co., Ltd. | Home Decorators Collection | AC-552(YG419I-BN) | True |  | 3 | Yes | 1915 | 10 | 191 |  |  |  | 7508 | 66 | 114 | [5 empty] | LED |  | Federally-Regulated Consumer Product | 01/18/2019 |  | 03/04/2020
Air Cool Industrial Co., Ltd. | Home Decorators Collection | AC-552(YG419I-NI) | True |  | 3 | Yes | 1915 | 10 | 191 |  |  |  | 7508 | 66 | 114 | [5 empty] | LED |  | Federally-Regulated Consumer Product | 01/18/2019 |  | 03/04/2020
Air Cool Industrial Co., Ltd. | Home Decorators Collection | YG-338(AG942ILED-BN) | True |  | 3 | Yes | 2128 | 14 | 152 |  |  |  | 5548 | 63 | 88 | [5 empty] | LED |  | Federally-Regulated Consumer Product | 01/18/2019 |  | 03/04/2020
Air Cool Industrial Co., Ltd. | Home Decorators Collection | AC-MGB2(AL14I-TB) | True |  | 3 | Yes | 861 | 14 | 61 |  |  |  | 1684 | 43 | 39 | [5 empty] | None |  | Federally-Regulated Consumer Product | 01/18/2019 |  | 03/04/2020
Air Cool Industrial Co., Ltd. | Home Decorators Collection | A-552(YG177ILED-BN) | True |  | 3 | Yes | 2162 | 13 | 166 |  |  |  | 5479 | 73 | 75 | [5 empty] | LED |  | Federally-Regulated Consumer Product | 01/18/2019 |  | 03/04/2020
Air Cool Industrial Co., Ltd. | Home Decorators Collection | AC-552(YG177ILED-EB) | True |  | 3 | Yes | 2162 | 13 | 166 |  |  |  | 5479 | 73 | 75 | [5 empty] | LED |  | Federally-Regulated Consumer Product | 01/18/2019 |  | 03/04/2020
Air Cool Industrial Co., Ltd. | Hampton Bay | AC-552(AM215AI-BN) | True |  | 3 | Yes | 1985 | 14 | 142 |  |  |  | 4450 | 62 | 72 | [5 empty] | LED |  | Federally-Regulated Consumer Product | 01/18/2019 |  | 03/04/2020
Air Cool Industrial Co., Ltd. | Hampton Bay | AC-552(AG524I-BN) | True |  | 3 | Yes | 1519 | 10 | 152 |  |  |  | 4329 | 64 | 68 | [5 empty] | LED |  | Federally-Regulated Consumer Product | 01/18/2019 |  | 03/04/2020
Air Cool Industrial Co., Ltd. | Hampton Bay | AC-552(AG524I-ORB) | True |  | 3 | Yes | 1519 | 10 | 152 |  |  |  | 4329 | 64 | 68 | [5 empty] | LED |  | Federally-Regulated Consumer Product | 01/18/2019 |  | 03/04/2020
Air Cool Industrial Co., Ltd. | Hampton Bay | AC-552(AG524I-WH) | True |  | 3 | Yes | 1519 | 10 | 152 |  |  |  | 4329 | 64 | 68 | [5 empty] | LED |  | Federally-Regulated Consumer Product | 01/18/2019 |  | 03/04/2020
Air Cool Industrial Co., Ltd. | Air Cool Industrial | AL-383H(AL383I-BN) | True |  | 3 | Yes | 1847 | 10 | 185 |  |  |  | 4670 | 60 | 78 | [5 empty] | LED |  | Federally-Regulated Consumer Product | 01/18/2019 |  | 03/04/2020
Air Cool Industrial Co., Ltd. | Air Cool Industrial | AL-383H(AL383I-WH) | True |  | 3 | Yes | 1847 | 10 | 185 |  |  |  | 4670 | 60 | 78 | [5 empty] | LED |  | Federally-Regulated Consumer Product | 01/18/2019 |  | 03/04/2020
Air Cool Industrial Co., Ltd. | Hampton Bay | AC-542(AL958I-BN) | True |  | 3 | Yes | 1351 | 11 | 123 |  |  |  | 3752 | 56 | 67 | [5 empty] | LED |  | Federally-Regulated Consumer Product | 01/18/2019 |  | 03/04/2020
Air Cool Industrial Co., Ltd. | Hampton Bay | AC-542(AM212INL-WH) | True |  | 3 | Yes | 1322 | 10 | 132 |  |  |  | 2679 | 52 | 52 | [5 empty] | None |  | Federally-Regulated Consumer Product | 01/18/2019 |  | 03/04/2020
Air Cool Industrial Co., Ltd. | Hampton Bay | AC-542(AM212I-WH) | True |  | 3 | Yes | 1322 | 10 | 132 |  |  |  | 2679 | 52 | 52 | [5 empty] | None |  | Federally-Regulated Consumer Product | 01/18/2019 |  | 03/04/2020
Air Cool Industrial Co., Ltd. | Hampton Bay | AC-552OD(YG188I-NI) | True |  | 3 | Yes | 1795 | 11 | 163 |  |  |  | 4848 | 61 | 79 | [5 empty] | LED |  | Federally-Regulated Consumer Product | 01/18/2019 |  | 03/04/2020
Air Cool Industrial Co., Ltd. | Hampton Bay | AC-742(YG204I-BN-D) | True |  | 3 | Yes | 1355 | 11 | 123 |  |  |  | 3085 | 51 | 60 | [5 empty] | LED |  | Federally-Regulated Consumer Product | 01/18/2019 |  | 03/04/2020
Air Cool Industrial Co., Ltd. | Hampton Bay | AC-742(YG204I-TB-D) | True |  | 3 | Yes | 1355 | 11 | 123 |  |  |  | 3085 | 51 | 60 | [5 empty] | LED |  | Federally-Regulated Consumer Product | 01/18/2019 |  | 03/04/2020
Air Cool Industrial Co., Ltd. | Hampton Bay | AC-742(YG204I-WH-D) | True |  | 3 | Yes | 1355 | 11 | 123 |  |  |  | 3085 | 51 | 60 | [5 empty] | LED |  | Federally-Regulated Consumer Product | 01/18/2019 |  | 03/04/2020
Fanimation | Fanimation | D1BN | True |  | V | Yes | 2125 | 3 | 708 |  |  |  | 6711 | 38 | 177 | [5 empty] | None |  | Federally-Regulated Consumer Product | 01/22/2019 |  | 03/04/2020
Fanimation | Fanimation | D1DZ | True |  | V | Yes | 2125 | 3 | 708 |  |  |  | 6711 | 38 | 177 | [5 empty] | None |  | Federally-Regulated Consumer Product | 01/22/2019 |  | 03/04/2020
Fanimation | Fanimation | D1MW | True |  | V | Yes | 2125 | 3 | 708 |  |  |  | 6711 | 38 | 177 | [5 empty] | None |  | Federally-Regulated Consumer Product | 01/22/2019 |  | 03/04/2020
Fanimation | Fanimation | FP4640BBLW | True |  | 3 | Yes | 1487 | 8 | 186 |  |  |  | 4571 | 53 | 86 | [5 empty] | None |  | Federally-Regulated Consumer Product | 01/23/2019 |  | 03/04/2020
Fanimation | Fanimation | FP4640BDZW | True |  | 3 | Yes | 1487 | 8 | 186 |  |  |  | 4571 | 53 | 86 | [5 empty] | None |  | Federally-Regulated Consumer Product | 01/23/2019 |  | 03/04/2020
Fanimation | Fanimation | FP4640BGRW | True |  | 3 | Yes | 1487 | 8 | 186 |  |  |  | 4571 | 53 | 86 | [5 empty] | None |  | Federally-Regulated Consumer Product | 01/23/2019 |  | 03/04/2020
Fanimation | Fanimation | FP4640BMWW | True |  | 3 | Yes | 1487 | 8 | 186 |  |  |  | 4571 | 53 | 86 | [5 empty] | None |  | Federally-Regulated Consumer Product | 01/23/2019 |  | 03/04/2020
Fanimation | Fanimation | FP4640BSLW | True |  | 3 | Yes | 1487 | 8 | 186 |  |  |  | 4571 | 53 | 86 | [5 empty] | None |  | Federally-Regulated Consumer Product | 01/23/2019 |  | 03/04/2020
Fanimation | Fanimation | FP6728BBN | True |  | 3 | Yes | 2444 | 14 | 175 |  |  |  | 6605 | 66 | 100 | [5 empty] | LED |  | Federally-Regulated Consumer Product | 01/25/2019 |  | 03/04/2020
Fanimation | Fanimation | FP6729BBLW | True |  | 3 | Yes | 1901 | 10 | 190 |  |  |  | 6379 | 52 | 123 | [5 empty] | LED |  | Federally-Regulated Consumer Product | 01/25/2019 |  | 03/04/2020
Fanimation | Fanimation | FP6729BDZW | True |  | 3 | Yes | 1901 | 10 | 190 |  |  |  | 6379 | 52 | 123 | [5 empty] | LED |  | Federally-Regulated Consumer Product | 01/25/2019 |  | 03/04/2020
Fanimation | Fanimation | FP6729BMWW | True |  | 3 | Yes | 1901 | 10 | 190 |  |  |  | 6379 | 52 | 123 | [5 empty] | LED |  | Federally-Regulated Consumer Product | 01/25/2019 |  | 03/04/2020
Fanimation | Fanimation | FP6729BSLW | True |  | 3 | Yes | 1901 | 10 | 190 |  |  |  | 6379 | 52 | 123 | [5 empty] | LED |  | Federally-Regulated Consumer Product | 01/25/2019 |  | 03/04/2020
Fanimation | Fanimation | FP7964BBN | True |  | 3 | Yes | 467 | 16 | 29 |  |  |  | 1363 | 56 | 24 | [5 empty] | LED |  | Federally-Regulated Consumer Product | 01/25/2019 |  | 03/04/2020
Fanimation | Fanimation | FP7964BOB | True |  | 3 | Yes | 467 | 16 | 29 |  |  |  | 1363 | 56 | 24 | [5 empty] | LED |  | Federally-Regulated Consumer Product | 01/25/2019 |  | 03/04/2020
Fanimation | Fanimation | FP8274BN | True |  | 3 | Yes | 1555 | 9 | 173 |  |  |  | 5108 | 60 | 85 | [5 empty] | LED |  | Federally-Regulated Consumer Product | 01/25/2019 |  | 03/04/2020
Fanimation | Fanimation | FP8274DZ | True |  | 3 | Yes | 1555 | 9 | 173 |  |  |  | 5108 | 60 | 85 | [5 empty] | LED |  | Federally-Regulated Consumer Product | 01/25/2019 |  | 03/04/2020
Fanimation | Fanimation | FP8274GR | True |  | 3 | Yes | 1555 | 9 | 173 |  |  |  | 5108 | 60 | 85 | [5 empty] | LED |  | Federally-Regulated Consumer Product | 01/25/2019 |  | 03/04/2020
Fanimation | Fanimation | FP8062BBN | True |  | 3 | Yes | 1688 | 10 | 169 |  |  |  | 4915 | 58 | 85 | [5 empty] | LED |  | Federally-Regulated Consumer Product | 01/25/2019 |  | 03/04/2020
Fanimation | Fanimation | FP8062BDZ | True |  | 3 | Yes | 1688 | 10 | 169 |  |  |  | 4915 | 58 | 85 | [5 empty] | LED |  | Federally-Regulated Consumer Product | 01/25/2019 |  | 03/04/2020
Fanimation | Fanimation | FP8062BMW | True |  | 3 | Yes | 1688 | 10 | 169 |  |  |  | 4915 | 58 | 85 | [5 empty] | LED |  | Federally-Regulated Consumer Product | 01/25/2019 |  | 03/04/2020
Fanimation | Fanimation | MA6721BBL | True |  | 3 | Yes | 1905 | 14 | 136 |  |  |  | 5427 | 62 | 88 | [5 empty] | None |  | Federally-Regulated Consumer Product | 01/25/2019 |  | 03/04/2020
Fanimation | Fanimation | MA6721BBN | True |  | 3 | Yes | 1905 | 14 | 136 |  |  |  | 5427 | 62 | 88 | [5 empty] | None |  | Federally-Regulated Consumer Product | 01/25/2019 |  | 03/04/2020
Fanimation | Fanimation | MA6721BBS | True |  | 3 | Yes | 1905 | 14 | 136 |  |  |  | 5427 | 62 | 88 | [5 empty] | None |  | Federally-Regulated Consumer Product | 01/25/2019 |  | 03/04/2020
Fanimation | Fanimation | MA6721BDF | True |  | 3 | Yes | 1905 | 14 | 136 |  |  |  | 5427 | 62 | 88 | [5 empty] | None |  | Federally-Regulated Consumer Product | 01/25/2019 |  | 03/04/2020
Fanimation | Fanimation | MA6721BDZ | True |  | 3 | Yes | 1905 | 14 | 136 |  |  |  | 5427 | 62 | 88 | [5 empty] | None |  | Federally-Regulated Consumer Product | 01/25/2019 |  | 03/04/2020
Fanimation | Fanimation | MA6721BGR | True |  | 3 | Yes | 1905 | 14 | 136 |  |  |  | 5427 | 62 | 88 | [5 empty] | None |  | Federally-Regulated Consumer Product | 01/25/2019 |  | 03/04/2020
Fanimation | Fanimation | MA6721BGZ | True |  | 3 | Yes | 1905 | 14 | 136 |  |  |  | 5427 | 62 | 88 | [5 empty] | None |  | Federally-Regulated Consumer Product | 01/25/2019 |  | 03/04/2020
Fanimation | Fanimation | MA6721BMW | True |  | 3 | Yes | 1905 | 14 | 136 |  |  |  | 5427 | 62 | 88 | [5 empty] | None |  | Federally-Regulated Consumer Product | 01/25/2019 |  | 03/04/2020
Air Cool Industrial Co., Ltd. | Home Decorators Collection | AC-552(YG629A-BN) | True |  | 3 | Yes | 1657 | 10 | 166 |  |  |  | 5047 | 69 | 73 | [5 empty] | LED |  | Federally-Regulated Consumer Product | 01/30/2019 |  | 03/04/2020
Air Cool Industrial Co., Ltd. | Home Decorators Collection | AC-552(YG629A-MWH) | True |  | 3 | Yes | 1657 | 10 | 166 |  |  |  | 5047 | 69 | 73 | [5 empty] | LED |  | Federally-Regulated Consumer Product | 01/30/2019 |  | 03/04/2020
Royal Pacific | RP LIGHTING FANS | 1051 | True |  | 3 | Yes | 1628 | 16 | 101 |  |  |  | 4051 | 67 | 60 | [5 empty] | None |  | Federally-Regulated Consumer Product | 02/01/2019 |  | 03/04/2020
Royal Pacific | RP LIGHTING FANS | CT-1051 | True |  | 3 | Yes | 1628 | 16 | 101 |  |  |  | 4051 | 67 | 60 | [5 empty] | None |  | Federally-Regulated Consumer Product | 02/01/2019 |  | 03/04/2020
Royal Pacific | RP LIGHTING FANS | 1052 | True |  | 3 | Yes | 1562 | 14 | 111 |  |  |  | 3645 | 62 | 58 | [5 empty] | None |  | Federally-Regulated Consumer Product | 02/01/2019 |  | 03/04/2020
Royal Pacific | RP LIGHTING FANS | CT-1059 | True |  | 3 | Yes | 1562 | 14 | 111 |  |  |  | 3645 | 62 | 58 | [5 empty] | None |  | Federally-Regulated Consumer Product | 02/01/2019 |  | 03/04/2020
Fanimation | Fanimation | FPS8355BBNW | True |  | 3 | Yes | 2129 | 14 | 152 |  |  |  | 4506 | 52 | 87 | [5 empty] | LED |  | Federally-Regulated Consumer Product | 02/01/2019 |  | 03/04/2020
Fanimation | Fanimation | FPS8355BDZW | True |  | 3 | Yes | 2129 | 14 | 152 |  |  |  | 4506 | 52 | 87 | [5 empty] | LED |  | Federally-Regulated Consumer Product | 02/01/2019 |  | 03/04/2020
Fanimation | Fanimation | FPS8355BGRW | True |  | 3 | Yes | 2129 | 14 | 152 |  |  |  | 4506 | 52 | 87 | [5 empty] | LED |  | Federally-Regulated Consumer Product | 02/01/2019 |  | 03/04/2020
Fanimation | Fanimation | FPS8355BMWW | True |  | 3 | Yes | 2129 | 14 | 152 |  |  |  | 4506 | 52 | 87 | [5 empty] | LED |  | Federally-Regulated Consumer Product | 02/01/2019 |  | 03/04/2020
WAC Lighting Co. | Modern Forms | FR-W1801-42L-BZ | True |  | V | Yes | 741 | 3 | 247 |  |  |  | 4722 | 25 | 188 | [5 empty] | LED |  | Federally-Regulated Consumer Product | 02/05/2019 |  | 03/04/2020
WAC Lighting Co. | Modern Forms | FR-W1801-42L-GH/WG | True |  | V | Yes | 741 | 3 | 247 |  |  |  | 4722 | 25 | 188 | [5 empty] | LED |  | Federally-Regulated Consumer Product | 02/05/2019 |  | 03/04/2020
WAC Lighting Co. | Modern Forms | FR-W1801-42L-MW | True |  | V | Yes | 741 | 3 | 247 |  |  |  | 4722 | 25 | 188 | [5 empty] | LED |  | Federally-Regulated Consumer Product | 02/05/2019 |  | 03/04/2020
WAC Lighting Co. | Modern Forms | FR-W1801-42L-SS | True |  | V | Yes | 741 | 3 | 247 |  |  |  | 4722 | 25 | 188 | [5 empty] | LED |  | Federally-Regulated Consumer Product | 02/05/2019 |  | 03/04/2020
WAC Lighting Co. | Modern Forms | FR-W1801-52L-BZ | True |  | V | Yes | 1547 | 4 | 386 |  |  |  | 6568 | 35 | 187 | [5 empty] | LED |  | Federally-Regulated Consumer Product | 02/05/2019 |  | 03/04/2020
WAC Lighting Co. | Modern Forms | FR-W1801-52L-GH/WG | True |  | V | Yes | 1547 | 4 | 386 |  |  |  | 6568 | 35 | 187 | [5 empty] | LED |  | Federally-Regulated Consumer Product | 02/05/2019 |  | 03/04/2020
WAC Lighting Co. | Modern Forms | FR-W1801-52L-MW | True |  | V | Yes | 1547 | 4 | 386 |  |  |  | 6568 | 35 | 187 | [5 empty] | LED |  | Federally-Regulated Consumer Product | 02/05/2019 |  | 03/04/2020
WAC Lighting Co. | Modern Forms | FR-W1801-52L-SS | True |  | V | Yes | 1547 | 4 | 386 |  |  |  | 6568 | 35 | 187 | [5 empty] | LED |  | Federally-Regulated Consumer Product | 02/05/2019 |  | 03/04/2020
WAC Lighting Co. | Modern Forms | FR-W1802-38L-BZ | True |  | V | Yes | 823 | 3 | 274 |  |  |  | 5257 | 40 | 131 | [5 empty] | LED |  | Federally-Regulated Consumer Product | 02/05/2019 |  | 03/04/2020
WAC Lighting Co. | Modern Forms | FR-W1802-38L-MW | True |  | V | Yes | 823 | 3 | 274 |  |  |  | 5257 | 40 | 131 | [5 empty] | LED |  | Federally-Regulated Consumer Product | 02/05/2019 |  | 03/04/2020
WAC Lighting Co. | Modern Forms | FR-W1802-38L-TT | True |  | V | Yes | 823 | 3 | 274 |  |  |  | 5257 | 40 | 131 | [5 empty] | LED |  | Federally-Regulated Consumer Product | 02/05/2019 |  | 03/04/2020
WAC Lighting Co. | Modern Forms | FR-W1803-52L-MW | True |  | V | Yes | 1223 | 4 | 305 |  |  |  | 5053 | 33 | 153 | [5 empty] | LED |  | Federally-Regulated Consumer Product | 02/05/2019 |  | 03/04/2020
WAC Lighting Co. | Modern Forms | FR-W1803-52L-BZ | True |  | V | Yes | 1223 | 4 | 305 |  |  |  | 5053 | 33 | 153 | [5 empty] | LED |  | Federally-Regulated Consumer Product | 02/05/2019 |  | 03/04/2020
WAC Lighting Co. | Modern Forms | FR-W1803-52L-TT | True |  | V | Yes | 1223 | 4 | 305 |  |  |  | 5053 | 33 | 153 | [5 empty] | LED |  | Federally-Regulated Consumer Product | 02/05/2019 |  | 03/04/2020
WAC Lighting Co. | Modern Forms | FH-W1803-52L-MW | True |  | V | Yes | 940 | 4 | 235 |  |  |  | 4813 | 30 | 160 | [5 empty] | LED |  | Federally-Regulated Consumer Product | 02/05/2019 |  | 03/04/2020
WAC Lighting Co. | Modern Forms | FH-W1803-52L-BZ | True |  | V | Yes | 940 | 4 | 235 |  |  |  | 4813 | 30 | 160 | [5 empty] | LED |  | Federally-Regulated Consumer Product | 02/05/2019 |  | 03/04/2020
WAC Lighting Co. | Modern Forms | FH-W1803-52L-TT | True |  | V | Yes | 940 | 4 | 235 |  |  |  | 4813 | 30 | 160 | [5 empty] | LED |  | Federally-Regulated Consumer Product | 02/05/2019 |  | 03/04/2020
WAC Lighting Co. | Modern Forms | FR-W1804-52L-GB | True |  | V | Yes | 1654 | 4 | 413 |  |  |  | 6032 | 36 | 167 | [5 empty] | LED |  | Federally-Regulated Consumer Product | 02/05/2019 |  | 03/04/2020
WAC Lighting Co. | Modern Forms | FR-W1804-52L-AS | True |  | V | Yes | 1654 | 4 | 413 |  |  |  | 6032 | 36 | 167 | [5 empty] | LED |  | Federally-Regulated Consumer Product | 02/05/2019 |  | 03/04/2020
WAC Lighting Co. | Modern Forms | FR-W1804-52L-LN | True |  | V | Yes | 1654 | 4 | 413 |  |  |  | 6032 | 36 | 167 | [5 empty] | LED |  | Federally-Regulated Consumer Product | 02/05/2019 |  | 03/04/2020
WAC Lighting Co. | Modern Forms | FR-W1805-80L-BZ | True |  | V | Yes | 2945 | 4 | 736 |  |  |  | 11308 | 42 | 269 | [5 empty] | LED |  | Federally-Regulated Consumer Product | 02/05/2019 |  | 03/04/2020
WAC Lighting Co. | Modern Forms | FR-W1805-80L-TT | True |  | V | Yes | 2945 | 4 | 736 |  |  |  | 11308 | 42 | 269 | [5 empty] | LED |  | Federally-Regulated Consumer Product | 02/05/2019 |  | 03/04/2020
WAC Lighting Co. | Modern Forms | FR-W1806-56L-OB/DW | True |  | V | Yes | 1973 | 4 | 493 |  |  |  | 6577 | 29 | 226 | [5 empty] | LED |  | Federally-Regulated Consumer Product | 02/05/2019 |  | 03/04/2020
WAC Lighting Co. | Modern Forms | FR-W1806-56L-GH/WG | True |  | V | Yes | 1973 | 4 | 493 |  |  |  | 6577 | 29 | 226 | [5 empty] | LED |  | Federally-Regulated Consumer Product | 02/05/2019 |  | 03/04/2020
WAC Lighting Co. | Modern Forms | FH-W1807-44L-MW | True |  | V | Yes | 854 | 3 | 284 |  |  |  | 5183 | 28 | 185 | [5 empty] | LED |  | Federally-Regulated Consumer Product | 02/05/2019 |  | 03/04/2020
WAC Lighting Co. | Modern Forms | FH-W1807-44L-BZ | True |  | V | Yes | 854 | 3 | 284 |  |  |  | 5183 | 28 | 185 | [5 empty] | LED |  | Federally-Regulated Consumer Product | 02/05/2019 |  | 03/04/2020
WAC Lighting Co. | Modern Forms | FH-W1807-44L-TT | True |  | V | Yes | 854 | 3 | 284 |  |  |  | 5183 | 28 | 185 | [5 empty] | LED |  | Federally-Regulated Consumer Product | 02/05/2019 |  | 03/04/2020
WAC Lighting Co. | Modern Forms | FR-W1809-54L-BZ | True |  | V | Yes | 1014 | 3 | 338 |  |  |  | 5575 | 17 | 327 | [5 empty] | LED |  | Federally-Regulated Consumer Product | 02/05/2019 |  | 03/04/2020
WAC Lighting Co. | Modern Forms | FR-W1809-54L-TT | True |  | V | Yes | 1014 | 3 | 338 |  |  |  | 5575 | 17 | 327 | [5 empty] | LED |  | Federally-Regulated Consumer Product | 02/05/2019 |  | 03/04/2020
WAC Lighting Co. | Modern Forms | FR-W1809-54L-MW | True |  | V | Yes | 1014 | 3 | 338 |  |  |  | 5575 | 17 | 327 | [5 empty] | LED |  | Federally-Regulated Consumer Product | 02/05/2019 |  | 03/04/2020
WAC Lighting Co. | Modern Forms | FR-W1819-52L-GH/WG | True |  | V | Yes | 1114 | 4 | 278 |  |  |  | 5236 | 32 | 163 | [5 empty] | LED |  | Federally-Regulated Consumer Product | 02/05/2019 |  | 03/04/2020
WAC Lighting Co. | Modern Forms | FR-W1819-52L-BZ/DW | True |  | V | Yes | 1114 | 4 | 278 |  |  |  | 5236 | 32 | 163 | [5 empty] | LED |  | Federally-Regulated Consumer Product | 02/05/2019 |  | 03/04/2020
WAC Lighting Co. | Modern Forms | FR-W1819-52L-MW | True |  | V | Yes | 1114 | 4 | 278 |  |  |  | 5236 | 32 | 163 | [5 empty] | LED |  | Federally-Regulated Consumer Product | 02/05/2019 |  | 03/04/2020
WAC Lighting Co. | Modern Forms | FR-W1817-56L-GH/WG | True |  | V | Yes | 1577 | 4 | 394 |  |  |  | 6278 | 21 | 298 | [5 empty] | LED |  | Federally-Regulated Consumer Product | 02/05/2019 |  | 03/04/2020
WAC Lighting Co. | Modern Forms | FR-W1817-56L-OB/DW | True |  | V | Yes | 1577 | 4 | 394 |  |  |  | 6278 | 21 | 298 | [5 empty] | LED |  | Federally-Regulated Consumer Product | 02/05/2019 |  | 03/04/2020
WAC Lighting Co. | Modern Forms | FR-W1818-56L-OB/DW | True |  | V | Yes | 1759 | 4 | 439 |  |  |  | 7013 | 29 | 241 | [5 empty] | LED |  | Federally-Regulated Consumer Product | 02/05/2019 |  | 03/04/2020
WAC Lighting Co. | Modern Forms | FR-W1818-56L-GH/WG | True |  | V | Yes | 1759 | 4 | 439 |  |  |  | 7013 | 29 | 241 | [5 empty] | LED |  | Federally-Regulated Consumer Product | 02/05/2019 |  | 03/04/2020
WAC Lighting Co. | Modern Forms | FR-W1815-60L-OB/DW | True |  | V | Yes | 2209 | 4 | 552 |  |  |  | 8458 | 45 | 187 | [5 empty] | LED |  | Federally-Regulated Consumer Product | 02/05/2019 |  | 03/04/2020
WAC Lighting Co. | Modern Forms | FR-W1815-60L-GH/WG | True |  | V | Yes | 2209 | 4 | 552 |  |  |  | 8458 | 45 | 187 | [5 empty] | LED |  | Federally-Regulated Consumer Product | 02/05/2019 |  | 03/04/2020
WAC Lighting Co. | Modern Forms | FR-W1815-60L-MB/DK | True |  | V | Yes | 2209 | 4 | 552 |  |  |  | 8458 | 45 | 187 | [5 empty] | LED |  | Federally-Regulated Consumer Product | 02/05/2019 |  | 03/04/2020
WAC Lighting Co. | Modern Forms | FR-W1810-60-AS | True |  | V | Yes | 2424 | 4 | 606 |  |  |  | 7720 | 21 | 367 | [5 empty] | None |  | Federally-Regulated Consumer Product | 02/05/2019 |  | 03/04/2020
WAC Lighting Co. | Modern Forms | FR-W1810-60-GB | True |  | V | Yes | 2424 | 4 | 606 |  |  |  | 7720 | 21 | 367 | [5 empty] | None |  | Federally-Regulated Consumer Product | 02/05/2019 |  | 03/04/2020
WAC Lighting Co. | Modern Forms | FR-W1810-60-GW | True |  | V | Yes | 2424 | 4 | 606 |  |  |  | 7720 | 21 | 367 | [5 empty] | None |  | Federally-Regulated Consumer Product | 02/05/2019 |  | 03/04/2020
WAC Lighting Co. | Modern Forms | FH-W1811-54-GH/WG | True |  | V | Yes | 1883 | 4 | 470 |  |  |  | 6321 | 21 | 301 | [5 empty] | None |  | Federally-Regulated Consumer Product | 02/05/2019 |  | 03/04/2020
WAC Lighting Co. | Modern Forms | FR-W1812-60L-GW | True |  | V | Yes | 2275 | 4 | 568 |  |  |  | 7027 | 17 | 413 | [5 empty] | LED |  | Federally-Regulated Consumer Product | 02/05/2019 |  | 03/04/2020
WAC Lighting Co. | Modern Forms | FR-W1812-60L-AS | True |  | V | Yes | 2275 | 4 | 568 |  |  |  | 7027 | 17 | 413 | [5 empty] | LED |  | Federally-Regulated Consumer Product | 02/05/2019 |  | 03/04/2020
WAC Lighting Co. | Modern Forms | FR-W1812-60L-CFI | True |  | V | Yes | 2275 | 4 | 568 |  |  |  | 7027 | 17 | 413 | [5 empty] | LED |  | Federally-Regulated Consumer Product | 02/05/2019 |  | 03/04/2020
WAC Lighting Co. | Modern Forms | FR-W1812-60L-DW | True |  | V | Yes | 2275 | 4 | 568 |  |  |  | 7027 | 17 | 413 | [5 empty] | LED |  | Federally-Regulated Consumer Product | 02/05/2019 |  | 03/04/2020
WAC Lighting Co. | Modern Forms | FR-W1813-60L-GW | True |  | V | Yes | 2436 | 4 | 609 |  |  |  | 7244 | 22 | 329 | [5 empty] | LED |  | Federally-Regulated Consumer Product | 02/05/2019 |  | 03/04/2020
WAC Lighting Co. | Modern Forms | FR-W1813-60L-AS | True |  | V | Yes | 2436 | 4 | 609 |  |  |  | 7244 | 22 | 329 | [5 empty] | LED |  | Federally-Regulated Consumer Product | 02/05/2019 |  | 03/04/2020
WAC Lighting Co. | Modern Forms | FR-W1813-60L-CFI | True |  | V | Yes | 2436 | 4 | 609 |  |  |  | 7244 | 22 | 329 | [5 empty] | LED |  | Federally-Regulated Consumer Product | 02/05/2019 |  | 03/04/2020
WAC Lighting Co. | Modern Forms | FR-W1813-60L-DW | True |  | V | Yes | 2436 | 4 | 609 |  |  |  | 7244 | 22 | 329 | [5 empty] | LED |  | Federally-Regulated Consumer Product | 02/05/2019 |  | 03/04/2020
WAC Lighting Co. | Modern Forms | FR-W1814-60L-BZ/DW | True |  | V | Yes | 2388 | 4 | 597 |  |  |  | 7268 | 31 | 234 | [5 empty] | LED |  | Federally-Regulated Consumer Product | 02/05/2019 |  | 03/04/2020
WAC Lighting Co. | Modern Forms | FR-W1814-60L-MB/DK | True |  | V | Yes | 2388 | 4 | 597 |  |  |  | 7268 | 31 | 234 | [5 empty] | LED |  | Federally-Regulated Consumer Product | 02/05/2019 |  | 03/04/2020
WAC Lighting Co. | Modern Forms | FR-W1814-60L-GH/WG | True |  | V | Yes | 2388 | 4 | 597 |  |  |  | 7268 | 31 | 234 | [5 empty] | LED |  | Federally-Regulated Consumer Product | 02/05/2019 |  | 03/04/2020
WAC Lighting Co. | Modern Forms | FR-W1816-62L-AS | True |  | V | Yes | 3326 | 4 | 831 |  |  |  | 10796 | 50 | 215 | [5 empty] | LED |  | Federally-Regulated Consumer Product | 02/05/2019 |  | 03/04/2020
WAC Lighting Co. | Modern Forms | FR-W1816-62L-CFI | True |  | V | Yes | 3326 | 4 | 831 |  |  |  | 10796 | 50 | 215 | [5 empty] | LED |  | Federally-Regulated Consumer Product | 02/05/2019 |  | 03/04/2020
WAC Lighting Co. | Modern Forms | FR-W1816-82L-AS | True |  | V | Yes | 6605 | 9 | 733 |  |  |  | 10021 | 35 | 286 | [5 empty] | LED |  | Federally-Regulated Consumer Product | 02/05/2019 |  | 03/04/2020
WAC Lighting Co. | Modern Forms | FR-W1816-82L-CFI | True |  | V | Yes | 6605 | 9 | 733 |  |  |  | 10021 | 35 | 286 | [5 empty] | LED |  | Federally-Regulated Consumer Product | 02/05/2019 |  | 03/04/2020
WAC Lighting Co. | Modern Forms | FR-W1916-56L-TT | True |  | V | Yes | 1745 | 4 | 436 |  |  |  | 6783 | 28 | 242 | [5 empty] | LED |  | Federally-Regulated Consumer Product | 02/05/2019 |  | 03/04/2020
WAC Lighting Co. | Modern Forms | FR-W1916-56L-GW | True |  | V | Yes | 1745 | 4 | 436 |  |  |  | 6783 | 28 | 242 | [5 empty] | LED |  | Federally-Regulated Consumer Product | 02/05/2019 |  | 03/04/2020
WAC Lighting Co. | Modern Forms | FR-W1916-56L-MB/KO | True |  | V | Yes | 1745 | 4 | 436 |  |  |  | 6783 | 28 | 242 | [5 empty] | LED |  | Federally-Regulated Consumer Product | 02/05/2019 |  | 03/04/2020
WAC Lighting Co. | Modern Forms | FR-W1916-56L-MB | True |  | V | Yes | 1745 | 4 | 436 |  |  |  | 6783 | 28 | 242 | [5 empty] | LED |  | Federally-Regulated Consumer Product | 02/05/2019 |  | 03/04/2020
WAC Lighting Co. | Modern Forms | FR-W1920-60L-AB/BZ | True |  | V | Yes | 1718 | 4 | 429 |  |  |  | 6628 | 19 | 348 | [5 empty] | LED |  | Federally-Regulated Consumer Product | 02/05/2019 |  | 03/04/2020
WAC Lighting Co. | Modern Forms | FR-W1920-60L-TT/MW | True |  | V | Yes | 1718 | 4 | 429 |  |  |  | 6628 | 19 | 348 | [5 empty] | LED |  | Federally-Regulated Consumer Product | 02/05/2019 |  | 03/04/2020
WAC Lighting Co. | Modern Forms | FR-W1920-60L-KO/MB | True |  | V | Yes | 1718 | 4 | 429 |  |  |  | 6628 | 19 | 348 | [5 empty] | LED |  | Federally-Regulated Consumer Product | 02/05/2019 |  | 03/04/2020
WAC Lighting Co. | Modern Forms | FR-W1922-56L-AV/MB | True |  | V | Yes | 2053 | 5 | 410 |  |  |  | 7469 | 33 | 226 | [5 empty] | LED |  | Federally-Regulated Consumer Product | 02/05/2019 |  | 03/04/2020
WAC Lighting Co. | Modern Forms | FR-W1922-56L-AB/MB | True |  | V | Yes | 2053 | 5 | 410 |  |  |  | 7469 | 33 | 226 | [5 empty] | LED |  | Federally-Regulated Consumer Product | 02/05/2019 |  | 03/04/2020
WAC Lighting Co. | Modern Forms | FR-W1910-52-BA | True |  | V | Yes | 1137 | 4 | 284 |  |  |  | 5194 | 38 | 136 | [5 empty] | None |  | Federally-Regulated Consumer Product | 02/05/2019 |  | 03/04/2020
WAC Lighting Co. | Modern Forms | FR-W1910-52-MW | True |  | V | Yes | 1137 | 4 | 284 |  |  |  | 5194 | 38 | 136 | [5 empty] | None |  | Federally-Regulated Consumer Product | 02/05/2019 |  | 03/04/2020
WAC Lighting Co. | Modern Forms | FR-W1910-52-MB | True |  | V | Yes | 1137 | 4 | 284 |  |  |  | 5194 | 38 | 136 | [5 empty] | None |  | Federally-Regulated Consumer Product | 02/05/2019 |  | 03/04/2020
WAC Lighting Co. | Modern Forms | FR-W1910-62-BA | True |  | V | Yes | 1714 | 4 | 428 |  |  |  | 6384 | 34 | 187 | [5 empty] | None |  | Federally-Regulated Consumer Product | 02/05/2019 |  | 03/04/2020
WAC Lighting Co. | Modern Forms | FR-W1910-62-MW | True |  | V | Yes | 1714 | 4 | 428 |  |  |  | 6384 | 34 | 187 | [5 empty] | None |  | Federally-Regulated Consumer Product | 02/05/2019 |  | 03/04/2020
WAC Lighting Co. | Modern Forms | FR-W1910-62-MB | True |  | V | Yes | 1714 | 4 | 428 |  |  |  | 6384 | 34 | 187 | [5 empty] | None |  | Federally-Regulated Consumer Product | 02/05/2019 |  | 03/04/2020
Summer Wind International, Ltd. | Home Decorators Collection | 4628 | True |  | 3 | Yes | 2103 | 16 | 131 |  |  |  | 5145 | 71 | 72 | [5 empty] | LED |  | Federally-Regulated Consumer Product | 02/14/2019 |  | 03/04/2020
Fanimation | Fanimation | FP8094BN | True |  | 3 | Yes | 1884 | 12 | 157 |  |  |  | 5543 | 69 | 80 | [5 empty] | LED |  | Federally-Regulated Consumer Product | 02/14/2019 |  | 03/04/2020
Fanimation | Fanimation | FP8094DZ | True |  | 3 | Yes | 1884 | 12 | 157 |  |  |  | 5543 | 69 | 80 | [5 empty] | LED |  | Federally-Regulated Consumer Product | 02/14/2019 |  | 03/04/2020
Fanimation | Fanimation | FP8094GR | True |  | 3 | Yes | 1884 | 12 | 157 |  |  |  | 5543 | 69 | 80 | [5 empty] | LED |  | Federally-Regulated Consumer Product | 02/14/2019 |  | 03/04/2020
Fanimation | Fanimation | FP8094MW | True |  | 3 | Yes | 1884 | 12 | 157 |  |  |  | 5543 | 69 | 80 | [5 empty] | LED |  | Federally-Regulated Consumer Product | 02/14/2019 |  | 03/04/2020
Fanimation | Fanimation | FP8404BN | True |  | 3 | Yes | 839 | 18 | 47 |  |  |  | 1531 | 45 | 34 | [5 empty] | LED |  | Federally-Regulated Consumer Product | 02/14/2019 |  | 03/04/2020
Fanimation | Fanimation | FP8404BL | True |  | 3 | Yes | 839 | 18 | 47 |  |  |  | 1531 | 45 | 34 | [5 empty] | LED |  | Federally-Regulated Consumer Product | 02/14/2019 |  | 03/04/2020
Fanimation | Fanimation | FP8533PN | True |  | 3 | Yes | 2159 | 13 | 166 |  |  |  | 5198 | 59 | 88 | [5 empty] | LED |  | Federally-Regulated Consumer Product | 02/14/2019 |  | 03/04/2020
Fanimation | Fanimation | FP8533GR | True |  | 3 | Yes | 2159 | 13 | 166 |  |  |  | 5198 | 59 | 88 | [5 empty] | LED |  | Federally-Regulated Consumer Product | 02/14/2019 |  | 03/04/2020
Techtronic Industries, North America, Inc. | STILE | CF0111 | True |  | 3 | Yes | 423 | 13 | 33 |  |  |  | 1288 | 46 | 28 | [5 empty] | LED |  | Federally-Regulated Consumer Product | 02/19/2019 |  | 03/04/2020
Techtronic Industries, North America, Inc. | STILE | CF0121 | True |  | 3 | Yes | 423 | 13 | 33 |  |  |  | 1288 | 46 | 28 | [5 empty] | LED |  | Federally-Regulated Consumer Product | 02/19/2019 |  | 03/04/2020
Techtronic Industries, North America, Inc. | STILE | CF0131 | True |  | 3 | Yes | 423 | 13 | 33 |  |  |  | 1288 | 46 | 28 | [5 empty] | LED |  | Federally-Regulated Consumer Product | 02/19/2019 |  | 03/04/2020
Techtronic Industries, North America, Inc. | STILE | CF0141 | True |  | 3 | Yes | 423 | 13 | 33 |  |  |  | 1288 | 46 | 28 | [5 empty] | LED |  | Federally-Regulated Consumer Product | 02/19/2019 |  | 03/04/2020
Vaxcel International Co., Ltd. | AirRyder | F0061 | True |  | 3 | Yes | 517 | 4 | 129 |  |  |  | 720 | 21 | 34 | [5 empty] | LED |  | Federally-Regulated Consumer Product | 02/20/2019 |  | 03/04/2020
Vaxcel International Co., Ltd. | AirRyder | F0048 | True |  | 3 | Yes | 2043 | 14 | 145 |  |  |  | 5199 | 69 | 75 | [5 empty] | LED |  | Federally-Regulated Consumer Product | 02/20/2019 |  | 03/04/2020
Vaxcel International Co., Ltd. | AirRyder | F0063 | True |  | 6 | Yes | 1671 | 3 | 557 |  |  |  | 4111 | 20 | 201 | [5 empty] | LED |  | Federally-Regulated Consumer Product | 02/20/2019 |  | 03/04/2020
Vaxcel International Co., Ltd. | AirRyder | F0065 | True |  | 6 | Yes | 1671 | 3 | 557 |  |  |  | 4111 | 20 | 201 | [5 empty] | LED |  | Federally-Regulated Consumer Product | 02/20/2019 |  | 03/04/2020
Vaxcel International Co., Ltd. | AirRyder | F0060 | True |  | 3 | Yes | 1901 | 13 | 146 |  |  |  | 5391 | 75 | 72 | [5 empty] | LED |  | Federally-Regulated Consumer Product | 02/20/2019 |  | 03/04/2020
Vaxcel International Co., Ltd. | AirRyder | F0066 | True |  | 3 | Yes | 1732 | 13 | 133 |  |  |  | 4113 | 63 | 65 | [5 empty] | LED |  | Federally-Regulated Consumer Product | 02/20/2019 |  | 03/04/2020
Vaxcel International Co., Ltd. | AirRyder | F0067 | True |  | 3 | Yes | 1732 | 13 | 133 |  |  |  | 4113 | 63 | 65 | [5 empty] | LED |  | Federally-Regulated Consumer Product | 02/20/2019 |  | 03/04/2020
Vaxcel International Co., Ltd. | AirRyder | F0057 | True |  | 3 | Yes | 3076 | 24 | 128 |  |  |  | 4742 | 55 | 84 | [5 empty] | LED |  | Federally-Regulated Consumer Product | 02/20/2019 |  | 03/04/2020
Vaxcel International Co., Ltd. | AirRyder | F0059 | True |  | 3 | Yes | 1339 | 14 | 95 |  |  |  | 2886 | 43 | 67 | [5 empty] | LED |  | Federally-Regulated Consumer Product | 02/20/2019 |  | 03/04/2020
Vaxcel International Co., Ltd. | AirRyder | F0044 | True |  | 3 | Yes | 2257 | 15 | 150 |  |  |  | 5378 | 67 | 80 | [5 empty] | LED |  | Federally-Regulated Consumer Product | 02/20/2019 |  | 03/04/2020
Vaxcel International Co., Ltd. | AirRyder | F0054 | True |  | 3 | Yes | 1888 | 13 | 145 |  |  |  | 4113 | 67 | 61 | [5 empty] | LED |  | Federally-Regulated Consumer Product | 02/20/2019 |  | 03/04/2020
Vaxcel International Co., Ltd. | AirRyder | F0042 | True |  | 3 | Yes | 1888 | 13 | 145 |  |  |  | 4854 | 66 | 74 | [5 empty] | LED |  | Federally-Regulated Consumer Product | 02/20/2019 |  | 03/04/2020
Vaxcel International Co., Ltd. | AirRyder | F0040 | True |  | 3 | Yes | 1414 | 11 | 129 |  |  |  | 2837 | 42 | 68 | [5 empty] | LED |  | Federally-Regulated Consumer Product | 02/20/2019 |  | 03/04/2020
Vaxcel International Co., Ltd. | AirRyder | FN48121BN | True |  | 3 | Yes | 1292 | 11 | 117 |  |  |  | 3895 | 47 | 83 | [5 empty] | LED |  | Federally-Regulated Consumer Product | 02/20/2019 |  | 03/04/2020
Vaxcel International Co., Ltd. | AirRyder | FN48121OR | True |  | 3 | Yes | 1292 | 11 | 117 |  |  |  | 3895 | 47 | 83 | [5 empty] | LED |  | Federally-Regulated Consumer Product | 02/20/2019 |  | 03/04/2020
Vaxcel International Co., Ltd. | AirRyder | F0023 | True |  | 3 | Yes | 1315 | 14 | 94 |  |  |  | 2871 | 43 | 67 | [5 empty] | LED |  | Federally-Regulated Consumer Product | 02/20/2019 |  | 03/04/2020
Vaxcel International Co., Ltd. | AirRyder | F0003 | True |  | 3 | Yes | 1500 | 13 | 115 |  |  |  | 3539 | 56 | 63 | [5 empty] | LED |  | Federally-Regulated Consumer Product | 02/20/2019 |  | 03/04/2020
Vaxcel International Co., Ltd. | AirRyder | FN52997OR | True |  | 3 | Yes | 1812 | 13 | 139 |  |  |  | 5032 | 70 | 72 | [5 empty] | LED |  | Federally-Regulated Consumer Product | 02/20/2019 |  | 03/04/2020
Vaxcel International Co., Ltd. | AirRyder | FN52998OR | True |  | 3 | Yes | 1712 | 10 | 171 |  |  |  | 5042 | 64 | 79 | [5 empty] | LED |  | Federally-Regulated Consumer Product | 02/20/2019 |  | 03/04/2020
Vaxcel International Co., Ltd. | AirRyder | FN52998SN | True |  | 3 | Yes | 1712 | 10 | 171 |  |  |  | 5042 | 64 | 79 | [5 empty] | LED |  | Federally-Regulated Consumer Product | 02/20/2019 |  | 03/04/2020
Vaxcel International Co., Ltd. | AirRyder | F0035 | True |  | 3 | Yes | 1429 | 13 | 110 |  |  |  | 3450 | 53 | 65 | [5 empty] | LED |  | Federally-Regulated Consumer Product | 02/20/2019 |  | 03/04/2020
Vaxcel International Co., Ltd. | AirRyder | F0037 | True |  | 3 | Yes | 1429 | 13 | 110 |  |  |  | 3450 | 53 | 65 | [5 empty] | LED |  | Federally-Regulated Consumer Product | 02/20/2019 |  | 03/04/2020
Vaxcel International Co., Ltd. | AirRyder | F0036 | True |  | 3 | Yes | 1429 | 13 | 110 |  |  |  | 3450 | 53 | 65 | [5 empty] | LED |  | Federally-Regulated Consumer Product | 02/20/2019 |  | 03/04/2020
Vaxcel International Co., Ltd. | AirRyder | FN44322W | True |  | 3 | Yes | 1429 | 13 | 110 |  |  |  | 3450 | 53 | 65 | [5 empty] | LED |  | Federally-Regulated Consumer Product | 02/20/2019 |  | 03/04/2020
Vaxcel International Co., Ltd. | AirRyder | FN52455OBB | True |  | 3 | Yes | 1564 | 12 | 130 |  |  |  | 5207 | 71 | 73 | [5 empty] | LED |  | Federally-Regulated Consumer Product | 02/20/2019 |  | 03/04/2020
Vaxcel International Co., Ltd. | AirRyder | FN52317AR | True |  | 3 | Yes | 1964 | 13 | 151 |  |  |  | 5149 | 68 | 76 | [5 empty] | LED |  | Federally-Regulated Consumer Product | 02/20/2019 |  | 03/04/2020
Vaxcel International Co., Ltd. | AirRyder | FN56305BBZ | True |  | 3 | Yes | 1855 | 13 | 143 |  |  |  | 5644 | 78 | 72 | [5 empty] | LED |  | Federally-Regulated Consumer Product | 02/20/2019 |  | 03/04/2020
Vaxcel International Co., Ltd. | AirRyder | F0011 | True |  | 3 | Yes | 1855 | 13 | 143 |  |  |  | 5644 | 78 | 72 | [5 empty] | LED |  | Federally-Regulated Consumer Product | 02/20/2019 |  | 03/04/2020
Vaxcel International Co., Ltd. | AirRyder | FN52265WP | True |  | 3 | Yes | 1623 | 13 | 125 |  |  |  | 5298 | 75 | 71 | [5 empty] | LED |  | Federally-Regulated Consumer Product | 02/20/2019 |  | 03/04/2020
HKC - Hong Kong China Electric Appliance | Harbor Breeze | 1295733 | True |  | 3 | Yes | 1356 | 10 | 135 |  |  |  | 3249 | 55 | 59 | [5 empty] | LED |  | Federally-Regulated Consumer Product | 02/22/2019 |  | 03/04/2020
HKC - Hong Kong China Electric Appliance | Harbor Breeze | 1295734 | True |  | 3 | Yes | 1356 | 10 | 135 |  |  |  | 3249 | 55 | 59 | [5 empty] | LED |  | Federally-Regulated Consumer Product | 02/22/2019 |  | 03/04/2020
Vaxcel International Co., Ltd. | Patriot Lighting | 3550652 | True |  | 3 | Yes | 513 | 5 | 103 |  |  |  | 711 | 31 | 23 | [5 empty] | LED |  | Federally-Regulated Consumer Product | 02/25/2019 |  | 03/04/2020
Vaxcel International Co., Ltd. | Patriot Lighting | 3550654 | True |  | 6 | Yes | 2999 | 5 | 600 |  |  |  | 4329 | 11 | 394 | [5 empty] | LED |  | Federally-Regulated Consumer Product | 02/25/2019 |  | 03/04/2020
Vaxcel International Co., Ltd. | Patriot Lighting | 3550655 | True |  | 3 | Yes | 2537 | 22 | 113 |  |  |  | 4860 | 69 | 70 | [5 empty] | LED |  | Federally-Regulated Consumer Product | 02/25/2019 |  | 03/04/2020
Vaxcel International Co., Ltd. | Patriot Lighting | 3550656 | True |  | 3 | Yes | 1710 | 15 | 113 |  |  |  | 3691 | 57 | 65 | [5 empty] | LED |  | Federally-Regulated Consumer Product | 02/25/2019 |  | 03/04/2020
Vaxcel International Co., Ltd. | Patriot Lighting | 3550666 | True |  | 3 | Yes | 1499 | 12 | 121 |  |  |  | 3539 | 55 | 64 | [5 empty] | LED |  | Federally-Regulated Consumer Product | 02/25/2019 |  | 03/04/2020
Vaxcel International Co., Ltd. | Patriot Lighting | 3550667 | True |  | 3 | Yes | 1396 | 14 | 99 |  |  |  | 3539 | 60 | 59 | [5 empty] | LED |  | Federally-Regulated Consumer Product | 02/25/2019 |  | 03/04/2020
Vaxcel International Co., Ltd. | Patriot Lighting | 3550668 | True |  | 3 | Yes | 1396 | 14 | 99 |  |  |  | 3539 | 60 | 59 | [5 empty] | LED |  | Federally-Regulated Consumer Product | 02/25/2019 |  | 03/04/2020
Vaxcel International Co., Ltd. | Patriot Lighting | 3550669 | True |  | 3 | Yes | 1396 | 14 | 99 |  |  |  | 3539 | 60 | 59 | [5 empty] | LED |  | Federally-Regulated Consumer Product | 02/25/2019 |  | 03/04/2020
Vaxcel International Co., Ltd. | Patriot Lighting | 3550671 | True |  | 3 | Yes | 1729 | 13 | 132 |  |  |  | 4457 | 69 | 65 | [5 empty] | LED |  | Federally-Regulated Consumer Product | 02/25/2019 |  | 03/04/2020
Vaxcel International Co., Ltd. | Patriot Lighting | 3550675 | True |  | 3 | Yes | 1931 | 12 | 158 |  |  |  | 5172 | 67 | 77 | [5 empty] | LED |  | Federally-Regulated Consumer Product | 02/25/2019 |  | 03/04/2020
Vaxcel International Co., Ltd. | Patriot Lighting | 3550683 | True |  | 3 | Yes | 1440 | 14 | 102 |  |  |  | 2983 | 46 | 65 | [5 empty] | LED |  | Federally-Regulated Consumer Product | 02/25/2019 |  | 03/04/2020
Vaxcel International Co., Ltd. | Patriot Lighting | 3550670 | True |  | 3 | Yes | 1728 | 13 | 133 |  |  |  | 4104 | 63 | 65 | [5 empty] | LED |  | Federally-Regulated Consumer Product | 02/25/2019 |  | 03/04/2020
Vaxcel International Co., Ltd. | Patriot Lighting | 3550672 | True |  | 3 | Yes | 1894 | 16 | 118 |  |  |  | 4066 | 60 | 68 | [5 empty] | LED |  | Federally-Regulated Consumer Product | 02/25/2019 |  | 03/04/2020
Vaxcel International Co., Ltd. | Patriot Lighting | 3550673 | True |  | 3 | Yes | 1894 | 16 | 118 |  |  |  | 4066 | 60 | 68 | [5 empty] | LED |  | Federally-Regulated Consumer Product | 02/25/2019 |  | 03/04/2020
Vaxcel International Co., Ltd. | Patriot Lighting | 3550674 | True |  | 3 | Yes | 1894 | 16 | 118 |  |  |  | 4066 | 60 | 68 | [5 empty] | LED |  | Federally-Regulated Consumer Product | 02/25/2019 |  | 03/04/2020
Vaxcel International Co., Ltd. | Patriot Lighting | 3550676 | True |  | 3 | Yes | 1315 | 14 | 94 |  |  |  | 2871 | 43 | 67 | [5 empty] | LED |  | Federally-Regulated Consumer Product | 02/25/2019 |  | 03/04/2020
Vaxcel International Co., Ltd. | Patriot Lighting | 3550677 | True |  | 3 | Yes | 1315 | 14 | 94 |  |  |  | 2871 | 43 | 67 | [5 empty] | LED |  | Federally-Regulated Consumer Product | 02/25/2019 |  | 03/04/2020
Westinghouse Lighting | Westinghouse | 72016 | True |  | 6 | Yes | 1297 | 2 | 649 |  |  |  | 5661 | 33 | 172 | [5 empty] | None |  | Federally-Regulated Consumer Product | 02/25/2019 |  | 03/04/2020
Westinghouse Lighting | Westinghouse | 72096 | True |  | 3 | Yes | 1482 | 13 | 114 |  |  |  | 3361 | 52 | 65 | [5 empty] | LED |  | Federally-Regulated Consumer Product | 02/25/2019 |  | 03/04/2020
Westinghouse Lighting | Westinghouse | 72097 | True |  | 3 | Yes | 1482 | 13 | 114 |  |  |  | 3361 | 52 | 65 | [5 empty] | LED |  | Federally-Regulated Consumer Product | 02/25/2019 |  | 03/04/2020
Westinghouse Lighting | Westinghouse | 72100 | True |  | 3 | Yes | 1330 | 30 | 44 |  |  |  | 2658 | 52 | 51 | [5 empty] | LED |  | Federally-Regulated Consumer Product | 02/25/2019 |  | 03/04/2020
Westinghouse Lighting | Westinghouse | 72101 | True |  | 3 | Yes | 1330 | 30 | 44 |  |  |  | 2658 | 52 | 51 | [5 empty] | LED |  | Federally-Regulated Consumer Product | 02/25/2019 |  | 03/04/2020
Westinghouse Lighting | Westinghouse | 72128 | True |  | 3 | Yes | 1182 | 29 | 41 |  |  |  | 2788 | 50 | 56 | [5 empty] | Incandescent |  | Federally-Regulated Consumer Product | 02/25/2019 |  | 03/04/2020
Westinghouse Lighting | Westinghouse | 72130 | True |  | 3 | Yes | 1182 | 29 | 41 |  |  |  | 2788 | 50 | 56 | [5 empty] | Incandescent |  | Federally-Regulated Consumer Product | 02/25/2019 |  | 03/04/2020
Westinghouse Lighting | Westinghouse | 72133 | True |  | 3 | Yes | 886 | 31 | 29 |  |  |  | 2027 | 46 | 44 | [5 empty] | Incandescent |  | Federally-Regulated Consumer Product | 02/25/2019 |  | 03/04/2020
Westinghouse Lighting | Westinghouse | 72135 | True |  | 3 | Yes | 886 | 31 | 29 |  |  |  | 2027 | 46 | 44 | [5 empty] | Incandescent |  | Federally-Regulated Consumer Product | 02/25/2019 |  | 03/04/2020
Westinghouse Lighting | Westinghouse | 72149 | True |  | 3 | Yes | 1177 | 36 | 33 |  |  |  | 2829 | 56 | 51 | [5 empty] | Incandescent |  | Federally-Regulated Consumer Product | 02/25/2019 |  | 03/04/2020
Westinghouse Lighting | Westinghouse | 72150 | True |  | 3 | Yes | 1177 | 36 | 33 |  |  |  | 2829 | 56 | 51 | [5 empty] | Incandescent |  | Federally-Regulated Consumer Product | 02/25/2019 |  | 03/04/2020
Westinghouse Lighting | Westinghouse | 72151 | True |  | 3 | Yes | 1177 | 36 | 33 |  |  |  | 2829 | 56 | 51 | [5 empty] | Incandescent |  | Federally-Regulated Consumer Product | 02/25/2019 |  | 03/04/2020
Westinghouse Lighting | Westinghouse | 72157 | True |  | 3 | Yes | 1177 | 36 | 33 |  |  |  | 2829 | 56 | 51 | [5 empty] | Incandescent |  | Federally-Regulated Consumer Product | 02/25/2019 |  | 03/04/2020
Westinghouse Lighting | Westinghouse | 72158 | True |  | 3 | Yes | 886 | 31 | 29 |  |  |  | 2027 | 46 | 44 | [5 empty] | Incandescent |  | Federally-Regulated Consumer Product | 02/25/2019 |  | 03/04/2020
Westinghouse Lighting | Westinghouse | 72159 | True |  | 3 | Yes | 1177 | 36 | 33 |  |  |  | 2829 | 56 | 51 | [5 empty] | Incandescent |  | Federally-Regulated Consumer Product | 02/25/2019 |  | 03/04/2020
Westinghouse Lighting | Westinghouse | 72160 | True |  | 3 | Yes | 1094 | 11 | 99 |  |  |  | 3341 | 59 | 57 | [5 empty] | Incandescent |  | Federally-Regulated Consumer Product | 02/25/2019 |  | 03/04/2020
Westinghouse Lighting | Westinghouse | 72162 | True |  | 3 | Yes | 1094 | 11 | 99 |  |  |  | 3341 | 59 | 57 | [5 empty] | Incandescent |  | Federally-Regulated Consumer Product | 02/25/2019 |  | 03/04/2020
Westinghouse Lighting | Westinghouse | 72163 | True |  | 3 | Yes | 1094 | 11 | 99 |  |  |  | 3341 | 59 | 57 | [5 empty] | Incandescent |  | Federally-Regulated Consumer Product | 02/25/2019 |  | 03/04/2020
Westinghouse Lighting | Westinghouse | 72164 | True |  | 3 | Yes | 1094 | 11 | 99 |  |  |  | 3341 | 59 | 57 | [5 empty] | Incandescent |  | Federally-Regulated Consumer Product | 02/25/2019 |  | 03/04/2020
Westinghouse Lighting | Westinghouse | 72165 | True |  | 3 | Yes | 1094 | 11 | 99 |  |  |  | 3341 | 59 | 57 | [5 empty] | Incandescent |  | Federally-Regulated Consumer Product | 02/25/2019 |  | 03/04/2020
Westinghouse Lighting | Westinghouse | 72166 | True |  | 3 | Yes | 1155 | 29 | 40 |  |  |  | 2510 | 49 | 51 | [5 empty] | Incandescent |  | Federally-Regulated Consumer Product | 02/25/2019 |  | 03/04/2020
Westinghouse Lighting | Westinghouse | 72170 | True |  | 3 | Yes | 1946 | 14 | 139 |  |  |  | 4071 | 56 | 73 | [5 empty] | Incandescent |  | Federally-Regulated Consumer Product | 02/25/2019 |  | 03/04/2020
Westinghouse Lighting | Westinghouse | 72172 | True |  | 3 | Yes | 1946 | 14 | 139 |  |  |  | 4071 | 56 | 73 | [5 empty] | Incandescent |  | Federally-Regulated Consumer Product | 02/25/2019 |  | 03/04/2020
Westinghouse Lighting | Westinghouse | 72178 | True |  | 4 | Yes | 1834 | 14 | 131 |  |  |  | 4326 | 49 | 88 | [5 empty] | Incandescent |  | Federally-Regulated Consumer Product | 02/25/2019 |  | 03/04/2020
Westinghouse Lighting | Westinghouse | 72179 | True |  | 4 | Yes | 1719 | 14 | 123 |  |  |  | 3792 | 50 | 76 | [5 empty] | Incandescent |  | Federally-Regulated Consumer Product | 02/25/2019 |  | 03/04/2020
Westinghouse Lighting | Westinghouse | 78053 | True |  | 3 | Yes | 1226 | 11 | 111 |  |  |  | 3427 | 59 | 58 | [5 empty] | None |  | Federally-Regulated Consumer Product | 02/25/2019 |  | 03/04/2020
Westinghouse Lighting | Westinghouse | 72043 | True |  | 3 | Yes | 1941 | 14 | 139 |  |  |  | 3644 | 53 | 69 | [5 empty] | LED |  | Federally-Regulated Consumer Product | 02/25/2019 |  | 03/04/2020
Fanimation | Fanimation | FPD8520BNBN | True |  | V | Yes | 1332 | 2 | 666 |  |  |  | 5876 | 26 | 226 | [5 empty] | None |  | Federally-Regulated Consumer Product | 02/26/2019 |  | 03/04/2020
Fanimation | Fanimation | FPD8520BNBL | True |  | V | Yes | 1332 | 2 | 666 |  |  |  | 5876 | 26 | 226 | [5 empty] | None |  | Federally-Regulated Consumer Product | 02/26/2019 |  | 03/04/2020
Fanimation | Fanimation | FPD8520BL | True |  | V | Yes | 1332 | 2 | 666 |  |  |  | 5876 | 26 | 226 | [5 empty] | None |  | Federally-Regulated Consumer Product | 02/26/2019 |  | 03/04/2020
Fanimation | Fanimation | FPD6228BN | True |  | V | Yes | 1662 | 2 | 831 |  |  |  | 6219 | 34 | 183 | [5 empty] | LED |  | Federally-Regulated Consumer Product | 02/26/2019 |  | 03/04/2020
Fanimation | Fanimation | FPD6228DZ | True |  | V | Yes | 1662 | 2 | 831 |  |  |  | 6219 | 34 | 183 | [5 empty] | LED |  | Federally-Regulated Consumer Product | 02/26/2019 |  | 03/04/2020
Fanimation | Fanimation | FPD6228GR | True |  | V | Yes | 1662 | 2 | 831 |  |  |  | 6219 | 34 | 183 | [5 empty] | LED |  | Federally-Regulated Consumer Product | 02/26/2019 |  | 03/04/2020
Fanimation | Fanimation | FP8511BL | True |  | 3 | Yes | 2390 | 13 | 184 |  |  |  | 5173 | 59 | 88 | [5 empty] | LED |  | Federally-Regulated Consumer Product | 02/26/2019 |  | 03/04/2020
Fanimation | Fanimation | FP8511CH | True |  | 3 | Yes | 2390 | 13 | 184 |  |  |  | 5173 | 59 | 88 | [5 empty] | LED |  | Federally-Regulated Consumer Product | 02/26/2019 |  | 03/04/2020
Fanimation | Fanimation | FP8519BL | True |  | 3 | Yes | 677 | 5 | 135 |  |  |  | 1483 | 14 | 106 | [5 empty] | LED |  | Federally-Regulated Consumer Product | 02/26/2019 |  | 03/04/2020
Fanimation | Fanimation | MAD7912BBL | True |  | V | Yes | 4026 | 5 | 805 |  |  |  | 8075 | 30 | 269 | [5 empty] | None |  | Federally-Regulated Consumer Product | 02/26/2019 |  | 03/04/2020
Fanimation | Fanimation | MAD7912BBN | True |  | V | Yes | 4026 | 5 | 805 |  |  |  | 8075 | 30 | 269 | [5 empty] | None |  | Federally-Regulated Consumer Product | 02/26/2019 |  | 03/04/2020
Fanimation | Fanimation | MAD7912BDZ | True |  | V | Yes | 4026 | 5 | 805 |  |  |  | 8075 | 30 | 269 | [5 empty] | None |  | Federally-Regulated Consumer Product | 02/26/2019 |  | 03/04/2020
Fanimation | Fanimation | MAD7912BGR | True |  | V | Yes | 4026 | 5 | 805 |  |  |  | 8075 | 30 | 269 | [5 empty] | None |  | Federally-Regulated Consumer Product | 02/26/2019 |  | 03/04/2020
Fanimation | Fanimation | MAD7912BGZ | True |  | V | Yes | 4026 | 5 | 805 |  |  |  | 8075 | 30 | 269 | [5 empty] | None |  | Federally-Regulated Consumer Product | 02/26/2019 |  | 03/04/2020
Fanimation | Fanimation | MAD7912BMW | True |  | V | Yes | 4026 | 5 | 805 |  |  |  | 8075 | 30 | 269 | [5 empty] | None |  | Federally-Regulated Consumer Product | 02/26/2019 |  | 03/04/2020
Litex Industries | Craftmade | CRO52***5LKRCI | True |  | 3 | Yes | 1804 | 16 | 112 |  |  |  | 4645 | 68 | 68 | [5 empty] | None |  | Federally-Regulated Consumer Product | 02/26/2019 |  | 03/04/2020
Litex Industries | Craftmade | INT52***3 | True |  | 3 | Yes | 1905 | 17 | 112 |  |  |  | 4187 | 57 | 73 | [5 empty] | LED |  | Federally-Regulated Consumer Product | 02/26/2019 |  | 03/04/2020
Litex Industries | Craftmade | KDK56xxx3 | True |  | 3 | Yes | 2178 | 15 | 145 |  |  |  | 4942 | 62 | 79 | [5 empty] | None |  | Federally-Regulated Consumer Product | 02/26/2019 |  | 03/04/2020
Litex Industries | Craftmade | LIM60*** | True |  | 3 | Yes | 919 | 14 | 65 |  |  |  | 4902 | 80 | 61 | [5 empty] | LED |  | Federally-Regulated Consumer Product | 02/26/2019 |  | 03/04/2020
Litex Industries | Craftmade | MOB60*** | True |  | 3 | Yes | 2243 | 16 | 140 |  |  |  | 4889 | 55 | 88 | [5 empty] | LED |  | Federally-Regulated Consumer Product | 02/26/2019 |  | 03/04/2020
Litex Industries | Craftmade | PHA52***3 | True |  | 3 | Yes | 2050 | 17 | 120 |  |  |  | 4049 | 57 | 71 | [5 empty] | LED |  | Federally-Regulated Consumer Product | 02/26/2019 |  | 03/04/2020
Litex Industries | Craftmade | PHA52***4 | True |  | 3 | Yes | 1874 | 15 | 124 |  |  |  | 4209 | 58 | 72 | [5 empty] | LED |  | Federally-Regulated Consumer Product | 02/26/2019 |  | 03/04/2020
Litex Industries | Craftmade | PHA52***5 | True |  | 3 | Yes | 1798 | 15 | 119 |  |  |  | 3978 | 58 | 68 | [5 empty] | LED |  | Federally-Regulated Consumer Product | 02/26/2019 |  | 03/04/2020
Litex Industries | Craftmade | STO52***5 | True |  | 3 | Yes | 1760 | 16 | 110 |  |  |  | 3737 | 58 | 64 | [5 empty] | LED |  | Federally-Regulated Consumer Product | 02/26/2019 |  | 03/04/2020
Litex Industries | Craftmade | NOL52****4 | True |  | 3 | Yes | 2062 | 13 | 158 |  |  |  | 5794 | 68 | 85 | [5 empty] | LED |  | Federally-Regulated Consumer Product | 02/26/2019 |  | 03/04/2020
Litex Industries | Craftmade | ATM52***5C | True |  | 3 | Yes | 1737 | 24 | 72 |  |  |  | 4005 | 60 | 66 | [5 empty] | LED |  | Federally-Regulated Consumer Product | 02/26/2019 |  | 03/04/2020
Litex Industries | Craftmade | AUG60CW4 | True |  | 3 | Yes | 2232 | 3 | 744 |  |  |  | 6245 | 33 | 189 | [5 empty] | LED |  | Federally-Regulated Consumer Product | 02/26/2019 |  | 03/04/2020
Litex Industries | Craftmade | BRX52***5 | True |  | 3 | Yes | 1847 | 15 | 123 |  |  |  | 4971 | 75 | 66 | [5 empty] | LED |  | Federally-Regulated Consumer Product | 02/26/2019 |  | 03/04/2020
Litex Industries | Craftmade | COL96***6 | True |  | 3 | Yes | 4688 | 5 | 937 |  |  |  | 9317 | 29 | 321 | [5 empty] | None |  | Federally-Regulated Consumer Product | 02/26/2019 |  | 03/04/2020
Litex Industries | Craftmade | CYD56XXX4 | True |  | 3 | Yes | 2200 | 14 | 157 |  |  |  | 5459 | 59 | 92 | [5 empty] | LED |  | Federally-Regulated Consumer Product | 02/26/2019 |  | 03/04/2020
Litex Industries | Craftmade | ILU56 | True |  | 3 | Yes | 564 | 4 | 141 |  |  |  | 1323 | 35 | 37 | [5 empty] | LED |  | Federally-Regulated Consumer Product | 02/26/2019 |  | 03/04/2020
Litex Industries | Craftmade | LAV52XXXLK-LED | True |  | 3 | Yes | 2019 | 13 | 155 |  |  |  | 5504 | 75 | 73 | [5 empty] | LED |  | Federally-Regulated Consumer Product | 02/26/2019 |  | 03/04/2020
Litex Industries | Craftmade | LAVH52***4 | True |  | 3 | Yes | 1792 | 10 | 179 |  |  |  | 5200 | 69 | 75 | [5 empty] | None |  | Federally-Regulated Consumer Product | 02/26/2019 |  | 03/04/2020
Litex Industries | Craftmade | SLN56***5 | True |  | 3 | Yes | 2081 | 12 | 173 |  |  |  | 6017 | 65 | 92 | [5 empty] | None |  | Federally-Regulated Consumer Product | 02/26/2019 |  | 03/04/2020
Litex Industries | Craftmade | STK52***4 | True |  | 3 | Yes | 2122 | 14 | 151 |  |  |  | 5355 | 62 | 86 | [5 empty] | LED |  | Federally-Regulated Consumer Product | 02/26/2019 |  | 03/04/2020
Litex Industries | Craftmade | SUA62***5 | True |  | 3 | Yes | 5294 | 50 | 105 |  |  |  | 7988 | 103 | 77 | [5 empty] | None |  | Federally-Regulated Consumer Product | 02/26/2019 |  | 03/04/2020
Litex Industries | Craftmade | TMPH44***5 | True |  | 3 | Yes | 1875 | 14 | 133 |  |  |  | 3874 | 61 | 63 | [5 empty] | LED |  | Federally-Regulated Consumer Product | 02/26/2019 |  | 03/04/2020
Litex Industries | Craftmade | TMPH52***5 | True |  | 3 | Yes | 1868 | 6 | 311 |  |  |  | 5690 | 80 | 71 | [5 empty] | LED |  | Federally-Regulated Consumer Product | 02/26/2019 |  | 03/04/2020
Litex Industries | Craftmade | VEN52***5 | True |  | 3 | Yes | 1386 | 2 | 693 |  |  |  | 5037 | 33 | 152 | [5 empty] | LED |  | Federally-Regulated Consumer Product | 02/26/2019 |  | 03/04/2020
Litex Industries | Craftmade | WB348***3 | True |  | 3 | Yes | 1568 | 10 | 156 |  |  |  | 4133 | 55 | 75 | [5 empty] | Compact Flourescent |  | Federally-Regulated Consumer Product | 02/26/2019 |  | 03/04/2020
Litex Industries | Craftmade | WB448***4 | True |  | 3 | Yes | 2108 | 13 | 162 |  |  |  | 4820 | 66 | 73 | [5 empty] | Compact Flourescent |  | Federally-Regulated Consumer Product | 02/26/2019 |  | 03/04/2020
Litex Industries | Craftmade | MAR52***4 | True |  | 3 | Yes | 2236 | 4 | 559 |  |  |  | 5419 | 32 | 169 | [5 empty] | LED |  | Federally-Regulated Consumer Product | 02/26/2019 |  | 03/04/2020
Litex Industries | Craftmade | PFC52*** | True |  | 3 | Yes | 1204 | 11 | 109 |  |  |  | 3464 | 59 | 58 | [5 empty] | None |  | Federally-Regulated Consumer Product | 02/26/2019 |  | 03/04/2020
Litex Industries | Craftmade | TCE52***5C4 | True |  | 3 | Yes | 1923 | 14 | 137 |  |  |  | 4318 | 60 | 71 | [5 empty] | LED |  | Federally-Regulated Consumer Product | 02/26/2019 |  | 03/04/2020
Fanimation | Fanimation | MAD8530BN | True |  | V | Yes | 1942 | 2 | 971 |  |  |  | 7913 | 43 | 184 | [5 empty] | None |  | Federally-Regulated Consumer Product | 02/27/2019 |  | 03/04/2020
Fanimation | Fanimation | MAD8530BL | True |  | V | Yes | 1942 | 2 | 971 |  |  |  | 7913 | 43 | 184 | [5 empty] | None |  | Federally-Regulated Consumer Product | 02/27/2019 |  | 03/04/2020
Fanimation | Fanimation | MAD8530GR | True |  | V | Yes | 1942 | 2 | 971 |  |  |  | 7913 | 43 | 184 | [5 empty] | None |  | Federally-Regulated Consumer Product | 02/27/2019 |  | 03/04/2020
Fanimation | Fanimation | MAD8530MW | True |  | V | Yes | 1942 | 2 | 971 |  |  |  | 7913 | 43 | 184 | [5 empty] | None |  | Federally-Regulated Consumer Product | 02/27/2019 |  | 03/04/2020
Fanimation | Fanimation | MAD8530DZ | True |  | V | Yes | 1942 | 2 | 971 |  |  |  | 7913 | 43 | 184 | [5 empty] | None |  | Federally-Regulated Consumer Product | 02/27/2019 |  | 03/04/2020
Fanimation | Fanimation | MAD8531BN | True |  | V | Yes | 5219 | 3 | 1740 |  |  |  | 11888 | 36 | 330 | [5 empty] | None |  | Federally-Regulated Consumer Product | 02/27/2019 |  | 03/04/2020
Fanimation | Fanimation | MAD8531BL | True |  | V | Yes | 5219 | 3 | 1740 |  |  |  | 11888 | 36 | 330 | [5 empty] | None |  | Federally-Regulated Consumer Product | 02/27/2019 |  | 03/04/2020
Fanimation | Fanimation | MAD8531GR | True |  | V | Yes | 5219 | 3 | 1740 |  |  |  | 11888 | 36 | 330 | [5 empty] | None |  | Federally-Regulated Consumer Product | 02/27/2019 |  | 03/04/2020
Fanimation | Fanimation | MAD8531MW | True |  | V | Yes | 5219 | 3 | 1740 |  |  |  | 11888 | 36 | 330 | [5 empty] | None |  | Federally-Regulated Consumer Product | 02/27/2019 |  | 03/04/2020
Fanimation | Fanimation | MAD8531DZ | True |  | V | Yes | 5219 | 3 | 1740 |  |  |  | 11888 | 36 | 330 | [5 empty] | None |  | Federally-Regulated Consumer Product | 02/27/2019 |  | 03/04/2020
Fanimation | Fanimation | MAD8514MWW | True |  | V | Yes | 1714 | 2 | 857 |  |  |  | 7637 | 30 | 255 | [5 empty] | None |  | Federally-Regulated Consumer Product | 02/27/2019 |  | 03/04/2020
Fanimation | Fanimation | MAD8514SLW | True |  | V | Yes | 1714 | 2 | 857 |  |  |  | 7637 | 30 | 255 | [5 empty] | None |  | Federally-Regulated Consumer Product | 02/27/2019 |  | 03/04/2020
Fanimation | Fanimation | MAD8514BLW | True |  | V | Yes | 1714 | 2 | 857 |  |  |  | 7637 | 30 | 255 | [5 empty] | None |  | Federally-Regulated Consumer Product | 02/27/2019 |  | 03/04/2020
Fanimation | Fanimation | MAD8514GRW | True |  | V | Yes | 1714 | 2 | 857 |  |  |  | 7637 | 30 | 255 | [5 empty] | None |  | Federally-Regulated Consumer Product | 02/27/2019 |  | 03/04/2020
Fanimation | Fanimation | MAD8514DZW | True |  | V | Yes | 1714 | 2 | 857 |  |  |  | 7637 | 30 | 255 | [5 empty] | None |  | Federally-Regulated Consumer Product | 02/27/2019 |  | 03/04/2020
Fanimation | Fanimation | MAD8515MWW | True |  | V | Yes | 3877 | 2 | 1939 |  |  |  | 11312 | 35 | 323 | [5 empty] | None |  | Federally-Regulated Consumer Product | 02/27/2019 |  | 03/04/2020
Fanimation | Fanimation | MAD8515SLW | True |  | V | Yes | 3877 | 2 | 1939 |  |  |  | 11312 | 35 | 323 | [5 empty] | None |  | Federally-Regulated Consumer Product | 02/27/2019 |  | 03/04/2020
Fanimation | Fanimation | MAD8515BLW | True |  | V | Yes | 3877 | 2 | 1939 |  |  |  | 11312 | 35 | 323 | [5 empty] | None |  | Federally-Regulated Consumer Product | 02/27/2019 |  | 03/04/2020
Fanimation | Fanimation | MAD8515GRW | True |  | V | Yes | 3877 | 2 | 1939 |  |  |  | 11312 | 35 | 323 | [5 empty] | None |  | Federally-Regulated Consumer Product | 02/27/2019 |  | 03/04/2020
Fanimation | Fanimation | MAD8515DZW | True |  | V | Yes | 3877 | 2 | 1939 |  |  |  | 11312 | 35 | 323 | [5 empty] | None |  | Federally-Regulated Consumer Product | 02/27/2019 |  | 03/04/2020
Fanimation | Fanimation | FPS7955BBN | True |  | 3 | Yes | 1254 | 11 | 114 |  |  |  | 4958 | 52 | 95 | [5 empty] | LED |  | Federally-Regulated Consumer Product | 03/06/2019 |  | 03/04/2020
Fanimation | Fanimation | FPS7955BMW | True |  | 3 | Yes | 1254 | 11 | 114 |  |  |  | 4958 | 52 | 95 | [5 empty] | LED |  | Federally-Regulated Consumer Product | 03/06/2019 |  | 03/04/2020
Fanimation | Fanimation | FPS7955BGR | True |  | 3 | Yes | 1254 | 11 | 114 |  |  |  | 4958 | 52 | 95 | [5 empty] | LED |  | Federally-Regulated Consumer Product | 03/06/2019 |  | 03/04/2020
Fanimation | Fanimation | FPS7955BDZ | True |  | 3 | Yes | 1254 | 11 | 114 |  |  |  | 4958 | 52 | 95 | [5 empty] | LED |  | Federally-Regulated Consumer Product | 03/06/2019 |  | 03/04/2020
Fanimation | Fanimation | FPS7981BBN | True |  | 3 | Yes | 1786 | 11 | 162 |  |  |  | 3950 | 45 | 88 | [5 empty] | LED |  | Federally-Regulated Consumer Product | 03/06/2019 |  | 03/04/2020
Fanimation | Fanimation | FPS7981BMW | True |  | 3 | Yes | 1786 | 11 | 162 |  |  |  | 3950 | 45 | 88 | [5 empty] | LED |  | Federally-Regulated Consumer Product | 03/06/2019 |  | 03/04/2020
Fanimation | Fanimation | FPS7981BGR | True |  | 3 | Yes | 1786 | 11 | 162 |  |  |  | 3950 | 45 | 88 | [5 empty] | LED |  | Federally-Regulated Consumer Product | 03/06/2019 |  | 03/04/2020
Fanimation | Fanimation | FPS7981BDZ | True |  | 3 | Yes | 1786 | 11 | 162 |  |  |  | 3950 | 45 | 88 | [5 empty] | LED |  | Federally-Regulated Consumer Product | 03/06/2019 |  | 03/04/2020
Fanim Industries | Fanimation Studio Collection | LP8064BLAZ | True |  | 3 | Yes | 2219 | 10 | 222 |  |  |  | 6304 | 57 | 111 | [5 empty] | LED |  | Federally-Regulated Consumer Product | 03/06/2019 |  | 03/04/2020
Fanim Industries | Fanimation Studio Collection | LP8064BLBN | True |  | 3 | Yes | 2219 | 10 | 222 |  |  |  | 6304 | 57 | 111 | [5 empty] | LED |  | Federally-Regulated Consumer Product | 03/06/2019 |  | 03/04/2020
Fanim Industries | Fanimation Studio Collection | LP8347BLBN | True |  | 3 | Yes | 1365 | 13 | 105 |  |  |  | 2655 | 47 | 56 | [5 empty] | LED |  | Federally-Regulated Consumer Product | 03/06/2019 |  | 03/04/2020
Fanim Industries | Fanimation Studio Collection | LP8347BLAZ | True |  | 3 | Yes | 1365 | 13 | 105 |  |  |  | 2655 | 47 | 56 | [5 empty] | LED |  | Federally-Regulated Consumer Product | 03/06/2019 |  | 03/04/2020
Fanim Industries | Fanimation Studio Collection | LP8347BLMW | True |  | 3 | Yes | 1365 | 13 | 105 |  |  |  | 2655 | 47 | 56 | [5 empty] | LED |  | Federally-Regulated Consumer Product | 03/06/2019 |  | 03/04/2020
Fanim Industries | Fanimation Studio Collection | LP8347BLGR | True |  | 3 | Yes | 1365 | 13 | 105 |  |  |  | 2655 | 47 | 56 | [5 empty] | LED |  | Federally-Regulated Consumer Product | 03/06/2019 |  | 03/04/2020
King of Fans | Home Decorators Collection | 42-CHAM | True |  | 3 | Yes | 2522 | 16 | 158 |  |  |  | 4112 | 42 | 98 | [5 empty] | LED |  | Federally-Regulated Consumer Product | 03/12/2019 |  | 03/04/2020
King of Fans | Home Decorators Collection | 59242 | True |  | 3 | Yes | 2522 | 16 | 158 |  |  |  | 4112 | 42 | 98 | [5 empty] | LED |  | Federally-Regulated Consumer Product | 03/12/2019 |  | 03/04/2020
King of Fans | Home Decorators Collection | 60-PORT | True |  | 3 | Yes | 2775 | 15 | 185 |  |  |  | 6252 | 74 | 84 | [5 empty] | LED |  | Federally-Regulated Consumer Product | 03/12/2019 |  | 03/04/2020
King of Fans | Home Decorators Collection | 59600 | True |  | 3 | Yes | 2775 | 15 | 185 |  |  |  | 6252 | 74 | 84 | [5 empty] | LED |  | Federally-Regulated Consumer Product | 03/12/2019 |  | 03/04/2020
King of Fans | Home Decorators Collection | 59609 | True |  | 3 | Yes | 2775 | 15 | 185 |  |  |  | 6252 | 74 | 84 | [5 empty] | LED |  | Federally-Regulated Consumer Product | 03/12/2019 |  | 03/04/2020
Air Cool Industrial Co., Ltd. | GE | 20444 | True |  | 3 | Yes | 2006 | 17 | 118 |  |  |  | 3471 | 42 | 83 | [5 empty] | LED |  | Federally-Regulated Consumer Product | 03/21/2019 |  | 03/04/2020
Air Cool Industrial Co., Ltd. | GE | 20505 | True |  | 3 | Yes | 2006 | 17 | 118 |  |  |  | 3471 | 42 | 83 | [5 empty] | LED |  | Federally-Regulated Consumer Product | 03/21/2019 |  | 03/04/2020
Air Cool Industrial Co., Ltd. | GE | 20611 | True |  | 3 | Yes | 2006 | 17 | 118 |  |  |  | 3471 | 42 | 83 | [5 empty] | LED |  | Federally-Regulated Consumer Product | 03/21/2019 |  | 03/04/2020
Air Cool Industrial Co., Ltd. | GE | 20338 | True |  | 3 | Yes | 2213 | 13 | 170 |  |  |  | 5413 | 51 | 106 | [5 empty] | LED |  | Federally-Regulated Consumer Product | 03/21/2019 |  | 03/04/2020
Fanimation | Fanimation | FP8012OB | True |  | 3 | Yes | 1485 | 10 | 149 |  |  |  | 5095 | 73 | 70 | [5 empty] | None |  | Federally-Regulated Consumer Product | 03/22/2019 |  | 03/04/2020
Fanimation | Fanimation | FP8012WH | True |  | 3 | Yes | 1485 | 10 | 149 |  |  |  | 5095 | 73 | 70 | [5 empty] | None |  | Federally-Regulated Consumer Product | 03/22/2019 |  | 03/04/2020
Fanimation | Fanimation | TF610SN | True |  | 3 | Yes | 1998 | 13 | 154 |  |  |  | 6083 | 82 | 74 | [5 empty] | None |  | Federally-Regulated Consumer Product | 03/22/2019 |  | 03/04/2020
Fanimation | Fanimation | TF610WH | True |  | 3 | Yes | 1998 | 13 | 154 |  |  |  | 6083 | 82 | 74 | [5 empty] | None |  | Federally-Regulated Consumer Product | 03/22/2019 |  | 03/04/2020
Fanimation | Fanimation | TF610OB | True |  | 3 | Yes | 1998 | 13 | 154 |  |  |  | 6083 | 82 | 74 | [5 empty] | None |  | Federally-Regulated Consumer Product | 03/22/2019 |  | 03/04/2020
Fanimation | Fanimation | TF710SN | True |  | 3 | Yes | 3134 | 23 | 136 |  |  |  | 7083 | 87 | 81 | [5 empty] | None |  | Federally-Regulated Consumer Product | 03/22/2019 |  | 03/04/2020
Fanimation | Fanimation | TF710WH | True |  | 3 | Yes | 3134 | 23 | 136 |  |  |  | 7083 | 87 | 81 | [5 empty] | None |  | Federally-Regulated Consumer Product | 03/22/2019 |  | 03/04/2020
Fanimation | Fanimation | TF710OB | True |  | 3 | Yes | 3134 | 23 | 136 |  |  |  | 7083 | 87 | 81 | [5 empty] | None |  | Federally-Regulated Consumer Product | 03/22/2019 |  | 03/04/2020
Fanimation | Fanimation | TF721WH | True |  | 3 | Yes | 3457 | 28 | 123 |  |  |  | 6185 | 69 | 90 | [5 empty] | None |  | Federally-Regulated Consumer Product | 03/22/2019 |  | 03/04/2020
Fanimation | Fanimation | TF721OB | True |  | 3 | Yes | 3457 | 28 | 123 |  |  |  | 6185 | 69 | 90 | [5 empty] | None |  | Federally-Regulated Consumer Product | 03/22/2019 |  | 03/04/2020
Fanimation | Fanimation | TF910AZ | True |  | 3 | Yes | 1542 | 9 | 171 |  |  |  | 4919 | 53 | 93 | [5 empty] | None |  | Federally-Regulated Consumer Product | 03/22/2019 |  | 03/04/2020
Fanimation | Fanimation | TF910BL | True |  | 3 | Yes | 1542 | 9 | 171 |  |  |  | 4919 | 53 | 93 | [5 empty] | None |  | Federally-Regulated Consumer Product | 03/22/2019 |  | 03/04/2020
Fanimation | Fanimation | TF910OB | True |  | 3 | Yes | 1542 | 9 | 171 |  |  |  | 4919 | 53 | 93 | [5 empty] | None |  | Federally-Regulated Consumer Product | 03/22/2019 |  | 03/04/2020
Fanimation | Fanimation | TF910WH | True |  | 3 | Yes | 1542 | 9 | 171 |  |  |  | 4919 | 53 | 93 | [5 empty] | None |  | Federally-Regulated Consumer Product | 03/22/2019 |  | 03/04/2020
Fanimation | Fanimation | TF971AZ | True |  | 3 | Yes | 2253 | 14 | 161 |  |  |  | 6659 | 77 | 86 | [5 empty] | None |  | Federally-Regulated Consumer Product | 03/22/2019 |  | 03/04/2020
Fanimation | Fanimation | TF971WH | True |  | 3 | Yes | 2253 | 14 | 161 |  |  |  | 6659 | 77 | 86 | [5 empty] | None |  | Federally-Regulated Consumer Product | 03/22/2019 |  | 03/04/2020
Fanimation | Fanimation | TF971OB | True |  | 3 | Yes | 2253 | 14 | 161 |  |  |  | 6659 | 77 | 86 | [5 empty] | None |  | Federally-Regulated Consumer Product | 03/22/2019 |  | 03/04/2020
King of Fans | Home Decorators Collection | 51847 | True |  | 3 | Yes | 2743 | 15 | 183 |  |  |  | 5626 | 66 | 85 | [5 empty] | LED |  | Federally-Regulated Consumer Product | 03/29/2019 |  | 03/04/2020
King of Fans | Home Decorators Collection | 51848 | True |  | 3 | Yes | 2743 | 15 | 183 |  |  |  | 5626 | 66 | 85 | [5 empty] | LED |  | Federally-Regulated Consumer Product | 03/29/2019 |  | 03/04/2020
King of Fans | Home Decorators Collection | 51846 | True |  | 3 | Yes | 2743 | 15 | 183 |  |  |  | 5626 | 66 | 85 | [5 empty] | LED |  | Federally-Regulated Consumer Product | 03/29/2019 |  | 03/04/2020
King of Fans | Home Decorators Collection | 51849 | True |  | 3 | Yes | 2743 | 15 | 183 |  |  |  | 5626 | 66 | 85 | [5 empty] | LED |  | Federally-Regulated Consumer Product | 03/29/2019 |  | 03/04/2020
King of Fans | Home Decorators Collection | 51858 | True |  | 3 | Yes | 2743 | 15 | 183 |  |  |  | 5626 | 66 | 85 | [5 empty] | LED |  | Federally-Regulated Consumer Product | 03/29/2019 |  | 03/04/2020
King of Fans | Home Decorators Collection | 54-CONR | True |  | 4 | Yes | 2743 | 15 | 183 |  |  |  | 5626 | 66 | 85 | [5 empty] | LED |  | Federally-Regulated Consumer Product | 03/29/2019 |  | 03/04/2020
Fanimation | Fanimation | FP7500AB | True |  | 3 | Yes | 2055 | 15 | 137 |  |  |  | 3765 | 49 | 77 | [5 empty] | None |  | Federally-Regulated Consumer Product | 04/08/2019 |  | 03/04/2020
Fanimation | Fanimation | FP7500MW | True |  | 3 | Yes | 782 | 15 | 52 |  |  |  | 2041 | 48 | 43 | [5 empty] | None |  | Federally-Regulated Consumer Product | 04/08/2019 |  | 03/04/2020
Fanimation | Fanimation | FP7500RS | True |  | 3 | Yes | 1465 | 14 | 105 |  |  |  | 3177 | 48 | 66 | [5 empty] | None |  | Federally-Regulated Consumer Product | 04/08/2019 |  | 03/04/2020
Fanimation | Fanimation | FP7500OBP4 | True |  | 3 | Yes | 2217 | 15 | 148 |  |  |  | 4357 | 49 | 89 | [5 empty] | None |  | Federally-Regulated Consumer Product | 04/08/2019 |  | 03/04/2020
Fanimation | Fanimation | MA7500AB | True |  | 3 | Yes | 2505 | 15 | 167 |  |  |  | 5027 | 49 | 103 | [5 empty] | None |  | Federally-Regulated Consumer Product | 04/08/2019 |  | 03/04/2020
Fanimation | Fanimation | MA7500MW | True |  | 3 | Yes | 2505 | 15 | 167 |  |  |  | 5027 | 49 | 103 | [5 empty] | None |  | Federally-Regulated Consumer Product | 04/08/2019 |  | 03/04/2020
Fanimation | Fanimation | MA7500PW | True |  | 3 | Yes | 2505 | 15 | 167 |  |  |  | 5027 | 49 | 103 | [5 empty] | None |  | Federally-Regulated Consumer Product | 04/08/2019 |  | 03/04/2020
Fanimation | Fanimation | MA7500OB | True |  | 3 | Yes | 2505 | 15 | 167 |  |  |  | 5027 | 49 | 103 | [5 empty] | None |  | Federally-Regulated Consumer Product | 04/08/2019 |  | 03/04/2020
Fanimation | Fanimation | MA7500RS | True |  | 3 | Yes | 2505 | 15 | 167 |  |  |  | 5027 | 49 | 103 | [5 empty] | None |  | Federally-Regulated Consumer Product | 04/08/2019 |  | 03/04/2020
Fanimation | Fanimation | FP4320AZ1 | True |  | 3 | Yes | 1984 | 15 | 132 |  |  |  | 4835 | 68 | 71 | [5 empty] | None |  | Federally-Regulated Consumer Product | 04/08/2019 |  | 03/04/2020
Fanimation | Fanimation | FP4320MW1 | True |  | 3 | Yes | 1984 | 15 | 132 |  |  |  | 4835 | 68 | 71 | [5 empty] | None |  | Federally-Regulated Consumer Product | 04/08/2019 |  | 03/04/2020
Fanimation | Fanimation | FP4320TB1 | True |  | 3 | Yes | 1984 | 15 | 132 |  |  |  | 4835 | 68 | 71 | [5 empty] | None |  | Federally-Regulated Consumer Product | 04/08/2019 |  | 03/04/2020
Fanimation | Fanimation | FP4320TS1 | True |  | 3 | Yes | 1984 | 15 | 132 |  |  |  | 4835 | 68 | 71 | [5 empty] | None |  | Federally-Regulated Consumer Product | 04/08/2019 |  | 03/04/2020
Fanimation | Fanimation | FP320AB1 | True |  | 3 | Yes | 148 | 8 | 19 |  |  |  | 3498 | 86 | 41 | [5 empty] | None |  | Federally-Regulated Consumer Product | 04/08/2019 |  | 03/04/2020
Fanimation | Fanimation | FP320OB1 | True |  | 3 | Yes | 148 | 8 | 19 |  |  |  | 3498 | 86 | 41 | [5 empty] | None |  | Federally-Regulated Consumer Product | 04/08/2019 |  | 03/04/2020
Fanimation | Fanimation | FP320PW1 | True |  | 3 | Yes | 148 | 8 | 19 |  |  |  | 3498 | 86 | 41 | [5 empty] | None |  | Federally-Regulated Consumer Product | 04/08/2019 |  | 03/04/2020
Fanimation | Fanimation | FP320RS1 | True |  | 3 | Yes | 148 | 8 | 19 |  |  |  | 3498 | 86 | 41 | [5 empty] | None |  | Federally-Regulated Consumer Product | 04/08/2019 |  | 03/04/2020
Hunter Fan Company | Hunter Fan Industrial | 72125 | True |  | V | Yes | 17828 | 110 | 162 |  |  |  | 87758 | 715 | 123 | [5 empty] | None |  | Federally-Regulated Commercial & Industrial Equipment | 04/15/2019 |  | 03/04/2020
Hunter Fan Company | Hunter Fan Industrial | 72075 | True |  | V | Yes | 11536 | 55 | 210 |  |  |  | 53738 | 620 | 87 | [5 empty] | None |  | Federally-Regulated Commercial & Industrial Equipment | 04/15/2019 |  | 03/04/2020
Hunter Fan Company | Hunter Fan Industrial | 72076 | True |  | V | Yes | 11536 | 55 | 210 |  |  |  | 53738 | 620 | 87 | [5 empty] | None |  | Federally-Regulated Commercial & Industrial Equipment | 04/15/2019 |  | 03/04/2020
Hunter Fan Company | Hunter Fan Industrial | 72077 | True |  | V | Yes | 7560 | 40 | 189 |  |  |  | 31849 | 345 | 92 | [5 empty] | None |  | Federally-Regulated Commercial & Industrial Equipment | 04/15/2019 |  | 03/04/2020
Hunter Fan Company | Hunter Fan Industrial | 72078 | True |  | V | Yes | 7560 | 40 | 189 |  |  |  | 31849 | 345 | 92 | [5 empty] | None |  | Federally-Regulated Commercial & Industrial Equipment | 04/15/2019 |  | 03/04/2020
Hunter Fan Company | Hunter Fan Industrial | 72000 | True |  | V | Yes | 40008 | 113 | 354 |  |  |  | 223406 | 1065 | 210 | [5 empty] | None |  | Federally-Regulated Commercial & Industrial Equipment | 04/15/2019 |  | 03/04/2020
Hunter Fan Company | Hunter Fan Industrial | 72001 | True |  | V | Yes | 44297 | 75 | 591 |  |  |  | 223446 | 1060 | 211 | [5 empty] | None |  | Federally-Regulated Commercial & Industrial Equipment | 04/15/2019 |  | 03/04/2020
Hunter Fan Company | Hunter Fan Industrial | 72002 | True |  | V | Yes | 42590 | 75 | 568 |  |  |  | 222286 | 1055 | 211 | [5 empty] | None |  | Federally-Regulated Commercial & Industrial Equipment | 04/15/2019 |  | 03/04/2020
Hunter Fan Company | Hunter Fan Industrial | 72003 | True |  | V | Yes | 32446 | 115 | 282 |  |  |  | 162386 | 820 | 198 | [5 empty] | None |  | Federally-Regulated Commercial & Industrial Equipment | 04/15/2019 |  | 03/04/2020
Hunter Fan Company | Hunter Fan Industrial | 72004 | True |  | V | Yes | 31896 | 60 | 532 |  |  |  | 159244 | 750 | 212 | [5 empty] | None |  | Federally-Regulated Commercial & Industrial Equipment | 04/15/2019 |  | 03/04/2020
Hunter Fan Company | Hunter Fan Industrial | 72005 | True |  | V | Yes | 32055 | 60 | 534 |  |  |  | 160039 | 785 | 204 | [5 empty] | None |  | Federally-Regulated Commercial & Industrial Equipment | 04/15/2019 |  | 03/04/2020
Hunter Fan Company | Hunter Fan Industrial | 72006 | True |  | V | Yes | 31048 | 165 | 188 |  |  |  | 145265 | 1010 | 144 | [5 empty] | None |  | Federally-Regulated Commercial & Industrial Equipment | 04/15/2019 |  | 03/04/2020
Hunter Fan Company | Hunter Fan Industrial | 72008 | True |  | V | Yes | 29794 | 60 | 497 |  |  |  | 146099 | 1000 | 146 | [5 empty] | None |  | Federally-Regulated Commercial & Industrial Equipment | 04/15/2019 |  | 03/04/2020
Hunter Fan Company | Hunter Fan Industrial | 72009 | True |  | V | Yes | 25117 | 175 | 144 |  |  |  | 129452 | 1075 | 120 | [5 empty] | None |  | Federally-Regulated Commercial & Industrial Equipment | 04/15/2019 |  | 03/04/2020
Hunter Fan Company | Hunter Fan Industrial | 72010 | True |  | V | Yes | 24883 | 60 | 415 |  |  |  | 129035 | 1060 | 122 | [5 empty] | None |  | Federally-Regulated Commercial & Industrial Equipment | 04/15/2019 |  | 03/04/2020
Hunter Fan Company | Hunter Fan Industrial | 72011 | True |  | V | Yes | 27035 | 60 | 451 |  |  |  | 129731 | 1055 | 123 | [5 empty] | None |  | Federally-Regulated Commercial & Industrial Equipment | 04/15/2019 |  | 03/04/2020
Hunter Fan Company | Hunter Fan Industrial | 72012 | True |  | V | Yes | 18835 | 160 | 118 |  |  |  | 86411 | 650 | 133 | [5 empty] | None |  | Federally-Regulated Commercial & Industrial Equipment | 04/15/2019 |  | 03/04/2020
Hunter Fan Company | Hunter Fan Industrial | 72013 | True |  | V | Yes | 18635 | 55 | 339 |  |  |  | 90060 | 615 | 146 | [5 empty] | None |  | Federally-Regulated Commercial & Industrial Equipment | 04/15/2019 |  | 03/04/2020
Hunter Fan Company | Hunter Fan Industrial | 72014 | True |  | V | Yes | 18645 | 55 | 339 |  |  |  | 89559 | 610 | 147 | [5 empty] | None |  | Federally-Regulated Commercial & Industrial Equipment | 04/15/2019 |  | 03/04/2020
Hunter Fan Company | Hunter Fan Industrial | 72015 | True |  | V | Yes | 39494 | 75 | 527 |  |  |  | 204832 | 950 | 216 | [5 empty] | None |  | Federally-Regulated Commercial & Industrial Equipment | 04/15/2019 |  | 03/04/2020
Hunter Fan Company | Hunter Fan Industrial | 72016 | True |  | V | Yes | 29350 | 57 | 515 |  |  |  | 153261 | 775 | 198 | [5 empty] | None |  | Federally-Regulated Commercial & Industrial Equipment | 04/15/2019 |  | 03/04/2020
Hunter Fan Company | Hunter Fan Industrial | 72017 | True |  | V | Yes | 23527 | 57 | 413 |  |  |  | 125340 | 705 | 178 | [5 empty] | None |  | Federally-Regulated Commercial & Industrial Equipment | 04/15/2019 |  | 03/04/2020
Hunter Fan Company | Hunter Fan Industrial | 72019 | True |  | V | Yes | 17828 | 45 | 396 |  |  |  | 87758 | 645 | 136 | [5 empty] | None |  | Federally-Regulated Commercial & Industrial Equipment | 04/15/2019 |  | 03/04/2020
Hunter Fan Company | Hunter Fan Industrial | 72020 | True |  | V | Yes | 12734 | 50 | 255 |  |  |  | 64792 | 630 | 103 | [5 empty] | None |  | Federally-Regulated Commercial & Industrial Equipment | 04/15/2019 |  | 03/04/2020
Hunter Fan Company | Hunter Fan Industrial | 72021 | True |  | V | Yes | 11735 | 54 | 217 |  |  |  | 53544 | 650 | 82 | [5 empty] | None |  | Federally-Regulated Commercial & Industrial Equipment | 04/15/2019 |  | 03/04/2020
Hunter Fan Company | Hunter Fan Industrial | 72022 | True |  | V | Yes | 7499 | 40 | 187 |  |  |  | 32067 | 350 | 92 | [5 empty] | None |  | Federally-Regulated Commercial & Industrial Equipment | 04/15/2019 |  | 03/04/2020
Hunter Fan Company | Hunter Fan Industrial | 72023 | True |  | V | Yes | 35777 | 75 | 477 |  |  |  | 204400 | 900 | 227 | [5 empty] | None |  | Federally-Regulated Commercial & Industrial Equipment | 04/15/2019 |  | 03/04/2020
Hunter Fan Company | Hunter Fan Industrial | 72024 | True |  | V | Yes | 29882 | 60 | 498 |  |  |  | 153223 | 800 | 192 | [5 empty] | None |  | Federally-Regulated Commercial & Industrial Equipment | 04/15/2019 |  | 03/04/2020
Hunter Fan Company | Hunter Fan Industrial | 72025 | True |  | V | Yes | 23332 | 58 | 402 |  |  |  | 125245 | 700 | 179 | [5 empty] | None |  | Federally-Regulated Commercial & Industrial Equipment | 04/15/2019 |  | 03/04/2020
Hunter Fan Company | Hunter Fan Industrial | 72026 | True |  | V | Yes | 19988 | 69 | 290 |  |  |  | 109333 | 800 | 137 | [5 empty] | None |  | Federally-Regulated Commercial & Industrial Equipment | 04/15/2019 |  | 03/04/2020
Hunter Fan Company | Hunter Fan Industrial | 72027 | True |  | V | Yes | 17088 | 42 | 407 |  |  |  | 88106 | 630 | 140 | [5 empty] | None |  | Federally-Regulated Commercial & Industrial Equipment | 04/15/2019 |  | 03/04/2020
Hunter Fan Company | Hunter Fan Industrial | 72028 | True |  | V | Yes | 13086 | 52 | 252 |  |  |  | 65083 | 590 | 110 | [5 empty] | None |  | Federally-Regulated Commercial & Industrial Equipment | 04/15/2019 |  | 03/04/2020
Hunter Fan Company | Hunter Fan Industrial | 72029 | True |  | V | Yes | 11536 | 55 | 210 |  |  |  | 53738 | 620 | 87 | [5 empty] | None |  | Federally-Regulated Commercial & Industrial Equipment | 04/15/2019 |  | 03/04/2020
Hunter Fan Company | Hunter Fan Industrial | 72030 | True |  | V | Yes | 7560 | 40 | 189 |  |  |  | 31849 | 345 | 92 | [5 empty] | None |  | Federally-Regulated Commercial & Industrial Equipment | 04/15/2019 |  | 03/04/2020
Hunter Fan Company | Hunter Fan Industrial | 72031 | True |  | V | Yes | 51119 | 185 | 276 |  |  |  | 204404 | 975 | 210 | [5 empty] | None |  | Federally-Regulated Commercial & Industrial Equipment | 04/15/2019 |  | 03/04/2020
Hunter Fan Company | Hunter Fan Industrial | 72032 | True |  | V | Yes | 30775 | 130 | 237 |  |  |  | 152901 | 820 | 186 | [5 empty] | None |  | Federally-Regulated Commercial & Industrial Equipment | 04/15/2019 |  | 03/04/2020
Hunter Fan Company | Hunter Fan Industrial | 72033 | True |  | V | Yes | 26568 | 140 | 190 |  |  |  | 127701 | 730 | 175 | [5 empty] | None |  | Federally-Regulated Commercial & Industrial Equipment | 04/15/2019 |  | 03/04/2020
Hunter Fan Company | Hunter Fan Industrial | 72034 | True |  | V | Yes | 21241 | 85 | 250 |  |  |  | 108899 | 795 | 137 | [5 empty] | None |  | Federally-Regulated Commercial & Industrial Equipment | 04/15/2019 |  | 03/04/2020
Hunter Fan Company | Hunter Fan Industrial | 72035 | True |  | V | Yes | 17212 | 80 | 215 |  |  |  | 86205 | 685 | 126 | [5 empty] | None |  | Federally-Regulated Commercial & Industrial Equipment | 04/15/2019 |  | 03/04/2020
Hunter Fan Company | Hunter Fan Industrial | 72036 | True |  | V | Yes | 13652 | 80 | 170 |  |  |  | 64374 | 675 | 95 | [5 empty] | None |  | Federally-Regulated Commercial & Industrial Equipment | 04/15/2019 |  | 03/04/2020
Hunter Fan Company | Hunter Fan Industrial | 72037 | True |  | V | Yes | 40008 | 113 | 354 |  |  |  | 223406 | 1065 | 210 | [5 empty] | None |  | Federally-Regulated Commercial & Industrial Equipment | 04/15/2019 |  | 03/04/2020
Hunter Fan Company | Hunter Fan Industrial | 72038 | True |  | V | Yes | 44297 | 75 | 591 |  |  |  | 223446 | 1060 | 211 | [5 empty] | None |  | Federally-Regulated Commercial & Industrial Equipment | 04/15/2019 |  | 03/04/2020
Hunter Fan Company | Hunter Fan Industrial | 72039 | True |  | V | Yes | 42590 | 75 | 568 |  |  |  | 222286 | 1055 | 211 | [5 empty] | None |  | Federally-Regulated Commercial & Industrial Equipment | 04/15/2019 |  | 03/04/2020
Hunter Fan Company | Hunter Fan Industrial | 72040 | True |  | V | Yes | 32446 | 115 | 282 |  |  |  | 162386 | 820 | 198 | [5 empty] | None |  | Federally-Regulated Commercial & Industrial Equipment | 04/15/2019 |  | 03/04/2020
Hunter Fan Company | Hunter Fan Industrial | 72041 | True |  | V | Yes | 31896 | 60 | 532 |  |  |  | 159244 | 750 | 212 | [5 empty] | None |  | Federally-Regulated Commercial & Industrial Equipment | 04/15/2019 |  | 03/04/2020
Hunter Fan Company | Hunter Fan Industrial | 72042 | True |  | V | Yes | 32055 | 60 | 534 |  |  |  | 160039 | 785 | 204 | [5 empty] | None |  | Federally-Regulated Commercial & Industrial Equipment | 04/15/2019 |  | 03/04/2020
Hunter Fan Company | Hunter Fan Industrial | 72043 | True |  | V | Yes | 31048 | 165 | 188 |  |  |  | 145265 | 1010 | 144 | [5 empty] | None |  | Federally-Regulated Commercial & Industrial Equipment | 04/15/2019 |  | 03/04/2020
Hunter Fan Company | Hunter Fan Industrial | 72045 | True |  | V | Yes | 29794 | 60 | 497 |  |  |  | 146099 | 1000 | 146 | [5 empty] | None |  | Federally-Regulated Commercial & Industrial Equipment | 04/15/2019 |  | 03/04/2020
Hunter Fan Company | Hunter Fan Industrial | 72046 | True |  | V | Yes | 25117 | 175 | 144 |  |  |  | 129452 | 1075 | 120 | [5 empty] | None |  | Federally-Regulated Commercial & Industrial Equipment | 04/15/2019 |  | 03/04/2020
Hunter Fan Company | Hunter Fan Industrial | 72047 | True |  | V | Yes | 24883 | 60 | 415 |  |  |  | 129035 | 1060 | 122 | [5 empty] | None |  | Federally-Regulated Commercial & Industrial Equipment | 04/15/2019 |  | 03/04/2020
Hunter Fan Company | Hunter Fan Industrial | 72048 | True |  | V | Yes | 27035 | 60 | 451 |  |  |  | 129731 | 1055 | 123 | [5 empty] | None |  | Federally-Regulated Commercial & Industrial Equipment | 04/15/2019 |  | 03/04/2020
Hunter Fan Company | Hunter Fan Industrial | 72049 | True |  | V | Yes | 18835 | 160 | 118 |  |  |  | 86411 | 650 | 133 | [5 empty] | None |  | Federally-Regulated Commercial & Industrial Equipment | 04/15/2019 |  | 03/04/2020
Hunter Fan Company | Hunter Fan Industrial | 72050 | True |  | V | Yes | 18635 | 55 | 339 |  |  |  | 90060 | 615 | 146 | [5 empty] | None |  | Federally-Regulated Commercial & Industrial Equipment | 04/15/2019 |  | 03/04/2020
Hunter Fan Company | Hunter Fan Industrial | 72051 | True |  | V | Yes | 18645 | 55 | 339 |  |  |  | 89559 | 610 | 147 | [5 empty] | None |  | Federally-Regulated Commercial & Industrial Equipment | 04/15/2019 |  | 03/04/2020
Hunter Fan Company | Hunter Fan Industrial | 72052 | True |  | V | Yes | 51119 | 185 | 276 |  |  |  | 204404 | 975 | 210 | [5 empty] | None |  | Federally-Regulated Commercial & Industrial Equipment | 04/15/2019 |  | 03/04/2020
Hunter Fan Company | Hunter Fan Industrial | 72053 | True |  | V | Yes | 35777 | 75 | 477 |  |  |  | 204400 | 900 | 227 | [5 empty] | None |  | Federally-Regulated Commercial & Industrial Equipment | 04/15/2019 |  | 03/04/2020
Hunter Fan Company | Hunter Fan Industrial | 72054 | True |  | V | Yes | 39494 | 75 | 527 |  |  |  | 204832 | 950 | 216 | [5 empty] | None |  | Federally-Regulated Commercial & Industrial Equipment | 04/15/2019 |  | 03/04/2020
Hunter Fan Company | Hunter Fan Industrial | 72055 | True |  | V | Yes | 30775 | 130 | 237 |  |  |  | 152901 | 820 | 186 | [5 empty] | None |  | Federally-Regulated Commercial & Industrial Equipment | 04/15/2019 |  | 03/04/2020
Hunter Fan Company | Hunter Fan Industrial | 72056 | True |  | V | Yes | 29882 | 60 | 498 |  |  |  | 153223 | 800 | 192 | [5 empty] | None |  | Federally-Regulated Commercial & Industrial Equipment | 04/15/2019 |  | 03/04/2020
Hunter Fan Company | Hunter Fan Industrial | 72057 | True |  | V | Yes | 29350 | 57 | 515 |  |  |  | 153261 | 775 | 198 | [5 empty] | None |  | Federally-Regulated Commercial & Industrial Equipment | 04/15/2019 |  | 03/04/2020
Hunter Fan Company | Hunter Fan Industrial | 72058 | True |  | V | Yes | 26568 | 140 | 190 |  |  |  | 127701 | 730 | 175 | [5 empty] | None |  | Federally-Regulated Commercial & Industrial Equipment | 04/15/2019 |  | 03/04/2020
Hunter Fan Company | Hunter Fan Industrial | 72059 | True |  | V | Yes | 23332 | 58 | 402 |  |  |  | 125245 | 700 | 179 | [5 empty] | None |  | Federally-Regulated Commercial & Industrial Equipment | 04/15/2019 |  | 03/04/2020
Hunter Fan Company | Hunter Fan Industrial | 72060 | True |  | V | Yes | 23527 | 57 | 413 |  |  |  | 125340 | 705 | 178 | [5 empty] | None |  | Federally-Regulated Commercial & Industrial Equipment | 04/15/2019 |  | 03/04/2020
Hunter Fan Company | Hunter Fan Industrial | 72061 | True |  | V | Yes | 21241 | 85 | 250 |  |  |  | 108899 | 795 | 137 | [5 empty] | None |  | Federally-Regulated Commercial & Industrial Equipment | 04/15/2019 |  | 03/04/2020
Hunter Fan Company | Hunter Fan Industrial | 72062 | True |  | V | Yes | 19988 | 69 | 290 |  |  |  | 109333 | 800 | 137 | [5 empty] | None |  | Federally-Regulated Commercial & Industrial Equipment | 04/15/2019 |  | 03/04/2020
Hunter Fan Company | Hunter Fan Industrial | 72064 | True |  | V | Yes | 17212 | 80 | 215 |  |  |  | 86205 | 685 | 126 | [5 empty] | None |  | Federally-Regulated Commercial & Industrial Equipment | 04/15/2019 |  | 03/04/2020
Hunter Fan Company | Hunter Fan Industrial | 72065 | True |  | V | Yes | 17088 | 42 | 407 |  |  |  | 88106 | 630 | 140 | [5 empty] | None |  | Federally-Regulated Commercial & Industrial Equipment | 04/15/2019 |  | 03/04/2020
Hunter Fan Company | Hunter Fan Industrial | 72066 | True |  | V | Yes | 17828 | 45 | 396 |  |  |  | 87758 | 645 | 136 | [5 empty] | None |  | Federally-Regulated Commercial & Industrial Equipment | 04/15/2019 |  | 03/04/2020
Hunter Fan Company | Hunter Fan Industrial | 72067 | True |  | V | Yes | 13652 | 80 | 170 |  |  |  | 64374 | 675 | 95 | [5 empty] | None |  | Federally-Regulated Commercial & Industrial Equipment | 04/15/2019 |  | 03/04/2020
Hunter Fan Company | Hunter Fan Industrial | 72068 | True |  | V | Yes | 13086 | 52 | 252 |  |  |  | 65083 | 590 | 110 | [5 empty] | None |  | Federally-Regulated Commercial & Industrial Equipment | 04/15/2019 |  | 03/04/2020
Hunter Fan Company | Hunter Fan Industrial | 72069 | True |  | V | Yes | 12734 | 50 | 255 |  |  |  | 64792 | 630 | 103 | [5 empty] | None |  | Federally-Regulated Commercial & Industrial Equipment | 04/15/2019 |  | 03/04/2020
Hunter Fan Company | Hunter Fan Industrial | 72070 | True |  | V | Yes | 11536 | 55 | 210 |  |  |  | 53738 | 620 | 87 | [5 empty] | None |  | Federally-Regulated Commercial & Industrial Equipment | 04/15/2019 |  | 03/04/2020
Hunter Fan Company | Hunter Fan Industrial | 72071 | True |  | V | Yes | 11735 | 54 | 217 |  |  |  | 53544 | 650 | 82 | [5 empty] | None |  | Federally-Regulated Commercial & Industrial Equipment | 04/15/2019 |  | 03/04/2020
Hunter Fan Company | Hunter Fan Industrial | 72072 | True |  | V | Yes | 7560 | 40 | 189 |  |  |  | 31849 | 345 | 92 | [5 empty] | None |  | Federally-Regulated Commercial & Industrial Equipment | 04/15/2019 |  | 03/04/2020
Hunter Fan Company | Hunter Fan Industrial | 72073 | True |  | V | Yes | 7499 | 40 | 187 |  |  |  | 32067 | 350 | 92 | [5 empty] | None |  | Federally-Regulated Commercial & Industrial Equipment | 04/15/2019 |  | 03/04/2020
Hunter Fan Company | Hunter Fan Industrial | 72121 | True |  | V | Yes | 2047 | 58 | 35 |  |  |  | 33908 | 152 | 223 | [5 empty] | None |  | Federally-Regulated Commercial & Industrial Equipment | 04/15/2019 |  | 03/04/2020
Hunter Fan Company | Hunter Fan Industrial | 72122 | True |  | V | Yes | 9401 | 96 | 98 |  |  |  | 32374 | 509 | 64 | [5 empty] | None |  | Federally-Regulated Commercial & Industrial Equipment | 04/15/2019 |  | 03/04/2020
Hunter Fan Company | Hunter Fan Industrial | 72124 | True |  | V | Yes | 15304 | 118 | 130 |  |  |  | 64985 | 849 | 77 | [5 empty] | None |  | Federally-Regulated Commercial & Industrial Equipment | 04/15/2019 |  | 03/04/2020
magicpower | Home Decorators Collection | 35442-HBUM(MPL004014-1) | True |  | 3 | Yes | 1821 | 14 | 130 |  |  |  | 3843 | 49 | 78 | [5 empty] | LED |  | Federally-Regulated Consumer Product | 04/16/2019 |  | 03/04/2020
magicpower | Home Decorators Collection | 35442-HBUW(MPL004014-1) | True |  | 3 | Yes | 1821 | 14 | 130 |  |  |  | 3843 | 49 | 78 | [5 empty] | LED |  | Federally-Regulated Consumer Product | 04/16/2019 |  | 03/04/2020
magicpower | Home Decorators Collection | 35442-HBUG(MPL004014-1) | True |  | 3 | Yes | 1821 | 14 | 130 |  |  |  | 3843 | 49 | 78 | [5 empty] | LED |  | Federally-Regulated Consumer Product | 04/16/2019 |  | 03/04/2020
magicpower | Home Decorators Collection | 35442-HBUB(MPL004014-1) | True |  | 3 | Yes | 1821 | 14 | 130 |  |  |  | 3843 | 49 | 78 | [5 empty] | LED |  | Federally-Regulated Consumer Product | 04/16/2019 |  | 03/04/2020
magicpower | Home Decorators Collection | 34777-HBUG | True |  | 3 | Yes | 1821 | 14 | 130 |  |  |  | 3843 | 49 | 78 | [5 empty] | None |  | Federally-Regulated Consumer Product | 04/16/2019 |  | 03/04/2020
magicpower | Home Decorators Collection | 34777-HBUW | True |  | 3 | Yes | 1821 | 14 | 130 |  |  |  | 3843 | 49 | 78 | [5 empty] | None |  | Federally-Regulated Consumer Product | 04/16/2019 |  | 03/04/2020
magicpower | Home Decorators Collection | 34777-HBUM | True |  | 3 | Yes | 1821 | 14 | 130 |  |  |  | 3843 | 49 | 78 | [5 empty] | None |  | Federally-Regulated Consumer Product | 04/16/2019 |  | 03/04/2020
magicpower | Home Decorators Collection | 34777-HBUB | True |  | 3 | Yes | 1821 | 14 | 130 |  |  |  | 3843 | 49 | 78 | [5 empty] | None |  | Federally-Regulated Consumer Product | 04/16/2019 |  | 03/04/2020
magicpower | Home Decorators Collection | 34545-HBUN(MPL004013-1) | True |  | 3 | Yes | 1197 | 10 | 120 |  |  |  | 2668 | 43 | 62 | [5 empty] | LED |  | Federally-Regulated Consumer Product | 04/16/2019 |  | 03/04/2020
magicpower | Home Decorators Collection | 34545-HBUW(MPL004013-1) | True |  | 3 | Yes | 1197 | 10 | 120 |  |  |  | 2668 | 43 | 62 | [5 empty] | LED |  | Federally-Regulated Consumer Product | 04/16/2019 |  | 03/04/2020
magicpower | Home Decorators Collection | 34545-HBUB(MPL004013-1) | True |  | 3 | Yes | 1197 | 10 | 120 |  |  |  | 2668 | 43 | 62 | [5 empty] | LED |  | Federally-Regulated Consumer Product | 04/16/2019 |  | 03/04/2020
magicpower | Home Decorators Collection | 34545-HBUG(MPL004013-1) | True |  | 3 | Yes | 1197 | 10 | 120 |  |  |  | 2668 | 43 | 62 | [5 empty] | LED |  | Federally-Regulated Consumer Product | 04/16/2019 |  | 03/04/2020
Hunter Fan Company | Hunter Fan Industrial | 72123 | True |  | V | Yes | 11049 | 107 | 103 |  |  |  | 52872 | 920 | 57 | [5 empty] | None |  | Federally-Regulated Commercial & Industrial Equipment | 04/16/2019 |  | 03/04/2020
Hunter Fan Company | Hunter Fan Industrial | 72007 | True |  | V | Yes | 32119 | 60 | 535 |  |  |  | 14599 | 975 | 15 | [5 empty] | None |  | Federally-Regulated Commercial & Industrial Equipment | 04/16/2019 |  | 03/04/2020
Hunter Fan Company | Hunter Fan Industrial | 72018 | True |  | V | Yes | 20178 | 70 | 288 |  |  |  | 11520 | 800 | 14 | [5 empty] | None |  | Federally-Regulated Commercial & Industrial Equipment | 04/16/2019 |  | 03/04/2020
Hunter Fan Company | Hunter Fan Industrial | 72044 | True |  | V | Yes | 32119 | 60 | 535 |  |  |  | 14599 | 975 | 15 | [5 empty] | None |  | Federally-Regulated Commercial & Industrial Equipment | 04/16/2019 |  | 03/04/2020
FANXION APPLIANCE CO., LTD | Home Decorators Collection | BF832(34776) | True |  | 6 | Yes | 1984 | 3 | 661 |  |  |  | 6012 | 33 | 182 | [5 empty] | None |  | Federally-Regulated Consumer Product | 04/22/2019 |  | 03/04/2020
Pan Air Electric Co., Ltd. | Vento | Clover | True |  | 6 | Yes | 2239 | 4 | 560 |  |  |  | 6347 | 31 | 205 | [5 empty] | None |  | Federally-Regulated Consumer Product | 04/23/2019 |  | 03/04/2020
Pan Air Electric Co., Ltd. | Vento | Fino | True |  | 3 | Yes | 722 | 22 | 33 |  |  |  | 1141 | 44 | 26 | [5 empty] | None |  | Federally-Regulated Consumer Product | 04/23/2019 |  | 03/04/2020
Pan Air Electric Co., Ltd. | Vento | L-00017 | True |  | 3 | Yes | 1718 | 4 | 430 |  |  |  | 5521 | 32 | 173 | [5 empty] | LED |  | Federally-Regulated Consumer Product | 04/23/2019 |  | 03/04/2020
Pan Air Electric Co., Ltd. | Vento | L-00006 | True |  | 3 | Yes | 1970 | 4 | 493 |  |  |  | 5941 | 32 | 186 | [5 empty] | LED |  | Federally-Regulated Consumer Product | 04/23/2019 |  | 03/04/2020
Pan Air Electric Co., Ltd. | Vento | SWISH | True |  | 3 | Yes | 2168 | 2 | 1084 |  |  |  | 7245 | 35 | 207 | [5 empty] | LED |  | Federally-Regulated Consumer Product | 04/23/2019 |  | 03/04/2020
King of Fans | The Home Depot Pro | 52-WWDO | True |  | 3 | Yes | 2403 | 13 | 185 |  |  |  | 5734 | 61 | 94 | [5 empty] | LED |  | Federally-Regulated Consumer Product | 04/23/2019 |  | 03/04/2020
King of Fans | The Home Depot Pro | 37800 | True |  | 3 | Yes | 2403 | 13 | 185 |  |  |  | 5734 | 61 | 94 | [5 empty] | LED |  | Federally-Regulated Consumer Product | 04/23/2019 |  | 03/04/2020
King of Fans | The Home Depot Pro | 309372374 | True |  | 3 | Yes | 2403 | 13 | 185 |  |  |  | 5734 | 61 | 94 | [5 empty] | LED |  | Federally-Regulated Consumer Product | 04/23/2019 |  | 03/04/2020
King of Fans | The Home Depot Pro | 3574154 | True |  | 3 | Yes | 1682 | 10 | 168 |  |  |  | 4525 | 64 | 71 | [5 empty] | None |  | Federally-Regulated Consumer Product | 04/23/2019 |  | 03/04/2020
King of Fans | The Home Depot Pro | 3574155 | True |  | 3 | Yes | 1682 | 10 | 168 |  |  |  | 4525 | 64 | 71 | [5 empty] | None |  | Federally-Regulated Consumer Product | 04/23/2019 |  | 03/04/2020
King of Fans | The Home Depot Pro | 3574156 | True |  | 3 | Yes | 1682 | 10 | 168 |  |  |  | 4525 | 64 | 71 | [5 empty] | None |  | Federally-Regulated Consumer Product | 04/23/2019 |  | 03/04/2020
King of Fans | UN BRAND | 309372374 | True |  | 3 | Yes | 2403 | 13 | 185 |  |  |  | 5734 | 61 | 94 | [5 empty] | LED |  | Federally-Regulated Consumer Product | 04/29/2019 |  | 03/04/2020
King of Fans | UN BRAND | 52-WWDO | True |  | 3 | Yes | 2403 | 13 | 185 |  |  |  | 5734 | 61 | 94 | [5 empty] | LED |  | Federally-Regulated Consumer Product | 04/29/2019 |  | 03/04/2020
King of Fans | UN BRAND | 37800 | True |  | 3 | Yes | 2403 | 13 | 185 |  |  |  | 5734 | 61 | 94 | [5 empty] | LED |  | Federally-Regulated Consumer Product | 04/29/2019 |  | 03/04/2020
King of Fans | UN BRAND | EF200S(L)-52(A) | True |  | 3 | Yes | 1682 | 10 | 168 |  |  |  | 4525 | 64 | 71 | [5 empty] | None |  | Federally-Regulated Consumer Product | 04/29/2019 |  | 03/04/2020
King of Fans | UN BRAND | 3574154 | True |  | 3 | Yes | 1682 | 10 | 168 |  |  |  | 4525 | 64 | 71 | [5 empty] | None |  | Federally-Regulated Consumer Product | 04/29/2019 |  | 03/04/2020
King of Fans | UN BRAND | 3574155 | True |  | 3 | Yes | 1682 | 10 | 168 |  |  |  | 4525 | 64 | 71 | [5 empty] | None |  | Federally-Regulated Consumer Product | 04/29/2019 |  | 03/04/2020
King of Fans | UN BRAND | 3574156 | True |  | 3 | Yes | 1682 | 10 | 168 |  |  |  | 4525 | 64 | 71 | [5 empty] | None |  | Federally-Regulated Consumer Product | 04/29/2019 |  | 03/04/2020
Fanimation | Fanimation | FP8533BN | True |  | 3 | Yes | 2159 | 13 | 166 |  |  |  | 5198 | 59 | 88 | [5 empty] | LED |  | Federally-Regulated Consumer Product | 04/30/2019 |  | 03/04/2020
Fanimation | Fanimation | FP8533DZ | True |  | 3 | Yes | 2159 | 13 | 166 |  |  |  | 5198 | 59 | 88 | [5 empty] | LED |  | Federally-Regulated Consumer Product | 04/30/2019 |  | 03/04/2020
Fanimation | Fanimation | FP8533BL | True |  | 3 | Yes | 2159 | 13 | 166 |  |  |  | 5198 | 59 | 88 | [5 empty] | LED |  | Federally-Regulated Consumer Product | 04/30/2019 |  | 03/04/2020
Fanimation | Fanimation | FP7910DZ | True |  | 3 | Yes | 2454 | 15 | 164 |  |  |  | 5878 | 66 | 89 | [5 empty] | None |  | Federally-Regulated Consumer Product | 04/30/2019 |  | 03/04/2020
Fanimation | Fanimation | FP7910GR | True |  | 3 | Yes | 2454 | 15 | 164 |  |  |  | 5878 | 66 | 89 | [5 empty] | None |  | Federally-Regulated Consumer Product | 04/30/2019 |  | 03/04/2020
Fanimation | Fanimation | FP7910BL | True |  | 3 | Yes | 2454 | 15 | 164 |  |  |  | 5878 | 66 | 89 | [5 empty] | None |  | Federally-Regulated Consumer Product | 04/30/2019 |  | 03/04/2020
Fanimation | Fanimation | FP7910BN | True |  | 3 | Yes | 2454 | 15 | 164 |  |  |  | 5878 | 66 | 89 | [5 empty] | None |  | Federally-Regulated Consumer Product | 04/30/2019 |  | 03/04/2020
Fanimation | Fanimation | FP7910MW | True |  | 3 | Yes | 2454 | 15 | 164 |  |  |  | 5878 | 66 | 89 | [5 empty] | None |  | Federally-Regulated Consumer Product | 04/30/2019 |  | 03/04/2020
Fanimation | Fanimation | FP7910OB | True |  | 3 | Yes | 2454 | 15 | 164 |  |  |  | 5878 | 66 | 89 | [5 empty] | None |  | Federally-Regulated Consumer Product | 04/30/2019 |  | 03/04/2020
Fanimation | Fanimation | FP7910BNBL | True |  | 3 | Yes | 2454 | 15 | 164 |  |  |  | 5878 | 66 | 89 | [5 empty] | None |  | Federally-Regulated Consumer Product | 05/06/2019 |  | 03/04/2020
HKC - Hong Kong China Electric Appliance | Harbor Breeze | 1332337 | True |  | 3 | Yes | 1444 | 10 | 144 |  |  |  | 4302 | 64 | 67 | [5 empty] | LED |  | Federally-Regulated Consumer Product | 05/06/2019 |  | 03/04/2020
HKC - Hong Kong China Electric Appliance | Harbor Breeze | 1332336 | True |  | 3 | Yes | 1444 | 10 | 144 |  |  |  | 4302 | 64 | 67 | [5 empty] | LED |  | Federally-Regulated Consumer Product | 05/06/2019 |  | 03/04/2020
HKC - Hong Kong China Electric Appliance | Harbor Breeze | 1332338 | True |  | 3 | Yes | 1444 | 10 | 144 |  |  |  | 4302 | 64 | 67 | [5 empty] | LED |  | Federally-Regulated Consumer Product | 05/06/2019 |  | 03/04/2020
HKC - Hong Kong China Electric Appliance | Harbor Breeze | 1362368 | True |  | 3 | Yes | 1398 | 12 | 116 |  |  |  | 3415 | 52 | 65 | [5 empty] | LED |  | Federally-Regulated Consumer Product | 05/06/2019 |  | 03/04/2020
HKC - Hong Kong China Electric Appliance | Harbor Breeze | 1362367 | True |  | 3 | Yes | 1398 | 12 | 116 |  |  |  | 3415 | 52 | 65 | [5 empty] | LED |  | Federally-Regulated Consumer Product | 05/06/2019 |  | 03/04/2020
Aeratron Pty Ltd. | Aeratron | FR3 43 | True |  | V | Yes | 1953 | 3 | 651 |  |  |  | 5062 | 18 | 281 | [5 empty] | None |  | Federally-Regulated Consumer Product | 05/06/2019 |  | 03/04/2020
Aeratron Pty Ltd. | Aeratron | FR3 43LED | True |  | V | Yes | 1953 | 3 | 651 |  |  |  | 5062 | 18 | 281 | [5 empty] | LED |  | Federally-Regulated Consumer Product | 05/06/2019 |  | 03/04/2020
Aeratron Pty Ltd. | Aeratron | FR3 50 | True |  | V | Yes | 2243 | 3 | 748 |  |  |  | 6651 | 23 | 289 | [5 empty] | None |  | Federally-Regulated Consumer Product | 05/06/2019 |  | 03/04/2020
Aeratron Pty Ltd. | Aeratron | FR3 50LED | True |  | V | Yes | 2243 | 3 | 748 |  |  |  | 6651 | 23 | 289 | [5 empty] | LED |  | Federally-Regulated Consumer Product | 05/06/2019 |  | 03/04/2020
Aeratron Pty Ltd. | Aeratron | FR3 60 | True |  | V | Yes | 3191 | 4 | 798 |  |  |  | 8280 | 26 | 318 | [5 empty] | None |  | Federally-Regulated Consumer Product | 05/06/2019 |  | 03/04/2020
Aeratron Pty Ltd. | Aeratron | FR3 60LED | True |  | V | Yes | 3191 | 4 | 798 |  |  |  | 8280 | 26 | 318 | [5 empty] | LED |  | Federally-Regulated Consumer Product | 05/06/2019 |  | 03/04/2020
Aeratron Pty Ltd. | Aeratron | AE2+43 | True |  | V | Yes | 1597 | 3 | 532 |  |  |  | 5964 | 20 | 298 | [5 empty] | None |  | Federally-Regulated Consumer Product | 05/06/2019 |  | 03/04/2020
Aeratron Pty Ltd. | Aeratron | AE2+43LED | True |  | V | Yes | 1597 | 3 | 532 |  |  |  | 5964 | 20 | 298 | [5 empty] | LED |  | Federally-Regulated Consumer Product | 05/06/2019 |  | 03/04/2020
Aeratron Pty Ltd. | Aeratron | AE2+50 | True |  | V | Yes | 2228 | 4 | 557 |  |  |  | 7032 | 18 | 391 | [5 empty] | None |  | Federally-Regulated Consumer Product | 05/06/2019 |  | 03/04/2020
Aeratron Pty Ltd. | Aeratron | AE2+50LED | True |  | V | Yes | 2228 | 4 | 557 |  |  |  | 7032 | 18 | 391 | [5 empty] | LED |  | Federally-Regulated Consumer Product | 05/06/2019 |  | 03/04/2020
Aeratron Pty Ltd. | Aeratron | AE2+60 | True |  | V | Yes | 3443 | 4 | 861 |  |  |  | 8848 | 19 | 466 | [5 empty] | None |  | Federally-Regulated Consumer Product | 05/06/2019 |  | 03/04/2020
Aeratron Pty Ltd. | Aeratron | AE2+60LED | True |  | V | Yes | 3443 | 4 | 861 |  |  |  | 8848 | 19 | 466 | [5 empty] | LED |  | Federally-Regulated Consumer Product | 05/06/2019 |  | 03/04/2020
Aeratron Pty Ltd. | Aeratron | AE3+43 | True |  | V | Yes | 1614 | 3 | 538 |  |  |  | 6086 | 20 | 304 | [5 empty] | None |  | Federally-Regulated Consumer Product | 05/06/2019 |  | 03/04/2020
Aeratron Pty Ltd. | Aeratron | AE3+43LED | True |  | V | Yes | 1614 | 3 | 538 |  |  |  | 6086 | 20 | 304 | [5 empty] | LED |  | Federally-Regulated Consumer Product | 05/06/2019 |  | 03/04/2020
Aeratron Pty Ltd. | Aeratron | AE3+50 | True |  | V | Yes | 2218 | 3 | 739 |  |  |  | 7052 | 19 | 371 | [5 empty] | None |  | Federally-Regulated Consumer Product | 05/06/2019 |  | 03/04/2020
Aeratron Pty Ltd. | Aeratron | AE3+50LED | True |  | V | Yes | 2218 | 3 | 739 |  |  |  | 7052 | 19 | 371 | [5 empty] | LED |  | Federally-Regulated Consumer Product | 05/06/2019 |  | 03/04/2020
Aeratron Pty Ltd. | Aeratron | AE3+60 | True |  | V | Yes | 3323 | 3 | 1107 |  |  |  | 9099 | 22 | 413 | [5 empty] | None |  | Federally-Regulated Consumer Product | 05/07/2019 |  | 03/04/2020
Aeratron Pty Ltd. | Aeratron | AE3+60LED | True |  | V | Yes | 3323 | 3 | 1107 |  |  |  | 9099 | 22 | 413 | [5 empty] | LED |  | Federally-Regulated Consumer Product | 05/07/2019 |  | 03/04/2020
Fanimation | Rejuvenation Hardware | MAD7979BL | True |  | V | Yes | 2461 | 4 | 615 |  |  |  | 7146 | 31 | 231 | [5 empty] | None |  | Federally-Regulated Consumer Product | 05/10/2019 |  | 03/04/2020
Fanimation | Rejuvenation Hardware | MAD7979BN | True |  | V | Yes | 2461 | 4 | 615 |  |  |  | 7146 | 31 | 231 | [5 empty] | None |  | Federally-Regulated Consumer Product | 05/10/2019 |  | 03/04/2020
Fanimation | Rejuvenation Hardware | MAD7979BS | True |  | V | Yes | 2461 | 4 | 615 |  |  |  | 7146 | 31 | 231 | [5 empty] | None |  | Federally-Regulated Consumer Product | 05/10/2019 |  | 03/04/2020
Fanim Industries | Fanimation Studio Collection | LP8069LBN | True |  | 3 | Yes | 2633 | 14 | 188 |  |  |  | 5821 | 65 | 90 | [5 empty] | LED |  | Federally-Regulated Consumer Product | 05/10/2019 |  | 03/04/2020
Fanim Industries | Fanimation Studio Collection | LP8069LAZ | True |  | 3 | Yes | 2633 | 14 | 188 |  |  |  | 5821 | 65 | 90 | [5 empty] | LED |  | Federally-Regulated Consumer Product | 05/10/2019 |  | 03/04/2020
Fanim Industries | Fanimation Studio Collection | LP8069LBL | True |  | 3 | Yes | 2633 | 14 | 188 |  |  |  | 5821 | 65 | 90 | [5 empty] | LED |  | Federally-Regulated Consumer Product | 05/10/2019 |  | 03/04/2020
Fanim Industries | Fanimation Studio Collection | LP8350BLAZ | True |  | 3 | Yes | 586 | 11 | 53 |  |  |  | 1724 | 38 | 45 | [5 empty] | LED |  | Federally-Regulated Consumer Product | 05/10/2019 |  | 03/04/2020
Fanimation | Fanimation | BP200BL1 | True |  | 3 | Yes | 1180 | 7 | 169 |  |  |  | 3818 | 50 | 76 | [5 empty] | None |  | Federally-Regulated Consumer Product | 05/14/2019 |  | 03/04/2020
Fanimation | Fanimation | BP200SN1 | True |  | 3 | Yes | 1180 | 7 | 169 |  |  |  | 3818 | 50 | 76 | [5 empty] | None |  | Federally-Regulated Consumer Product | 05/14/2019 |  | 03/04/2020
Fanimation | Fanimation | BP200OB1 | True |  | 3 | Yes | 1180 | 7 | 169 |  |  |  | 3818 | 50 | 76 | [5 empty] | None |  | Federally-Regulated Consumer Product | 05/14/2019 |  | 03/04/2020
Fanimation | Fanimation | BP200MW1 | True |  | 3 | Yes | 1180 | 7 | 169 |  |  |  | 3818 | 50 | 76 | [5 empty] | None |  | Federally-Regulated Consumer Product | 05/14/2019 |  | 03/04/2020
Fanimation | Fanimation | BP230SN1 | True |  | 3 | Yes | 1430 | 8 | 179 |  |  |  | 4056 | 49 | 83 | [5 empty] | None |  | Federally-Regulated Consumer Product | 05/14/2019 |  | 03/04/2020
Fanimation | Fanimation | BP230OB1 | True |  | 3 | Yes | 1430 | 8 | 179 |  |  |  | 4056 | 49 | 83 | [5 empty] | None |  | Federally-Regulated Consumer Product | 05/14/2019 |  | 03/04/2020
Fanimation | Fanimation | BP230MW1 | True |  | 3 | Yes | 1430 | 8 | 179 |  |  |  | 4056 | 49 | 83 | [5 empty] | None |  | Federally-Regulated Consumer Product | 05/14/2019 |  | 03/04/2020
Fanimation | Fanimation | BP230BL1 | True |  | 3 | Yes | 1430 | 8 | 179 |  |  |  | 4056 | 49 | 83 | [5 empty] | None |  | Federally-Regulated Consumer Product | 05/14/2019 |  | 03/04/2020
Fanimation | Fanimation | BP210BSN1 | True |  | 3 | Yes | 1483 | 8 | 185 |  |  |  | 4033 | 48 | 84 | [5 empty] | LED |  | Federally-Regulated Consumer Product | 05/14/2019 |  | 03/04/2020
Fanimation | Fanimation | BP210BOB1 | True |  | 3 | Yes | 1483 | 8 | 185 |  |  |  | 4033 | 48 | 84 | [5 empty] | LED |  | Federally-Regulated Consumer Product | 05/14/2019 |  | 03/04/2020
Fanimation | Fanimation | BP210BMW1 | True |  | 3 | Yes | 1483 | 8 | 185 |  |  |  | 4033 | 48 | 84 | [5 empty] | LED |  | Federally-Regulated Consumer Product | 05/14/2019 |  | 03/04/2020
Fanimation | Fanimation | BP210BBL1 | True |  | 3 | Yes | 1483 | 8 | 185 |  |  |  | 4033 | 48 | 84 | [5 empty] | LED |  | Federally-Regulated Consumer Product | 05/14/2019 |  | 03/04/2020
Fanimation | Fanimation | BP215BOB1 | True |  | 3 | Yes | 1483 | 8 | 185 |  |  |  | 4033 | 48 | 84 | [5 empty] | LED |  | Federally-Regulated Consumer Product | 05/14/2019 |  | 03/04/2020
Fanimation | Fanimation | BP220BSN1 | True |  | 3 | Yes | 1439 | 8 | 180 |  |  |  | 3962 | 50 | 79 | [5 empty] | LED |  | Federally-Regulated Consumer Product | 05/14/2019 |  | 03/04/2020
Fanimation | Fanimation | BP220BOB1 | True |  | 3 | Yes | 1439 | 8 | 180 |  |  |  | 3962 | 50 | 79 | [5 empty] | LED |  | Federally-Regulated Consumer Product | 05/14/2019 |  | 03/04/2020
Fanimation | Fanimation | BP220BMW1 | True |  | 3 | Yes | 1439 | 8 | 180 |  |  |  | 3962 | 50 | 79 | [5 empty] | LED |  | Federally-Regulated Consumer Product | 05/14/2019 |  | 03/04/2020
Fanimation | Fanimation | BP220BBL1 | True |  | 3 | Yes | 1439 | 8 | 180 |  |  |  | 3962 | 50 | 79 | [5 empty] | LED |  | Federally-Regulated Consumer Product | 05/14/2019 |  | 03/04/2020
Fanimation | Fanimation | BP225BOB1 | True |  | 3 | Yes | 1439 | 8 | 180 |  |  |  | 3962 | 50 | 79 | [5 empty] | LED |  | Federally-Regulated Consumer Product | 05/14/2019 |  | 03/04/2020
Modern Home Lighting Inc. | Rivet | B07HKGHTC1 | True |  | V | Yes | 2010 | 14 | 139 |  |  |  | 4912 | 65 | 75 | [5 empty] | LED |  | Federally-Regulated Consumer Product | 05/20/2019 |  | 03/04/2020
Fanimation | Fanimation | FP7996BLBNW | True |  | 3 | Yes | 2354 | 12 | 196 |  |  |  | 5897 | 66 | 89 | [5 empty] | LED |  | Federally-Regulated Consumer Product | 05/20/2019 |  | 03/04/2020
Fanimation | Fanimation | FP7996BLBSW | True |  | 3 | Yes | 2354 | 12 | 196 |  |  |  | 5897 | 66 | 89 | [5 empty] | LED |  | Federally-Regulated Consumer Product | 05/20/2019 |  | 03/04/2020
HKC - Hong Kong China Electric Appliance | No Brand Lowes | 1362368 | True |  | 3 | Yes | 1398 | 12 | 116 |  |  |  | 3415 | 52 | 65 | [5 empty] | LED |  | Federally-Regulated Consumer Product | 05/20/2019 |  | 03/04/2020
HKC - Hong Kong China Electric Appliance | No Brand Lowes | 1362367 | True |  | 3 | Yes | 1398 | 12 | 116 |  |  |  | 3415 | 52 | 65 | [5 empty] | LED |  | Federally-Regulated Consumer Product | 05/20/2019 |  | 03/04/2020
TAISHAN SIGMA ELECTRIC PRODUCTS CO., LTD | NOMA | 052-9259-8 | True |  | 3 | Yes | 1108 | 11 | 100 |  |  |  | 2392 | 35 | 68 | [5 empty] | LED |  | Federally-Regulated Consumer Product | 05/28/2019 |  | 03/04/2020
TAISHAN SIGMA ELECTRIC PRODUCTS CO., LTD | NOMA | 052-8687-4 | True |  | 3 | Yes | 1771 | 16 | 110 |  |  |  | 4097 | 59 | 69 | [5 empty] | LED |  | Federally-Regulated Consumer Product | 05/28/2019 |  | 03/04/2020
Halsey Enterprise Co., Ltd. | KENDAL LIGHTING INC | 52TN19-L | True |  | 3 | Yes | 1961 | 14 | 140 |  |  |  | 4824 | 70 | 69 | [5 empty] | LED |  | Federally-Regulated Consumer Product | 05/28/2019 |  | 03/04/2020
Halsey Enterprise Co., Ltd. | Halsey Enterprise Co., Ltd. | 52TN19-L | True |  | 3 | Yes | 1961 | 14 | 140 |  |  |  | 4824 | 70 | 69 | [5 empty] | LED |  | Federally-Regulated Consumer Product | 05/28/2019 |  | 03/04/2020
Halsey Enterprise Co., Ltd. | Q'max Inc. | 52TN19-L | True |  | 3 | Yes | 1961 | 14 | 140 |  |  |  | 4824 | 70 | 69 | [5 empty] | LED |  | Federally-Regulated Consumer Product | 05/28/2019 |  | 03/04/2020
Halsey Enterprise Co., Ltd. | KENDAL LIGHTING INC | AC22952-SN | True |  | 3 | Yes | 1961 | 14 | 140 |  |  |  | 4824 | 70 | 69 | [5 empty] | LED |  | Federally-Regulated Consumer Product | 05/28/2019 |  | 03/04/2020
Halsey Enterprise Co., Ltd. | Halsey Enterprise Co., Ltd. | AC22952-SN | True |  | 3 | Yes | 1961 | 14 | 140 |  |  |  | 4824 | 70 | 69 | [5 empty] | LED |  | Federally-Regulated Consumer Product | 05/28/2019 |  | 03/04/2020
Halsey Enterprise Co., Ltd. | Q'max Inc. | AC22952-SN | True |  | 3 | Yes | 1961 | 14 | 140 |  |  |  | 4824 | 70 | 69 | [5 empty] | LED |  | Federally-Regulated Consumer Product | 05/28/2019 |  | 03/04/2020
Halsey Enterprise Co., Ltd. | KENDAL LIGHTING INC | AC22952-BLK | True |  | 3 | Yes | 1961 | 14 | 140 |  |  |  | 4824 | 70 | 69 | [5 empty] | LED |  | Federally-Regulated Consumer Product | 05/28/2019 |  | 03/04/2020
Halsey Enterprise Co., Ltd. | Halsey Enterprise Co., Ltd. | AC22952-BLK | True |  | 3 | Yes | 1961 | 14 | 140 |  |  |  | 4824 | 70 | 69 | [5 empty] | LED |  | Federally-Regulated Consumer Product | 05/28/2019 |  | 03/04/2020
Halsey Enterprise Co., Ltd. | Q'max Inc. | AC22952-BLK | True |  | 3 | Yes | 1961 | 14 | 140 |  |  |  | 4824 | 70 | 69 | [5 empty] | LED |  | Federally-Regulated Consumer Product | 05/28/2019 |  | 03/04/2020
Halsey Enterprise Co., Ltd. | KENDAL LIGHTING INC | AC22952-*** | True |  | 3 | Yes | 1961 | 14 | 140 |  |  |  | 4824 | 70 | 69 | [5 empty] | LED |  | Federally-Regulated Consumer Product | 05/28/2019 |  | 03/04/2020
Halsey Enterprise Co., Ltd. | Halsey Enterprise Co., Ltd. | AC22952-*** | True |  | 3 | Yes | 1961 | 14 | 140 |  |  |  | 4824 | 70 | 69 | [5 empty] | LED |  | Federally-Regulated Consumer Product | 05/28/2019 |  | 03/04/2020
Halsey Enterprise Co., Ltd. | Q'max Inc. | AC22952-*** | True |  | 3 | Yes | 1961 | 14 | 140 |  |  |  | 4824 | 70 | 69 | [5 empty] | LED |  | Federally-Regulated Consumer Product | 05/28/2019 |  | 03/04/2020
Halsey Enterprise Co., Ltd. | KENDAL LIGHTING INC | 60LP30-L | True |  | 6 | Yes | 2355 | 3 | 785 |  |  |  | 6266 | 28 | 224 | [5 empty] | LED |  | Federally-Regulated Consumer Product | 05/28/2019 |  | 03/04/2020
Halsey Enterprise Co., Ltd. | Halsey Enterprise Co., Ltd. | 60LP30-L | True |  | 6 | Yes | 2355 | 3 | 785 |  |  |  | 6266 | 28 | 224 | [5 empty] | LED |  | Federally-Regulated Consumer Product | 05/28/2019 |  | 03/04/2020
Halsey Enterprise Co., Ltd. | Q'max Inc. | 60LP30-L | True |  | 6 | Yes | 2355 | 3 | 785 |  |  |  | 6266 | 28 | 224 | [5 empty] | LED |  | Federally-Regulated Consumer Product | 05/28/2019 |  | 03/04/2020
Halsey Enterprise Co., Ltd. | KENDAL LIGHTING INC | AC23160-SN | True |  | 6 | Yes | 2355 | 3 | 785 |  |  |  | 6266 | 28 | 224 | [5 empty] | LED |  | Federally-Regulated Consumer Product | 05/28/2019 |  | 03/04/2020
Halsey Enterprise Co., Ltd. | Halsey Enterprise Co., Ltd. | AC23160-SN | True |  | 6 | Yes | 2355 | 3 | 785 |  |  |  | 6266 | 28 | 224 | [5 empty] | LED |  | Federally-Regulated Consumer Product | 05/28/2019 |  | 03/04/2020
Halsey Enterprise Co., Ltd. | Q'max Inc. | AC23160-SN | True |  | 6 | Yes | 2355 | 3 | 785 |  |  |  | 6266 | 28 | 224 | [5 empty] | LED |  | Federally-Regulated Consumer Product | 05/28/2019 |  | 03/04/2020
Halsey Enterprise Co., Ltd. | KENDAL LIGHTING INC | AC23160-BLK | True |  | 6 | Yes | 2355 | 3 | 785 |  |  |  | 6266 | 28 | 224 | [5 empty] | LED |  | Federally-Regulated Consumer Product | 05/28/2019 |  | 03/04/2020
Halsey Enterprise Co., Ltd. | Halsey Enterprise Co., Ltd. | AC23160-BLK | True |  | 6 | Yes | 2355 | 3 | 785 |  |  |  | 6266 | 28 | 224 | [5 empty] | LED |  | Federally-Regulated Consumer Product | 05/28/2019 |  | 03/04/2020
Halsey Enterprise Co., Ltd. | Q'max Inc. | AC23160-BLK | True |  | 6 | Yes | 2355 | 3 | 785 |  |  |  | 6266 | 28 | 224 | [5 empty] | LED |  | Federally-Regulated Consumer Product | 05/28/2019 |  | 03/04/2020
Halsey Enterprise Co., Ltd. | KENDAL LIGHTING INC | AC23160-*** | True |  | 6 | Yes | 2355 | 3 | 785 |  |  |  | 6266 | 28 | 224 | [5 empty] | LED |  | Federally-Regulated Consumer Product | 05/28/2019 |  | 03/04/2020
Halsey Enterprise Co., Ltd. | Halsey Enterprise Co., Ltd. | AC23160-*** | True |  | 6 | Yes | 2355 | 3 | 785 |  |  |  | 6266 | 28 | 224 | [5 empty] | LED |  | Federally-Regulated Consumer Product | 05/28/2019 |  | 03/04/2020
Halsey Enterprise Co., Ltd. | Q'max Inc. | AC23160-*** | True |  | 6 | Yes | 2355 | 3 | 785 |  |  |  | 6266 | 28 | 224 | [5 empty] | LED |  | Federally-Regulated Consumer Product | 05/28/2019 |  | 03/04/2020
Halsey Enterprise Co., Ltd. | KENDAL LIGHTING INC | AC23170-SN | True |  | 6 | Yes | 2355 | 3 | 785 |  |  |  | 6266 | 28 | 224 | [5 empty] | LED |  | Federally-Regulated Consumer Product | 05/28/2019 |  | 03/04/2020
Halsey Enterprise Co., Ltd. | Halsey Enterprise Co., Ltd. | AC23170-SN | True |  | 6 | Yes | 2355 | 3 | 785 |  |  |  | 6266 | 28 | 224 | [5 empty] | LED |  | Federally-Regulated Consumer Product | 05/28/2019 |  | 03/04/2020
Halsey Enterprise Co., Ltd. | Q'max Inc. | AC23170-SN | True |  | 6 | Yes | 2355 | 3 | 785 |  |  |  | 6266 | 28 | 224 | [5 empty] | LED |  | Federally-Regulated Consumer Product | 05/28/2019 |  | 03/04/2020
Halsey Enterprise Co., Ltd. | KENDAL LIGHTING INC | AC23170-BLK | True |  | 6 | Yes | 2355 | 3 | 785 |  |  |  | 6266 | 28 | 224 | [5 empty] | LED |  | Federally-Regulated Consumer Product | 05/28/2019 |  | 03/04/2020
Halsey Enterprise Co., Ltd. | Halsey Enterprise Co., Ltd. | AC23170-BLK | True |  | 6 | Yes | 2355 | 3 | 785 |  |  |  | 6266 | 28 | 224 | [5 empty] | LED |  | Federally-Regulated Consumer Product | 05/28/2019 |  | 03/04/2020
Halsey Enterprise Co., Ltd. | Q'max Inc. | AC23170-BLK | True |  | 6 | Yes | 2355 | 3 | 785 |  |  |  | 6266 | 28 | 224 | [5 empty] | LED |  | Federally-Regulated Consumer Product | 05/28/2019 |  | 03/04/2020
Halsey Enterprise Co., Ltd. | KENDAL LIGHTING INC | AC23170-*** | True |  | 6 | Yes | 2355 | 3 | 785 |  |  |  | 6266 | 28 | 224 | [5 empty] | LED |  | Federally-Regulated Consumer Product | 05/28/2019 |  | 03/04/2020
Halsey Enterprise Co., Ltd. | Halsey Enterprise Co., Ltd. | AC23170-*** | True |  | 6 | Yes | 2355 | 3 | 785 |  |  |  | 6266 | 28 | 224 | [5 empty] | LED |  | Federally-Regulated Consumer Product | 05/28/2019 |  | 03/04/2020
Halsey Enterprise Co., Ltd. | Q'max Inc. | AC23170-*** | True |  | 6 | Yes | 2355 | 3 | 785 |  |  |  | 6266 | 28 | 224 | [5 empty] | LED |  | Federally-Regulated Consumer Product | 05/28/2019 |  | 03/04/2020
Summer Wind International, Ltd. | AIRE | 4616 | True |  | 3 | Yes | 1872 | 14 | 133 |  |  |  | 5017 | 69 | 72 | [5 empty] | LED |  | Federally-Regulated Consumer Product | 05/30/2019 |  | 03/04/2020
Summer Wind International, Ltd. | AIRE | 4625 | True |  | 3 | Yes | 2058 | 15 | 137 |  |  |  | 4707 | 60 | 78 | [5 empty] | LED |  | Federally-Regulated Consumer Product | 05/30/2019 |  | 03/04/2020
Summer Wind International, Ltd. | AIRE | 4632 | True |  | 3 | Yes | 2426 | 15 | 161 |  |  |  | 5618 | 62 | 90 | [5 empty] | LED |  | Federally-Regulated Consumer Product | 05/30/2019 |  | 03/04/2020
Summer Wind International, Ltd. | Minka Aire | F623L-***** | True |  | 3 | Yes | 2257 | 15 | 150 |  |  |  | 4985 | 59 | 84 | [5 empty] | LED |  | Federally-Regulated Consumer Product | 05/30/2019 |  | 03/04/2020
Summer Wind International, Ltd. | Minka Aire | F747L-***** | True |  | 6 | Yes | 3478 | 5 | 695 |  |  |  | 7778 | 38 | 204 | [5 empty] | LED |  | Federally-Regulated Consumer Product | 05/30/2019 |  | 03/04/2020
Summer Wind International, Ltd. | Minka Aire | F1001-***** | True |  | 3 | Yes | 1862 | 14 | 133 |  |  |  | 6083 | 82 | 74 | [5 empty] | LED |  | Federally-Regulated Consumer Product | 05/30/2019 |  | 03/04/2020
Air Cool Industrial Co., Ltd. | Hampton Bay | AC-742(YG204CI-BN) | True |  | 3 | Yes | 1428 | 11 | 130 |  |  |  | 3055 | 54 | 57 | [5 empty] | LED |  | Federally-Regulated Consumer Product | 06/05/2019 |  | 03/04/2020
Air Cool Industrial Co., Ltd. | Hampton Bay | AC-742(YG204CI-ORB) | True |  | 3 | Yes | 1428 | 11 | 130 |  |  |  | 3055 | 54 | 57 | [5 empty] | LED |  | Federally-Regulated Consumer Product | 06/05/2019 |  | 03/04/2020
Air Cool Industrial Co., Ltd. | Hampton Bay | AC-742(YG204CI-WH) | True |  | 3 | Yes | 1428 | 11 | 130 |  |  |  | 3055 | 54 | 57 | [5 empty] | LED |  | Federally-Regulated Consumer Product | 06/05/2019 |  | 03/04/2020
King of Fans | Hampton Bay | EF200S(Q)-52 | True |  | 3 | Yes | 1579 | 9 | 175 |  |  |  | 4002 | 62 | 65 | [5 empty] | LED |  | Federally-Regulated Consumer Product | 06/10/2019 |  | 03/04/2020
King of Fans | Hampton Bay | EF600J-52 | True |  | 3 | Yes | 1564 | 10 | 156 |  |  |  | 3763 | 65 | 58 | [5 empty] | LED |  | Federally-Regulated Consumer Product | 06/10/2019 |  | 03/04/2020
Progress Lighting | Hubbell Industrial | P250017-152 | True |  | 4 | Yes | 2381 | 2 | 1190 |  |  |  | 8424 | 27 | 312 | [5 empty] | None |  | Federally-Regulated Consumer Product | 06/10/2019 |  | 03/04/2020
Progress Lighting | Hubbell Industrial | P250018-152 | True |  | 4 | Yes | 4102 | 4 | 366 |  |  |  | 10224 | 36 | 284 | [5 empty] | None |  | Federally-Regulated Consumer Product | 06/10/2019 |  | 03/04/2020
Progress Lighting | Home Decorators Collection | 7983HDC** | True |  | 3 | Yes | 1910 | 12 | 156 |  |  |  | 5831 | 68 | 85 | [5 empty] | LED |  | Federally-Regulated Consumer Product | 06/10/2019 |  | 03/04/2020
Progress Lighting | Progress Lighting | P250020-***-30 | True |  | 3 | Yes | 1933 | 14 | 130 |  |  |  | 4314 | 62 | 68 | [5 empty] | LED |  | Federally-Regulated Consumer Product | 06/10/2019 |  | 03/04/2020
Progress Lighting | Home Decorators Collection | 7982HDC** | True |  | 3 | Yes | 888 | 23 | 37 |  |  |  | 1309 | 39 | 32 | [5 empty] | LED |  | Federally-Regulated Consumer Product | 06/10/2019 |  | 03/04/2020
Progress Lighting | Progress Lighting | P250001-***-22 | True |  | 3 | Yes | 771 | 23 | 33 |  |  |  | 1175 | 38 | 30 | [5 empty] | LED |  | Federally-Regulated Consumer Product | 06/10/2019 |  | 03/04/2020
Progress Lighting | Progress Lighting | P250005-***-22 | True |  | 3 | Yes | 873 | 22 | 38 |  |  |  | 1297 | 38 | 34 | [5 empty] | LED |  | Federally-Regulated Consumer Product | 06/10/2019 |  | 03/04/2020
Progress Lighting | Progress Lighting | P250012-***-22 | True |  | 3 | Yes | 873 | 22 | 38 |  |  |  | 1297 | 38 | 34 | [5 empty] | LED |  | Federally-Regulated Consumer Product | 06/10/2019 |  | 03/04/2020
King of Fans | Home Decorators Collection | EF200S(J)-52 | True |  | 3 | Yes | 1970 | 12 | 164 |  |  |  | 4820 | 62 | 78 | [5 empty] | LED |  | Federally-Regulated Consumer Product | 06/14/2019 |  | 03/04/2020
King of Fans | Home Decorators Collection | EF200S(M)-52 | True |  | 3 | Yes | 1965 | 12 | 164 |  |  |  | 4621 | 61 | 76 | [5 empty] | LED |  | Federally-Regulated Consumer Product | 06/14/2019 |  | 03/04/2020
King of Fans | Home Decorators Collection | EF200S(K)-44 | True |  | 3 | Yes | 1725 | 11 | 157 |  |  |  | 4359 | 62 | 70 | [5 empty] | LED |  | Federally-Regulated Consumer Product | 06/14/2019 |  | 03/04/2020
King of Fans | Home Decorators Collection | EF200S(K)-52 | True |  | 3 | Yes | 2544 | 22 | 116 |  |  |  | 4756 | 64 | 74 | [5 empty] | LED |  | Federally-Regulated Consumer Product | 06/14/2019 |  | 03/04/2020
King of Fans | Home Decorators Collection | 32-STRE | True |  | 3 | Yes | 1536 | 9 | 171 |  |  |  | 2840 | 32 | 89 | [5 empty] | LED |  | Federally-Regulated Consumer Product | 06/18/2019 |  | 03/04/2020
King of Fans | Home Decorators Collection | 52-AXON | True |  | 3 | Yes | 2314 | 13 | 178 |  |  |  | 5249 | 53 | 99 | [5 empty] | LED |  | Federally-Regulated Consumer Product | 06/18/2019 |  | 03/04/2020
King of Fans | Home Decorators Collection | 56-WALS | True |  | 3 | Yes | 1792 | 10 | 179 |  |  |  | 6165 | 74 | 83 | [5 empty] | LED |  | Federally-Regulated Consumer Product | 06/18/2019 |  | 03/04/2020
King of Fans | Home Decorators Collection | 60-SCHU | True |  | 3 | Yes | 2092 | 11 | 190 |  |  |  | 7019 | 75 | 94 | [5 empty] | LED |  | Federally-Regulated Consumer Product | 06/18/2019 |  | 03/04/2020
King of Fans | Home Decorators Collection | 52-MCCY | True |  | 3 | Yes | 2872 | 14 | 205 |  |  |  | 5865 | 64 | 92 | [5 empty] | LED |  | Federally-Regulated Consumer Product | 06/18/2019 |  | 03/04/2020
King of Fans | Home Decorators Collection | 60-GART | True |  | 3 | Yes | 2055 | 11 | 187 |  |  |  | 6112 | 71 | 86 | [5 empty] | LED |  | Federally-Regulated Consumer Product | 06/18/2019 |  | 03/04/2020
Air Cool Industrial Co., Ltd. | Home Decorators Collection | AC-552(7983HDCBN) | True |  | 3 | Yes | 1905 | 11 | 173 |  |  |  | 5995 | 75 | 80 | [5 empty] | LED |  | Federally-Regulated Consumer Product | 06/19/2019 |  | 03/04/2020
Air Cool Industrial Co., Ltd. | Home Decorators Collection | AC-552(7983HDCPC) | True |  | 3 | Yes | 1905 | 11 | 173 |  |  |  | 5995 | 75 | 80 | [5 empty] | LED |  | Federally-Regulated Consumer Product | 06/19/2019 |  | 03/04/2020
Air Cool Industrial Co., Ltd. | Home Decorators Collection | AC-552(7983HDCMB) | True |  | 3 | Yes | 1905 | 11 | 173 |  |  |  | 5995 | 75 | 80 | [5 empty] | LED |  | Federally-Regulated Consumer Product | 06/19/2019 |  | 03/04/2020
Fanimation | Fanimation | FPS7955BBL | True |  | 3 | Yes | 1254 | 11 | 114 |  |  |  | 4958 | 52 | 95 | [5 empty] | LED |  | Federally-Regulated Consumer Product | 06/19/2019 |  | 03/04/2020
Fanimation | Fanimation | FPS7981BBL | True |  | 3 | Yes | 1786 | 11 | 162 |  |  |  | 3950 | 45 | 88 | [5 empty] | LED |  | Federally-Regulated Consumer Product | 06/19/2019 |  | 03/04/2020
Fanimation | Fanimation | FPS8332BBLW | True |  | 3 | Yes | 1569 | 16 | 98 |  |  |  | 3554 | 48 | 74 | [5 empty] | LED |  | Federally-Regulated Consumer Product | 06/19/2019 |  | 03/04/2020
Fanimation | Fanimation | FPS8355BBLW | True |  | 3 | Yes | 2129 | 14 | 152 |  |  |  | 4506 | 52 | 87 | [5 empty] | LED |  | Federally-Regulated Consumer Product | 06/19/2019 |  | 03/04/2020
Fanimation | Fanimation | FPS8332BBNW | True |  | 3 | Yes | 1569 | 16 | 98 |  |  |  | 3554 | 48 | 74 | [5 empty] | LED |  | Federally-Regulated Consumer Product | 06/19/2019 |  | 03/04/2020
Fanimation | Fanimation | FPS8332BDZW | True |  | 3 | Yes | 1569 | 16 | 98 |  |  |  | 3554 | 48 | 74 | [5 empty] | LED |  | Federally-Regulated Consumer Product | 06/19/2019 |  | 03/04/2020
Fanimation | Fanimation | FPS8332BGRW | True |  | 3 | Yes | 1569 | 16 | 98 |  |  |  | 3554 | 48 | 74 | [5 empty] | LED |  | Federally-Regulated Consumer Product | 06/19/2019 |  | 03/04/2020
Fanimation | Fanimation | FPS8332BMWW | True |  | 3 | Yes | 1569 | 16 | 98 |  |  |  | 3554 | 48 | 74 | [5 empty] | LED |  | Federally-Regulated Consumer Product | 06/19/2019 |  | 03/04/2020
Techtronic Industries, North America, Inc. | STILE | CF13650 | True |  | 3 | Yes | 1158 | 13 | 89 |  |  |  | 2700 | 41 | 66 | [5 empty] | LED |  | Federally-Regulated Consumer Product | 06/19/2019 |  | 03/04/2020
Techtronic Industries, North America, Inc. | STILE | CF23650 | True |  | 3 | Yes | 1109 | 13 | 85 |  |  |  | 2548 | 39 | 65 | [5 empty] | LED |  | Federally-Regulated Consumer Product | 06/19/2019 |  | 03/04/2020
King of Fans | Home Decorators Collection | 310187383 | True |  | 3 | Yes | 2185 | 15 | 146 |  |  |  | 4881 | 63 | 77 | [5 empty] | LED |  | Federally-Regulated Consumer Product | 06/19/2019 |  | 03/04/2020
King of Fans | Home Decorators Collection | 310187381 | True |  | 3 | Yes | 2185 | 15 | 146 |  |  |  | 4881 | 63 | 77 | [5 empty] | LED |  | Federally-Regulated Consumer Product | 06/19/2019 |  | 03/04/2020
King of Fans | Home Decorators Collection | 310187382 | True |  | 3 | Yes | 2489 | 15 | 166 |  |  |  | 6247 | 77 | 81 | [5 empty] | LED |  | Federally-Regulated Consumer Product | 06/19/2019 |  | 03/04/2020
King of Fans | Home Decorators Collection | 310187380 | True |  | 3 | Yes | 2489 | 15 | 166 |  |  |  | 6247 | 77 | 81 | [5 empty] | LED |  | Federally-Regulated Consumer Product | 06/19/2019 |  | 03/04/2020
Royal Pacific | RP Lighting&Fans | 1071 | True |  | 3 | Yes | 2335 | 12 | 195 |  |  |  | 4899 | 57 | 86 | [5 empty] | Fluorescent |  | Federally-Regulated Consumer Product | 06/20/2019 |  | 03/04/2020
Royal Pacific | RP Lighting&Fans | 1071BN | True |  | 3 | Yes | 2335 | 12 | 195 |  |  |  | 4899 | 57 | 86 | [5 empty] | Fluorescent |  | Federally-Regulated Consumer Product | 06/20/2019 |  | 03/04/2020
Royal Pacific | RP Lighting&Fans | 1071OB | True |  | 3 | Yes | 2335 | 12 | 195 |  |  |  | 4899 | 57 | 86 | [5 empty] | Fluorescent |  | Federally-Regulated Consumer Product | 06/20/2019 |  | 03/04/2020
Royal Pacific | RP Lighting&Fans | 1071WH | True |  | 3 | Yes | 2335 | 12 | 195 |  |  |  | 4899 | 57 | 86 | [5 empty] | Fluorescent |  | Federally-Regulated Consumer Product | 06/20/2019 |  | 03/04/2020
Royal Pacific | RP Lighting&Fans | 1008 | True |  | 3 | Yes | 2779 | 16 | 174 |  |  |  | 5351 | 62 | 86 | [5 empty] | LED |  | Federally-Regulated Consumer Product | 06/20/2019 |  | 03/04/2020
Royal Pacific | RP Lighting&Fans | 1008LED-WW | True |  | 3 | Yes | 2779 | 16 | 174 |  |  |  | 5351 | 62 | 86 | [5 empty] | LED |  | Federally-Regulated Consumer Product | 06/20/2019 |  | 03/04/2020
Royal Pacific | RP Lighting&Fans | 1008LED-BK | True |  | 3 | Yes | 2779 | 16 | 174 |  |  |  | 5351 | 62 | 86 | [5 empty] | LED |  | Federally-Regulated Commercial & Industrial Equipment | 06/20/2019 |  | 03/04/2020
Royal Pacific | RP Lighting&Fans | 1008LED-BN | True |  | 3 | Yes | 2779 | 16 | 174 |  |  |  | 5351 | 62 | 86 | [5 empty] | LED |  | Federally-Regulated Consumer Product | 06/20/2019 |  | 03/04/2020
Royal Pacific | RP Lighting&Fans | 1008LED-OB | True |  | 3 | Yes | 2779 | 16 | 174 |  |  |  | 5351 | 62 | 86 | [5 empty] | LED |  | Federally-Regulated Consumer Product | 06/20/2019 |  | 03/04/2020
Hunter Fan Company | Hunter | 53331 | True |  | 3 | Yes | 1374 | 10 | 137 |  |  |  | 4125 | 62 | 67 | [5 empty] | LED |  | Federally-Regulated Consumer Product | 07/01/2019 |  | 03/04/2020
Hunter Fan Company | Hunter | 53332 | True |  | 3 | Yes | 1547 | 9 | 172 |  |  |  | 4479 | 64 | 70 | [5 empty] | None |  | Federally-Regulated Consumer Product | 07/01/2019 |  | 03/04/2020
Hunter Fan Company | Hunter | 59183 | True |  | 3 | Yes | 1483 | 9 | 165 |  |  |  | 4440 | 63 | 70 | [5 empty] | LED |  | Federally-Regulated Consumer Product | 07/01/2019 |  | 03/04/2020
Hunter Fan Company | Hunter | 59184 | True |  | 3 | Yes | 1483 | 9 | 165 |  |  |  | 4440 | 63 | 70 | [5 empty] | LED |  | Federally-Regulated Consumer Product | 07/01/2019 |  | 03/04/2020
Hunter Fan Company | Hunter | 53366 | True |  | 3 | Yes | 1491 | 10 | 149 |  |  |  | 4452 | 64 | 70 | [5 empty] | LED |  | Federally-Regulated Consumer Product | 07/01/2019 |  | 03/04/2020
Hunter Fan Company | Hunter | 53367 | True |  | 3 | Yes | 1491 | 10 | 149 |  |  |  | 4452 | 64 | 70 | [5 empty] | LED |  | Federally-Regulated Consumer Product | 07/01/2019 |  | 03/04/2020
Hunter Fan Company | Hunter | 53368 | True |  | 3 | Yes | 1491 | 10 | 149 |  |  |  | 4452 | 64 | 70 | [5 empty] | LED |  | Federally-Regulated Consumer Product | 07/01/2019 |  | 03/04/2020
Hunter Fan Company | Hunter | 59560 | True |  | 3 | Yes | 1331 | 10 | 133 |  |  |  | 3962 | 62 | 64 | [5 empty] | LED |  | Federally-Regulated Consumer Product | 07/01/2019 |  | 03/04/2020
King of Fans | Home Decorators Collection | 52-CANF | True |  | 3 | Yes | 2339 | 14 | 167 |  |  |  | 5415 | 61 | 89 | [5 empty] | LED |  | Federally-Regulated Consumer Product | 07/05/2019 |  | 03/04/2020
King of Fans | Home Decorators Collection | 56-HARB | True |  | 3 | Yes | 2135 | 11 | 194 |  |  |  | 6131 | 68 | 90 | [5 empty] | LED |  | Federally-Regulated Consumer Product | 07/05/2019 |  | 03/04/2020
Fanimation | Rejuvenation Hardware | MAD7994BL | True |  | 3 | Yes | 1525 | 2 | 763 |  |  |  | 7535 | 38 | 198 | [5 empty] | LED |  | Federally-Regulated Consumer Product | 07/08/2019 |  | 03/04/2020
Fanimation | Rejuvenation Hardware | MAD7994BN | True |  | 3 | Yes | 1525 | 2 | 763 |  |  |  | 7535 | 38 | 198 | [5 empty] | LED |  | Federally-Regulated Consumer Product | 07/08/2019 |  | 03/04/2020
Fanim Industries | Fanimation Studio Collection | LP8081BLBL | True |  | 3 | Yes | 1864 | 12 | 155 |  |  |  | 5125 | 62 | 83 | [5 empty] | LED |  | Federally-Regulated Consumer Product | 07/08/2019 |  | 03/04/2020
Fanimation | Rejuvenation Hardware | MAD7990BL | True |  | V | Yes | 1679 | 2 | 840 |  |  |  | 6236 | 22 | 283 | [5 empty] | None |  | Federally-Regulated Consumer Product | 07/09/2019 |  | 03/04/2020
Fanimation | Rejuvenation Hardware | MAD7990GZ | True |  | V | Yes | 1679 | 2 | 840 |  |  |  | 6236 | 22 | 283 | [5 empty] | None |  | Federally-Regulated Consumer Product | 07/09/2019 |  | 03/04/2020
Fanimation | Rejuvenation Hardware | MAD7990RMW | True |  | V | Yes | 1679 | 2 | 840 |  |  |  | 6236 | 22 | 283 | [5 empty] | None |  | Federally-Regulated Consumer Product | 07/09/2019 |  | 03/04/2020
Fanim Industries | Fanimation Studio Collection | LP8081BLAZ | True |  | 3 | Yes | 1864 | 12 | 155 |  |  |  | 5125 | 62 | 83 | [5 empty] | LED |  | Federally-Regulated Consumer Product | 07/09/2019 |  | 03/04/2020
Fanim Industries | Fanimation Studio Collection | LP8081BLBN | True |  | 3 | Yes | 1864 | 12 | 155 |  |  |  | 5125 | 62 | 83 | [5 empty] | LED |  | Federally-Regulated Consumer Product | 07/09/2019 |  | 03/04/2020
HKC - Hong Kong China Electric Appliance | Seasons | 269014 | True |  | 3 | Yes | 1495 | 11 | 135 |  |  |  | 3688 | 53 | 69 | [5 empty] | LED |  | Federally-Regulated Consumer Product | 07/10/2019 |  | 03/04/2020
HKC - Hong Kong China Electric Appliance | Seasons | 269727 | True |  | 3 | Yes | 1495 | 11 | 135 |  |  |  | 3688 | 53 | 69 | [5 empty] | LED |  | Federally-Regulated Consumer Product | 07/10/2019 |  | 03/04/2020
HKC - Hong Kong China Electric Appliance | Seasons | 269724 | True |  | 3 | Yes | 1495 | 11 | 135 |  |  |  | 3688 | 53 | 69 | [5 empty] | LED |  | Federally-Regulated Consumer Product | 07/10/2019 |  | 03/04/2020
HKC - Hong Kong China Electric Appliance | Seasons | 269725 | True |  | 3 | Yes | 1495 | 11 | 135 |  |  |  | 3688 | 53 | 69 | [5 empty] | LED |  | Federally-Regulated Consumer Product | 07/10/2019 |  | 03/04/2020
Hunter Fan Company | Hunter | 59229 | True |  | 3 | Yes | 1307 | 10 | 131 |  |  |  | 5310 | 81 | 66 | [5 empty] | LED |  | Federally-Regulated Consumer Product | 07/12/2019 |  | 03/04/2020
Hunter Fan Company | Hunter | 59556 | True |  | 3 | Yes | 1975 | 11 | 180 |  |  |  | 4602 | 64 | 72 | [5 empty] | LED |  | Federally-Regulated Consumer Product | 07/12/2019 |  | 03/04/2020
Summer Wind International, Ltd. | No Brand (Home Depot) | SW18030 BN | True |  | 3 | Yes | 1434 | 15 | 95 |  |  |  | 2626 | 47 | 55 | [5 empty] | LED |  | Federally-Regulated Consumer Product | 07/12/2019 |  | 03/04/2020
Summer Wind International, Ltd. | No Brand (Home Depot) | SW18030 WH | True |  | 3 | Yes | 1434 | 15 | 95 |  |  |  | 2626 | 47 | 55 | [5 empty] | LED |  | Federally-Regulated Consumer Product | 07/12/2019 |  | 03/04/2020
Summer Wind International, Ltd. | No Brand (Home Depot) | SW18030 ORB | True |  | 3 | Yes | 1434 | 15 | 95 |  |  |  | 2626 | 47 | 55 | [5 empty] | LED |  | Federally-Regulated Consumer Product | 07/12/2019 |  | 03/04/2020
Air Cool Industrial Co., Ltd. | Home Decorators Collection | AL14(AL14-22-BN) | True |  | 3 | Exception 3 | 1402 | 29 | 48 |  |  |  | 2175 | 52 | 42 | [5 empty] | None |  | Federally-Regulated Consumer Product | 07/15/2019 |  | 03/04/2020
Air Cool Industrial Co., Ltd. | Home Decorators Collection | AL14 (AL14-BN) | True |  | 3 | Exception 3 | 861 | 14 | 61 |  |  |  | 1684 | 43 | 39 | [5 empty] | None |  | Federally-Regulated Consumer Product | 07/15/2019 |  | 03/04/2020
Air Cool Industrial Co., Ltd. | Home Decorators Collection | AL14 (AL14-WC) | True |  | 3 | Exception 3 | 861 | 14 | 61 |  |  |  | 1684 | 43 | 39 | [5 empty] | None |  | Federally-Regulated Consumer Product | 07/15/2019 |  | 03/04/2020
Air Cool Industrial Co., Ltd. | Home Decorators Collection | AL14(AL14-NI) | True |  | 3 | Exception 3 | 861 | 14 | 61 |  |  |  | 1684 | 43 | 39 | [5 empty] | None |  | Federally-Regulated Consumer Product | 07/15/2019 |  | 03/04/2020
Air Cool Industrial Co., Ltd. | Home Decorators Collection | AL14(AL14-TB) | True |  | 3 | Exception 3 | 861 | 14 | 61 |  |  |  | 1684 | 43 | 39 | [5 empty] | None |  | Federally-Regulated Consumer Product | 07/15/2019 |  | 03/04/2020
HKC - Hong Kong China Electric Appliance | Seasons | 287508 | True |  | 3 | Yes | 1573 | 10 | 157 |  |  |  | 4003 | 56 | 71 | [5 empty] | Incandescent |  | Federally-Regulated Consumer Product | 07/15/2019 |  | 03/04/2020
HKC - Hong Kong China Electric Appliance | Seasons | 287505 | True |  | 3 | Yes | 1573 | 10 | 157 |  |  |  | 4003 | 56 | 71 | [5 empty] | Incandescent |  | Federally-Regulated Consumer Product | 07/15/2019 |  | 03/04/2020
HKC - Hong Kong China Electric Appliance | Seasons | 287506 | True |  | 3 | Yes | 1033 | 11 | 92 |  |  |  | 2733 | 52 | 52 | [5 empty] | Incandescent |  | Federally-Regulated Consumer Product | 07/15/2019 |  | 03/04/2020
HKC - Hong Kong China Electric Appliance | Seasons | 287509 | True |  | 3 | Yes | 1033 | 11 | 92 |  |  |  | 2733 | 52 | 52 | [5 empty] | Incandescent |  | Federally-Regulated Consumer Product | 07/15/2019 |  | 03/04/2020
King of Fans | Hampton Bay | 44-MDL | True |  | 3 | Yes | 1300 | 11 | 118 |  |  |  | 3035 | 50 | 61 | [5 empty] | LED |  | Federally-Regulated Consumer Product | 07/18/2019 |  | 03/04/2020
Hunter Fan Company | Hunter | 59233 | True |  | 3 | Yes | 601 | 9 | 67 |  |  |  | 4012 | 64 | 63 | [5 empty] | LED |  | Federally-Regulated Consumer Product | 07/22/2019 |  | 03/04/2020
Hunter Fan Company | Hunter | 59212 | True |  | 3 | Yes | 1107 | 7 | 158 |  |  |  | 3983 | 62 | 64 | [5 empty] | LED |  | Federally-Regulated Consumer Product | 07/22/2019 |  | 03/04/2020
Hunter Fan Company | Hunter | 59215 | True |  | 3 | Yes | 1107 | 7 | 158 |  |  |  | 3983 | 62 | 64 | [5 empty] | LED |  | Federally-Regulated Consumer Product | 07/22/2019 |  | 03/04/2020
Hunter Fan Company | Hunter | 59634 | True |  | 3 | Yes | 923 | 7 | 132 |  |  |  | 4050 | 64 | 63 | [5 empty] | LED |  | Federally-Regulated Consumer Product | 07/22/2019 |  | 03/04/2020
Hunter Fan Company | Hunter | 59635 | True |  | 3 | Yes | 923 | 7 | 132 |  |  |  | 4050 | 64 | 63 | [5 empty] | LED |  | Federally-Regulated Consumer Product | 07/22/2019 |  | 03/04/2020
Hunter Fan Company | Hunter | 59564 | True |  | 3 | Yes | 1324 | 10 | 132 |  |  |  | 3993 | 63 | 63 | [5 empty] | LED |  | Federally-Regulated Consumer Product | 07/22/2019 |  | 03/04/2020
Hunter Fan Company | Hunter | 53212 | True |  | 3 | Yes | 1513 | 9 | 168 |  |  |  | 4472 | 64 | 70 | [5 empty] | LED |  | Federally-Regulated Consumer Product | 07/22/2019 |  | 03/04/2020
Hunter Fan Company | Hunter | 52074 | True |  | 3 | Yes | 1148 | 7 | 164 |  |  |  | 4235 | 63 | 67 | [5 empty] | LED |  | Federally-Regulated Consumer Product | 07/22/2019 |  | 03/04/2020
Hunter Fan Company | Hunter | 52079 | True |  | 3 | Yes | 1148 | 7 | 164 |  |  |  | 4235 | 63 | 67 | [5 empty] | LED |  | Federally-Regulated Consumer Product | 07/22/2019 |  | 03/04/2020
Hunter Fan Company | Hunter | 53352 | True |  | 3 | Yes | 1419 | 9 | 158 |  |  |  | 4303 | 64 | 67 | [5 empty] | LED |  | Federally-Regulated Consumer Product | 07/22/2019 |  | 03/04/2020
Hunter Fan Company | Hunter | 54050 | True |  | 3 | Yes | 1412 | 9 | 157 |  |  |  | 5419 | 80 | 68 | [5 empty] | LED |  | Federally-Regulated Consumer Product | 07/22/2019 |  | 03/04/2020
Hunter Fan Company | Hunter | 52027 | True |  | 3 | Yes | 1059 | 7 | 151 |  |  |  | 4199 | 62 | 68 | [5 empty] | LED |  | Federally-Regulated Consumer Product | 07/22/2019 |  | 03/04/2020
Hunter Fan Company | Hunter | 52028 | True |  | 3 | Yes | 1059 | 7 | 151 |  |  |  | 4199 | 62 | 68 | [5 empty] | LED |  | Federally-Regulated Consumer Product | 07/22/2019 |  | 03/04/2020
Hunter Fan Company | Hunter | 59127 | True |  | 3 | Yes | 1541 | 9 | 171 |  |  |  | 4886 | 67 | 73 | [5 empty] | None |  | Federally-Regulated Consumer Product | 07/22/2019 |  | 03/04/2020
Hunter Fan Company | Hunter | 52125 | True |  | 3 | Yes | 472 | 7 | 67 |  |  |  | 3420 | 62 | 55 | [5 empty] | LED |  | Federally-Regulated Consumer Product | 07/22/2019 |  | 03/04/2020
Hunter Fan Company | Hunter | 52016 | True |  | 3 | Yes | 472 | 7 | 67 |  |  |  | 3420 | 62 | 55 | [5 empty] | LED |  | Federally-Regulated Consumer Product | 07/22/2019 |  | 03/04/2020
Hunter Fan Company | Hunter | 52018 | True |  | 3 | Yes | 472 | 7 | 67 |  |  |  | 3420 | 62 | 55 | [5 empty] | LED |  | Federally-Regulated Consumer Product | 07/22/2019 |  | 03/04/2020
Hunter Fan Company | Hunter | 52300 | True |  | 3 | Yes | 427 | 7 | 61 |  |  |  | 3969 | 64 | 62 | [5 empty] | LED |  | Federally-Regulated Consumer Product | 07/22/2019 |  | 03/04/2020
Hunter Fan Company | Hunter | 52301 | True |  | 3 | Yes | 427 | 7 | 61 |  |  |  | 3969 | 64 | 62 | [5 empty] | LED |  | Federally-Regulated Consumer Product | 07/22/2019 |  | 03/04/2020
Hunter Fan Company | Hunter | 52302 | True |  | 3 | Yes | 427 | 7 | 61 |  |  |  | 3969 | 64 | 62 | [5 empty] | LED |  | Federally-Regulated Consumer Product | 07/22/2019 |  | 03/04/2020
Hunter Fan Company | Hunter | 53046 | True |  | 3 | Yes | 601 | 9 | 67 |  |  |  | 4012 | 64 | 63 | [5 empty] | LED |  | Federally-Regulated Consumer Product | 07/22/2019 |  | 03/04/2020
Air Cool Industrial Co., Ltd. | Home Decorators Collection | YG545(YG545A-BN) | True |  | V | Yes | 2581 | 3 | 860 |  |  |  | 6827 | 32 | 213 | [5 empty] | LED |  | Federally-Regulated Consumer Product | 07/26/2019 |  | 03/04/2020
Air Cool Industrial Co., Ltd. | Home Decorators Collection | YG545(YG545A-EB) | True |  | V | Yes | 2581 | 3 | 860 |  |  |  | 6827 | 32 | 213 | [5 empty] | LED |  | Federally-Regulated Consumer Product | 07/26/2019 |  | 03/04/2020
Air Cool Industrial Co., Ltd. | Home Decorators Collection | YG545(YG545A-MBK) | True |  | V | Yes | 2581 | 3 | 860 |  |  |  | 6827 | 32 | 213 | [5 empty] | LED |  | Federally-Regulated Consumer Product | 07/26/2019 |  | 03/04/2020
Air Cool Industrial Co., Ltd. | Home Decorators Collection | AC-552A (AM747A-GM) | True |  | 3 | Yes | 2144 | 13 | 165 |  |  |  | 5746 | 66 | 87 | [5 empty] | LED |  | Federally-Regulated Consumer Product | 07/26/2019 |  | 03/04/2020
Madison Avenue Lighting & Fan Co. | Home Decorators Collection | 54725 | True |  | 3 | Yes | 2017 | 12 | 168 |  |  |  | 5484 | 71 | 77 | [5 empty] | LED |  | Federally-Regulated Consumer Product | 07/29/2019 |  | 03/04/2020
Madison Avenue Lighting & Fan Co. | Home Decorators Collection | 54727 | True |  | 3 | Yes | 2017 | 12 | 168 |  |  |  | 5484 | 71 | 77 | [5 empty] | LED |  | Federally-Regulated Consumer Product | 07/29/2019 |  | 03/04/2020
Madison Avenue Lighting & Fan Co. | Home Decorators Collection | 54728 | True |  | 3 | Yes | 2017 | 12 | 168 |  |  |  | 5484 | 71 | 77 | [5 empty] | LED |  | Federally-Regulated Consumer Product | 07/29/2019 |  | 03/04/2020
Madison Avenue Lighting & Fan Co. | Home Decorators Collection | 54729 | True |  | 3 | Yes | 2017 | 12 | 168 |  |  |  | 5484 | 71 | 77 | [5 empty] | LED |  | Federally-Regulated Consumer Product | 07/29/2019 |  | 03/04/2020
Litex Industries | Craftmade | LAV44***4LK-LED | True |  | 3 | Yes | 1783 | 11 | 162 |  |  |  | 4546 | 57 | 79 | [5 empty] | LED |  | Federally-Regulated Consumer Product | 07/29/2019 |  | 03/04/2020
King of Fans | Hampton Bay | 52-PALI | True |  | 3 | Yes | 1889 | 11 | 172 |  |  |  | 4470 | 53 | 84 | [5 empty] | LED |  | Federally-Regulated Consumer Product | 07/31/2019 |  | 03/04/2020
King of Fans | Home Decorators Collection | 46-MDL | True |  | 3 | Yes | 1748 | 11 | 159 |  |  |  | 4275 | 54 | 79 | [5 empty] | LED |  | Federally-Regulated Consumer Product | 07/31/2019 |  | 03/04/2020
King of Fans | Home Decorators Collection | 54-REIN | True |  | 3 | Yes | 2147 | 11 | 195 |  |  |  | 5659 | 64 | 88 | [5 empty] | LED |  | Federally-Regulated Consumer Product | 07/31/2019 |  | 03/04/2020
King of Fans | Home Decorators Collection | 54-INDO | True |  | 3 | Yes | 2797 | 13 | 215 |  |  |  | 6247 | 59 | 106 | [5 empty] | LED |  | Federally-Regulated Consumer Product | 07/31/2019 |  | 03/04/2020
Fanim Industries | Fanimation Studio Collection | LP8242SBLCH | True |  | 3 | Yes | 1968 | 14 | 141 |  |  |  | 5140 | 67 | 77 | [5 empty] | LED |  | Federally-Regulated Consumer Product | 07/31/2019 |  | 03/04/2020
Air Cool Industrial Co., Ltd. | Home Decorators Collection | YG493OD(YG493ODC-BN) | True |  | V | Yes | 2663 | 2 | 1332 |  |  |  | 9330 | 33 | 283 | [5 empty] | LED |  | Federally-Regulated Consumer Product | 08/08/2019 |  | 03/04/2020
Air Cool Industrial Co., Ltd. | Home Decorators Collection | YG493OD(YG493ODC-EB) | True |  | V | Yes | 2663 | 2 | 1332 |  |  |  | 9330 | 33 | 283 | [5 empty] | LED |  | Federally-Regulated Consumer Product | 08/08/2019 |  | 03/04/2020
Air Cool Industrial Co., Ltd. | Home Decorators Collection | YG493OD(YG493ODC-WH) | True |  | V | Yes | 2663 | 2 | 1332 |  |  |  | 9330 | 33 | 283 | [5 empty] | LED |  | Federally-Regulated Consumer Product | 08/08/2019 |  | 03/04/2020
Air Cool Industrial Co., Ltd. | Home Decorators Collection | YG493OD(YG493ODC-PN) | True |  | V | Yes | 2663 | 2 | 1332 |  |  |  | 9330 | 33 | 283 | [5 empty] | LED |  | Federally-Regulated Consumer Product | 08/08/2019 |  | 03/04/2020
Air Cool Industrial Co., Ltd. | Home Decorators Collection | YG493OD(YG493ODC-MBK) | True |  | V | Yes | 2663 | 2 | 1332 |  |  |  | 9330 | 33 | 283 | [5 empty] | LED |  | Federally-Regulated Consumer Product | 08/08/2019 |  | 03/04/2020
Air Cool Industrial Co., Ltd. | Hampton Bay | AC-552OD(YG836A-NI) | True |  | 3 | Yes | 1830 | 10 | 183 |  |  |  | 5247 | 64 | 82 | [5 empty] | LED |  | Federally-Regulated Consumer Product | 08/08/2019 |  | 03/04/2020
Air Cool Industrial Co., Ltd. | Hampton Bay | AC-552(AL420-MWH) | True |  | 3 | Yes | 1639 | 10 | 164 |  |  |  | 4958 | 67 | 74 | [5 empty] | LED |  | Federally-Regulated Consumer Product | 08/08/2019 |  | 03/04/2020
Air Cool Industrial Co., Ltd. | Home Decorators Collection | YG862(YG862-PN) | True |  | V | Yes | 1441 | 2 | 720 |  |  |  | 5769 | 31 | 186 | [5 empty] | LED |  | Federally-Regulated Consumer Product | 08/09/2019 |  | 03/04/2020
Air Cool Industrial Co., Ltd. | Hampton Bay | AC-552OD(YG836A-BN) | True |  | 3 | Yes | 1830 | 10 | 183 |  |  |  | 5247 | 64 | 82 | [5 empty] | LED |  | Federally-Regulated Consumer Product | 08/09/2019 |  | 03/04/2020
Air Cool Industrial Co., Ltd. | Hampton Bay | AC-552OD(YG836A-WH) | True |  | 3 | Yes | 1830 | 10 | 183 |  |  |  | 5247 | 64 | 82 | [5 empty] | LED |  | Federally-Regulated Consumer Product | 08/09/2019 |  | 03/04/2020
Fanim Industries | Fanimation Studio Collection | LP8405 | True |  | 3 | Yes | 625 | 19 | 33 |  |  |  | 1242 | 40 | 31 | [5 empty] | LED |  | Federally-Regulated Consumer Product | 08/09/2019 |  | 03/04/2020
Artisan Industrial Co., Ltd. China | Harbor Breeze | 396772 | True |  | 3 | Yes | 1873 | 18 | 104 |  |  |  | 4013 | 78 | 51 | [5 empty] | LED |  | Federally-Regulated Consumer Product | 08/12/2019 |  | 03/04/2020
Air Cool Industrial Co., Ltd. | Home Decorators Collection | AL14(AL14-22-NI) | True |  | 3 | Exception 3 | 1402 | 29 | 48 |  |  |  | 2175 | 52 | 42 | [5 empty] | None |  | Federally-Regulated Consumer Product | 08/13/2019 |  | 03/04/2020
Hunter Fan Company | Hunter | 50476 | True |  | 3 | Yes | 1754 | 11 | 159 |  |  |  | 5778 | 72 | 80 | [5 empty] | LED |  | Federally-Regulated Consumer Product | 08/13/2019 |  | 03/04/2020
Hunter Fan Company | Hunter | 50477 | True |  | 3 | Yes | 1754 | 11 | 159 |  |  |  | 5778 | 72 | 80 | [5 empty] | LED |  | Federally-Regulated Consumer Product | 08/13/2019 |  | 03/04/2020
Hunter Fan Company | Hunter | 50478 | True |  | 3 | Yes | 1754 | 11 | 159 |  |  |  | 5778 | 72 | 80 | [5 empty] | LED |  | Federally-Regulated Consumer Product | 08/13/2019 |  | 03/04/2020
Hunter Fan Company | Hunter | 50580 | True |  | 3 | Yes | 1721 | 10 | 172 |  |  |  | 5918 | 74 | 80 | [5 empty] | LED |  | Federally-Regulated Consumer Product | 08/13/2019 |  | 03/04/2020
Hunter Fan Company | Hunter | 53420 | True |  | 3 | Yes | 1535 | 9 | 171 |  |  |  | 4506 | 65 | 69 | [5 empty] | LED |  | Federally-Regulated Consumer Product | 08/14/2019 |  | 03/04/2020
King of Fans | Hampton Bay | 3580817 | True |  | 4 | Yes | 3709 | 17 | 218 |  |  |  | 9999 | 117 | 85 | [5 empty] | None |  | Federally-Regulated Consumer Product | 08/19/2019 |  | 03/04/2020
King of Fans | Hampton Bay | 3580818 | True |  | 4 | Yes | 3709 | 17 | 218 |  |  |  | 9999 | 117 | 85 | [5 empty] | None |  | Federally-Regulated Consumer Product | 08/19/2019 |  | 03/04/2020
King of Fans | Hampton Bay | CF101H-60 | True |  | 4 | Yes | 3709 | 17 | 218 |  |  |  | 9999 | 117 | 85 | [5 empty] | None |  | Federally-Regulated Consumer Product | 08/19/2019 |  | 03/04/2020
King of Fans | Hampton Bay | 26829 | True |  | 4 | Yes | 3709 | 17 | 218 |  |  |  | 9999 | 117 | 85 | [5 empty] | None |  | Federally-Regulated Consumer Product | 08/20/2019 |  | 03/04/2020
King of Fans | Hampton Bay | 52860 | True |  | 4 | Yes | 3709 | 17 | 218 |  |  |  | 9999 | 117 | 85 | [5 empty] | None |  | Federally-Regulated Consumer Product | 08/20/2019 |  | 03/04/2020
King of Fans | Hampton Bay | 52869 | True |  | 4 | Yes | 3709 | 17 | 218 |  |  |  | 9999 | 117 | 85 | [5 empty] | None |  | Federally-Regulated Consumer Product | 08/20/2019 |  | 03/04/2020
Hunter Fan Company | Hunter | 59040 | True |  | 3 | Yes | 1330 | 10 | 133 |  |  |  | 4250 | 64 | 66 | [5 empty] | LED |  | Federally-Regulated Consumer Product | 08/21/2019 |  | 03/04/2020
Hunter Fan Company | Hunter | 59636 | True |  | 3 | Yes | 888 | 7 | 127 |  |  |  | 3230 | 63 | 51 | [5 empty] | LED |  | Federally-Regulated Consumer Product | 08/21/2019 |  | 03/04/2020
Hunter Fan Company | Hunter | 59638 | True |  | 3 | Yes | 1591 | 9 | 177 |  |  |  | 5898 | 78 | 76 | [5 empty] | LED |  | Federally-Regulated Consumer Product | 08/21/2019 |  | 03/04/2020
Hunter Fan Company | Hunter | 59199 | True |  | 3 | Yes | 1263 | 9 | 140 |  |  |  | 4051 | 64 | 63 | [5 empty] | LED |  | Federally-Regulated Consumer Product | 08/21/2019 |  | 03/04/2020
Hunter Fan Company | Hunter | 59186 | True |  | 3 | Yes | 1263 | 9 | 140 |  |  |  | 4051 | 64 | 63 | [5 empty] | LED |  | Federally-Regulated Consumer Product | 08/21/2019 |  | 03/04/2020
Hunter Fan Company | Hunter | 59632 | True |  | 3 | Yes | 1508 | 10 | 151 |  |  |  | 4499 | 64 | 70 | [5 empty] | LED |  | Federally-Regulated Consumer Product | 08/21/2019 |  | 03/04/2020
Hunter Fan Company | Hunter | 59633 | True |  | 3 | Yes | 1325 | 10 | 133 |  |  |  | 5234 | 83 | 63 | [5 empty] | LED |  | Federally-Regulated Consumer Product | 08/21/2019 |  | 03/04/2020
Hunter Fan Company | Hunter | 59637 | True |  | 3 | Yes | 1265 | 11 | 115 |  |  |  | 4592 | 81 | 57 | [5 empty] | LED |  | Federally-Regulated Consumer Product | 08/21/2019 |  | 03/04/2020
Hunter Fan Company | Hunter | 76018 | True |  | V | Yes | 6282 | 6 | 1047 |  |  |  | 22435 | 121 | 185 | [5 empty] | LED |  | Federally-Regulated Consumer Product | 08/23/2019 |  | 03/04/2020
Hunter Fan Company | Hunter | 76019 | True |  | V | Yes | 6282 | 6 | 1047 |  |  |  | 22435 | 121 | 185 | [5 empty] | LED |  | Federally-Regulated Consumer Product | 08/23/2019 |  | 03/04/2020
Hunter Fan Company | Hunter | 76020 | True |  | V | Yes | 6282 | 6 | 1047 |  |  |  | 22435 | 121 | 185 | [5 empty] | LED |  | Federally-Regulated Consumer Product | 08/23/2019 |  | 03/04/2020
Hunter Fan Company | Hunter | 76021 | True |  | V | Yes | 6282 | 6 | 1047 |  |  |  | 22435 | 121 | 185 | [5 empty] | None |  | Federally-Regulated Consumer Product | 08/23/2019 |  | 03/04/2020
Hunter Fan Company | Hunter | 76022 | True |  | V | Yes | 6282 | 6 | 1047 |  |  |  | 22435 | 121 | 185 | [5 empty] | None |  | Federally-Regulated Consumer Product | 08/23/2019 |  | 03/04/2020
Hunter Fan Company | Hunter | 76023 | True |  | V | Yes | 6282 | 6 | 1047 |  |  |  | 22435 | 121 | 185 | [5 empty] | None |  | Federally-Regulated Consumer Product | 08/23/2019 |  | 03/04/2020
Hunter Fan Company | Hunter | 76024 | True |  | V | Yes | 7312 | 8 | 914 |  |  |  | 24901 | 145 | 172 | [5 empty] | LED |  | Federally-Regulated Consumer Product | 08/23/2019 |  | 03/04/2020
Hunter Fan Company | Hunter | 76025 | True |  | V | Yes | 7312 | 8 | 914 |  |  |  | 24901 | 145 | 172 | [5 empty] | LED |  | Federally-Regulated Consumer Product | 08/23/2019 |  | 03/04/2020
Hunter Fan Company | Hunter | 76026 | True |  | V | Yes | 7312 | 8 | 914 |  |  |  | 24901 | 145 | 172 | [5 empty] | LED |  | Federally-Regulated Consumer Product | 08/23/2019 |  | 03/04/2020
Hunter Fan Company | Hunter | 76027 | True |  | V | Yes | 7312 | 8 | 914 |  |  |  | 24901 | 145 | 172 | [5 empty] | None |  | Federally-Regulated Consumer Product | 08/23/2019 |  | 03/04/2020
Hunter Fan Company | Hunter | 76028 | True |  | V | Yes | 7312 | 8 | 914 |  |  |  | 24901 | 145 | 172 | [5 empty] | None |  | Federally-Regulated Consumer Product | 08/23/2019 |  | 03/04/2020
Hunter Fan Company | Hunter | 76029 | True |  | V | Yes | 7312 | 8 | 914 |  |  |  | 24901 | 145 | 172 | [5 empty] | None |  | Federally-Regulated Consumer Product | 08/23/2019 |  | 03/04/2020
King of Fans | Home Decorators Collection | 68-WWD | True |  | 3 | Yes | 4956 | 3 | 1652 |  |  |  | 10770 | 36 | 299 | [5 empty] | LED |  | Federally-Regulated Consumer Product | 08/26/2019 |  | 03/04/2020
Hunter Fan Company | Hunter | 59484 | True |  | 6 | Yes | 1678 | 3 | 559 |  |  |  | 7247 | 49 | 148 | [5 empty] | LED |  | Federally-Regulated Consumer Product | 08/27/2019 |  | 03/04/2020
Hunter Fan Company | Hunter | 59485 | True |  | 6 | Yes | 1678 | 3 | 559 |  |  |  | 7247 | 49 | 148 | [5 empty] | LED |  | Federally-Regulated Consumer Product | 08/27/2019 |  | 03/04/2020
Hunter Fan Company | Hunter | 59486 | True |  | 6 | Yes | 1678 | 3 | 559 |  |  |  | 7247 | 49 | 148 | [5 empty] | LED |  | Federally-Regulated Consumer Product | 08/27/2019 |  | 03/04/2020
Hunter Fan Company | Casablanca | 59470 | True |  | 4 | Yes | 1696 | 10 | 170 |  |  |  | 5928 | 84 | 71 | [5 empty] | LED |  | Federally-Regulated Consumer Product | 08/27/2019 |  | 03/04/2020
Hunter Fan Company | Casablanca | 59471 | True |  | 4 | Yes | 1696 | 10 | 170 |  |  |  | 5928 | 84 | 71 | [5 empty] | LED |  | Federally-Regulated Consumer Product | 08/27/2019 |  | 03/04/2020
Hunter Fan Company | Casablanca | 59472 | True |  | 4 | Yes | 1696 | 10 | 170 |  |  |  | 5928 | 84 | 71 | [5 empty] | LED |  | Federally-Regulated Consumer Product | 08/27/2019 |  | 03/04/2020
Hunter Fan Company | Casablanca | 59571 | True |  | 4 | Yes | 1875 | 12 | 156 |  |  |  | 4880 | 57 | 86 | [5 empty] | LED |  | Federally-Regulated Consumer Product | 08/27/2019 |  | 03/04/2020
Hunter Fan Company | Casablanca | 59572 | True |  | 4 | Yes | 1875 | 12 | 156 |  |  |  | 4880 | 57 | 86 | [5 empty] | LED |  | Federally-Regulated Consumer Product | 08/27/2019 |  | 03/04/2020
Hunter Fan Company | Casablanca | 59573 | True |  | 4 | Yes | 1875 | 12 | 156 |  |  |  | 4880 | 57 | 86 | [5 empty] | LED |  | Federally-Regulated Consumer Product | 08/27/2019 |  | 03/04/2020
Hunter Fan Company | Casablanca | 59568 | True |  | 4 | Yes | 1503 | 13 | 116 |  |  |  | 3553 | 51 | 70 | [5 empty] | LED |  | Federally-Regulated Consumer Product | 08/27/2019 |  | 03/04/2020
Hunter Fan Company | Casablanca | 59569 | True |  | 4 | Yes | 1503 | 13 | 116 |  |  |  | 3553 | 51 | 70 | [5 empty] | LED |  | Federally-Regulated Consumer Product | 08/27/2019 |  | 03/04/2020
Hunter Fan Company | Casablanca | 59570 | True |  | 4 | Yes | 1503 | 13 | 116 |  |  |  | 3553 | 51 | 70 | [5 empty] | LED |  | Federally-Regulated Consumer Product | 08/27/2019 |  | 03/04/2020
Hunter Fan Company | Hunter | 50047 | True |  | 3 | Yes | 1435 | 11 | 130 |  |  |  | 4532 | 65 | 70 | [5 empty] | LED |  | Federally-Regulated Consumer Product | 08/27/2019 |  | 03/04/2020
Hunter Fan Company | Hunter | 50033 | True |  | 3 | Yes | 1145 | 11 | 104 |  |  |  | 3847 | 63 | 61 | [5 empty] | LED |  | Federally-Regulated Consumer Product | 08/27/2019 |  | 03/04/2020
Hunter Fan Company | Hunter | 50030 | True |  | 3 | Yes | 1435 | 10 | 144 |  |  |  | 4298 | 64 | 67 | [5 empty] | LED |  | Federally-Regulated Consumer Product | 08/27/2019 |  | 03/04/2020
Hunter Fan Company | Hunter | 50039 | True |  | 3 | Yes | 1270 | 11 | 115 |  |  |  | 3750 | 65 | 58 | [5 empty] | LED |  | Federally-Regulated Consumer Product | 08/27/2019 |  | 03/04/2020
Hunter Fan Company | Hunter | 50035 | True |  | 3 | Yes | 1243 | 10 | 124 |  |  |  | 4859 | 79 | 62 | [5 empty] | LED |  | Federally-Regulated Consumer Product | 08/27/2019 |  | 03/04/2020
Hunter Fan Company | Hunter | 50110 | True |  | 3 | Yes | 395 | 7 | 56 |  |  |  | 3485 | 63 | 55 | [5 empty] | LED |  | Federally-Regulated Consumer Product | 08/27/2019 |  | 03/04/2020
Hunter Fan Company | Hunter | 50111 | True |  | 3 | Yes | 395 | 7 | 56 |  |  |  | 3485 | 63 | 55 | [5 empty] | LED |  | Federally-Regulated Consumer Product | 08/27/2019 |  | 03/04/2020
Hunter Fan Company | Hunter | 54214 | True |  | 3 | Yes | 1581 | 10 | 158 |  |  |  | 5601 | 79 | 71 | [5 empty] | LED |  | Federally-Regulated Consumer Product | 08/27/2019 |  | 03/04/2020
Hunter Fan Company | Hunter | 54215 | True |  | 3 | Yes | 1581 | 10 | 158 |  |  |  | 5601 | 79 | 71 | [5 empty] | LED |  | Federally-Regulated Consumer Product | 08/27/2019 |  | 03/04/2020
Hunter Fan Company | Hunter | 54211 | True |  | 3 | Yes | 1445 | 10 | 145 |  |  |  | 4399 | 65 | 68 | [5 empty] | LED |  | Federally-Regulated Consumer Product | 08/27/2019 |  | 03/04/2020
Hunter Fan Company | Hunter | 54212 | True |  | 3 | Yes | 1445 | 10 | 145 |  |  |  | 4399 | 65 | 68 | [5 empty] | LED |  | Federally-Regulated Consumer Product | 08/27/2019 |  | 03/04/2020
Hunter Fan Company | Hunter | 50263 | True |  | 3 | Yes | 1379 | 11 | 125 |  |  |  | 4303 | 65 | 66 | [5 empty] | LED |  | Federally-Regulated Consumer Product | 08/27/2019 |  | 03/04/2020
Hunter Fan Company | Hunter | 50264 | True |  | 3 | Yes | 1379 | 11 | 125 |  |  |  | 4303 | 65 | 66 | [5 empty] | LED |  | Federally-Regulated Consumer Product | 08/27/2019 |  | 03/04/2020
Hunter Fan Company | Hunter | 59330 | True |  | 3 | Yes | 1410 | 10 | 141 |  |  |  | 4073 | 64 | 64 | [5 empty] | LED |  | Federally-Regulated Consumer Product | 08/27/2019 |  | 03/04/2020
Hunter Fan Company | Hunter | 59437 | True |  | 3 | Yes | 1344 | 10 | 134 |  |  |  | 4504 | 65 | 69 | [5 empty] | LED |  | Federally-Regulated Consumer Product | 08/27/2019 |  | 03/04/2020
Hunter Fan Company | Hunter | 59618 | True |  | 3 | Yes | 1689 | 9 | 188 |  |  |  | 5374 | 64 | 84 | [5 empty] | None |  | Federally-Regulated Consumer Product | 08/27/2019 |  | 03/04/2020
Hunter Fan Company | Hunter | 59619 | True |  | 3 | Yes | 1689 | 9 | 188 |  |  |  | 5374 | 64 | 84 | [5 empty] | None |  | Federally-Regulated Consumer Product | 08/27/2019 |  | 03/04/2020
Hunter Fan Company | Hunter | 59612 | True |  | 3 | Yes | 2714 | 25 | 109 |  |  |  | 4467 | 63 | 71 | [5 empty] | None |  | Federally-Regulated Consumer Product | 08/27/2019 |  | 03/04/2020
Hunter Fan Company | Hunter | 59613 | True |  | 3 | Yes | 2714 | 25 | 109 |  |  |  | 44647 | 63 | 71 | [5 empty] | None |  | Federally-Regulated Consumer Product | 08/27/2019 |  | 03/04/2020
Hunter Fan Company | Hunter | 59614 | True |  | 3 | Yes | 2714 | 25 | 109 |  |  |  | 4467 | 63 | 71 | [5 empty] | None |  | Federally-Regulated Consumer Product | 08/27/2019 |  | 03/04/2020
Hunter Fan Company | Hunter | 50274 | True |  | 3 | Yes | 425 | 9 | 47 |  |  |  | 3679 | 63 | 58 | [5 empty] | LED |  | Federally-Regulated Consumer Product | 08/27/2019 |  | 03/04/2020
Hunter Fan Company | Hunter | 50282 | True |  | 3 | Yes | 1258 | 11 | 114 |  |  |  | 3768 | 62 | 61 | [5 empty] | LED |  | Federally-Regulated Consumer Product | 08/27/2019 |  | 03/04/2020
Hunter Fan Company | Hunter | 50283 | True |  | 3 | Yes | 1357 | 10 | 136 |  |  |  | 4175 | 63 | 66 | [5 empty] | LED |  | Federally-Regulated Consumer Product | 08/27/2019 |  | 03/04/2020
Hunter Fan Company | Hunter | 50279 | True |  | 3 | Yes | 1474 | 11 | 134 |  |  |  | 5487 | 80 | 69 | [5 empty] | LED |  | Federally-Regulated Consumer Product | 08/27/2019 |  | 03/04/2020
Hunter Fan Company | Hunter | 50280 | True |  | 3 | Yes | 356 | 10 | 36 |  |  |  | 3787 | 63 | 60 | [5 empty] | LED |  | Federally-Regulated Consumer Product | 08/27/2019 |  | 03/04/2020
Hunter Fan Company | Hunter | 50281 | True |  | 3 | Yes | 1474 | 11 | 134 |  |  |  | 5487 | 80 | 69 | [5 empty] | LED |  | Federally-Regulated Consumer Product | 08/27/2019 |  | 03/04/2020
Hunter Fan Company | Hunter | 50278 | True |  | 3 | Yes | 760 | 7 | 109 |  |  |  | 3891 | 63 | 62 | [5 empty] | LED |  | Federally-Regulated Consumer Product | 08/27/2019 |  | 03/04/2020
Hunter Fan Company | Hunter | 53432 | True |  | 3 | Yes | 1345 | 10 | 135 |  |  |  | 4049 | 61 | 66 | [5 empty] | LED |  | Federally-Regulated Consumer Product | 08/27/2019 |  | 03/04/2020
Hunter Fan Company | Hunter | 53433 | True |  | 3 | Yes | 1345 | 10 | 135 |  |  |  | 4049 | 61 | 66 | [5 empty] | LED |  | Federally-Regulated Consumer Product | 08/27/2019 |  | 03/04/2020
Hunter Fan Company | Hunter | 59574 | True |  | 3 | Yes | 1754 | 10 | 175 |  |  |  | 6224 | 80 | 78 | [5 empty] | LED |  | Federally-Regulated Consumer Product | 08/27/2019 |  | 03/04/2020
Hunter Fan Company | Hunter | 59575 | True |  | 3 | Yes | 1754 | 10 | 175 |  |  |  | 6224 | 80 | 78 | [5 empty] | LED |  | Federally-Regulated Consumer Product | 08/27/2019 |  | 03/04/2020
Hunter Fan Company | Hunter | 59653 | True |  | 3 | Yes | 756 | 10 | 76 |  |  |  | 5162 | 81 | 64 | [5 empty] | LED |  | Federally-Regulated Consumer Product | 08/27/2019 |  | 03/04/2020
Hunter Fan Company | Hunter | 52313 | True |  | 3 | Yes | 1261 | 11 | 115 |  |  |  | 3870 | 61 | 63 | [5 empty] | LED |  | Federally-Regulated Consumer Product | 08/27/2019 |  | 03/04/2020
Hunter Fan Company | Hunter | 50275 | True |  | 3 | Yes | 1261 | 11 | 115 |  |  |  | 3870 | 61 | 63 | [5 empty] | LED |  | Federally-Regulated Consumer Product | 08/27/2019 |  | 03/04/2020
Hunter Fan Company | Hunter | 50277 | True |  | 3 | Yes | 1261 | 11 | 115 |  |  |  | 3870 | 61 | 63 | [5 empty] | LED |  | Federally-Regulated Consumer Product | 08/27/2019 |  | 03/04/2020
Hunter Fan Company | Hunter | 50388 | True |  | 3 | Yes | 1344 | 10 | 134 |  |  |  | 4504 | 65 | 69 | [5 empty] | LED |  | Federally-Regulated Consumer Product | 08/27/2019 |  | 03/04/2020
Hunter Fan Company | Hunter | 59337 | True |  | 4 | Yes | 1153 | 2 | 577 |  |  |  | 6019 | 29 | 208 | [5 empty] | LED |  | Federally-Regulated Consumer Product | 08/27/2019 |  | 03/04/2020
Hunter Fan Company | Hunter | 59338 | True |  | 4 | Yes | 1153 | 2 | 577 |  |  |  | 6019 | 29 | 208 | [5 empty] | LED |  | Federally-Regulated Consumer Product | 08/27/2019 |  | 03/04/2020
Hunter Fan Company | Hunter | 50276 | True |  | 3 | Yes | 1410 | 10 | 141 |  |  |  | 4073 | 64 | 64 | [5 empty] | LED |  | Federally-Regulated Consumer Product | 08/27/2019 |  | 03/04/2020
Hunter Fan Company | Hunter | 50250 | True |  | 3 | Yes | 1019 | 7 | 146 |  |  |  | 3986 | 64 | 62 | [5 empty] | LED |  | Federally-Regulated Consumer Product | 08/27/2019 |  | 03/04/2020
Hunter Fan Company | Hunter | 50251 | True |  | 3 | Yes | 1019 | 7 | 146 |  |  |  | 3986 | 64 | 62 | [5 empty] | LED |  | Federally-Regulated Consumer Product | 08/27/2019 |  | 03/04/2020
Hunter Fan Company | Hunter | 55085 | True |  | 3 | Yes | 1750 | 11 | 159 |  |  |  | 5901 | 70 | 84 | [5 empty] | LED |  | Federally-Regulated Consumer Product | 08/27/2019 |  | 03/04/2020
Hunter Fan Company | Hunter | 55086 | True |  | 3 | Yes | 1750 | 11 | 159 |  |  |  | 5901 | 70 | 84 | [5 empty] | LED |  | Federally-Regulated Consumer Product | 08/27/2019 |  | 03/04/2020
Hunter Fan Company | Hunter | 50273 | True |  | 3 | Yes | 1510 | 9 | 168 |  |  |  | 4587 | 64 | 72 | [5 empty] | LED |  | Federally-Regulated Consumer Product | 08/27/2019 |  | 03/04/2020
Hunter Fan Company | Hunter | 50272 | True |  | 3 | Yes | 949 | 7 | 136 |  |  |  | 3946 | 63 | 63 | [5 empty] | LED |  | Federally-Regulated Consumer Product | 08/27/2019 |  | 03/04/2020
Hunter Fan Company | Hunter | 50235 | True |  | 3 | Yes | 1750 | 11 | 159 |  |  |  | 5619 | 73 | 77 | [5 empty] | LED |  | Federally-Regulated Consumer Product | 08/27/2019 |  | 03/04/2020
Hunter Fan Company | Hunter | 50604 | True |  | 3 | Yes | 1750 | 11 | 159 |  |  |  | 5619 | 73 | 77 | [5 empty] | LED |  | Federally-Regulated Consumer Product | 08/27/2019 |  | 03/04/2020
Hunter Fan Company | Hunter | 59621 | True |  | 3 | Yes | 1428 | 9 | 159 |  |  |  | 5863 | 83 | 71 | [5 empty] | LED |  | Federally-Regulated Consumer Product | 08/27/2019 |  | 03/04/2020
Hunter Fan Company | Hunter | 59622 | True |  | 3 | Yes | 1428 | 9 | 159 |  |  |  | 5863 | 83 | 71 | [5 empty] | LED |  | Federally-Regulated Consumer Product | 08/27/2019 |  | 03/04/2020
Hunter Fan Company | Hunter | 50390 | True |  | 3 | Yes | 1232 | 10 | 123 |  |  |  | 5340 | 81 | 66 | [5 empty] | LED |  | Federally-Regulated Consumer Product | 08/27/2019 |  | 03/04/2020
Hunter Fan Company | Hunter | 50391 | True |  | 3 | Yes | 1232 | 10 | 123 |  |  |  | 5340 | 81 | 66 | [5 empty] | LED |  | Federally-Regulated Consumer Product | 08/27/2019 |  | 03/04/2020
Hunter Fan Company | Hunter | 50409 | True |  | 3 | Yes | 1474 | 9 | 164 |  |  |  | 5614 | 81 | 69 | [5 empty] | LED |  | Federally-Regulated Consumer Product | 08/27/2019 |  | 03/04/2020
Hunter Fan Company | Hunter | 50410 | True |  | 3 | Yes | 1474 | 9 | 164 |  |  |  | 5614 | 81 | 69 | [5 empty] | LED |  | Federally-Regulated Consumer Product | 08/27/2019 |  | 03/04/2020
Hunter Fan Company | Hunter | 50405 | True |  | 3 | Yes | 1753 | 10 | 175 |  |  |  | 5735 | 72 | 80 | [5 empty] | LED |  | Federally-Regulated Consumer Product | 08/27/2019 |  | 03/04/2020
Hunter Fan Company | Hunter | 50406 | True |  | 3 | Yes | 1753 | 10 | 175 |  |  |  | 5735 | 72 | 80 | [5 empty] | LED |  | Federally-Regulated Consumer Product | 08/27/2019 |  | 03/04/2020
Hunter Fan Company | Hunter | 50402 | True |  | 3 | Yes | 1576 | 9 | 175 |  |  |  | 5266 | 76 | 69 | [5 empty] | LED |  | Federally-Regulated Consumer Product | 08/27/2019 |  | 03/04/2020
Hunter Fan Company | Hunter | 50403 | True |  | 3 | Yes | 1576 | 9 | 175 |  |  |  | 5266 | 76 | 69 | [5 empty] | LED |  | Federally-Regulated Consumer Product | 08/27/2019 |  | 03/04/2020
Hunter Fan Company | Hunter | 50662 | True |  | 3 | Yes | 829 | 7 | 118 |  |  |  | 4152 | 63 | 66 | [5 empty] | LED |  | Federally-Regulated Consumer Product | 08/27/2019 |  | 03/04/2020
Hunter Fan Company | Hunter | 50178 | True |  | 3 | Yes | 823 | 7 | 118 |  |  |  | 2981 | 50 | 60 | [5 empty] | LED |  | Federally-Regulated Consumer Product | 08/27/2019 |  | 03/04/2020
Hunter Fan Company | Hunter | 53406 | True |  | 3 | Yes | 1537 | 9 | 171 |  |  |  | 4385 | 64 | 69 | [5 empty] | LED |  | Federally-Regulated Consumer Product | 08/27/2019 |  | 03/04/2020
Hunter Fan Company | Hunter | 53407 | True |  | 3 | Yes | 1537 | 9 | 171 |  |  |  | 4385 | 64 | 69 | [5 empty] | LED |  | Federally-Regulated Consumer Product | 08/27/2019 |  | 03/04/2020
Hunter Fan Company | Hunter | 53408 | True |  | 3 | Yes | 1537 | 9 | 171 |  |  |  | 4385 | 64 | 69 | [5 empty] | LED |  | Federally-Regulated Consumer Product | 08/27/2019 |  | 03/04/2020
Hunter Fan Company | Hunter | 53365 | True |  | 3 | Yes | 1537 | 9 | 171 |  |  |  | 4385 | 64 | 69 | [5 empty] | LED |  | Federally-Regulated Consumer Product | 08/27/2019 |  | 03/04/2020
Hunter Fan Company | Hunter | 59039 | True |  | 3 | Yes | 1527 | 11 | 139 |  |  |  | 4306 | 63 | 68 | [5 empty] | LED |  | Federally-Regulated Consumer Product | 08/27/2019 |  | 03/04/2020
Hunter Fan Company | Hunter | 59579 | True |  | 3 | Yes | 1527 | 11 | 139 |  |  |  | 4306 | 63 | 68 | [5 empty] | LED |  | Federally-Regulated Consumer Product | 08/27/2019 |  | 03/04/2020
Hunter Fan Company | Hunter | 59397 | True |  | 6 | Yes | 1098 | 4 | 275 |  |  |  | 8634 | 59 | 146 | [5 empty] | LED |  | Federally-Regulated Consumer Product | 08/27/2019 |  | 03/04/2020
Hunter Fan Company | Hunter | 59398 | True |  | 6 | Yes | 1098 | 4 | 275 |  |  |  | 8634 | 59 | 146 | [5 empty] | LED |  | Federally-Regulated Consumer Product | 08/27/2019 |  | 03/04/2020
Artisan Industrial Co., Ltd. China | Harbor Breeze | 0807420?L1901 | True |  | 3 | Yes | 1534 | 13 | 118 |  |  |  | 3375 | 57 | 59 | [5 empty] | LED |  | Federally-Regulated Consumer Product | 08/29/2019 |  | 03/04/2020
Artisan Industrial Co., Ltd. China | Harbor Breeze | 0883772?L1902 | True |  | 3 | Yes | 2209 | 15 | 147 |  |  |  | 4863 | 56 | 86 | [5 empty] | LED |  | Federally-Regulated Consumer Product | 08/29/2019 |  | 03/04/2020
Artisan Industrial Co., Ltd. China | Harbor Breeze | 0883772 (L1902) | True |  | 3 | Yes | 2209 | 15 | 147 |  |  |  | 4863 | 56 | 86 | [5 empty] | LED |  | Federally-Regulated Consumer Product | 09/04/2019 |  | 03/04/2020
Artisan Industrial Co., Ltd. China | Harbor Breeze | 0807420 (L1901) | True |  | 3 | Yes | 1520 | 13 | 116 |  |  |  | 3356 | 57 | 58 | [5 empty] | LED |  | Federally-Regulated Consumer Product | 09/04/2019 |  | 03/04/2020
Artisan Industrial Co., Ltd. China | Harbor Breeze | 1090752 (L1903) | True |  | 3 | Yes | 2598 | 19 | 136 |  |  |  | 6372 | 90 | 70 | [5 empty] | LED |  | Federally-Regulated Consumer Product | 09/05/2019 |  | 03/04/2020
King of Fans | UN BRAND | 52-LEEWDC | True |  | 3 | Yes | 2491 | 3 | 830 |  |  |  | 5509 | 31 | 178 | [5 empty] | LED |  | Federally-Regulated Consumer Product | 09/06/2019 |  | 03/04/2020
King of Fans | UN BRAND | 311277876 | True |  | 3 | Yes | 2491 | 3 | 830 |  |  |  | 5509 | 31 | 178 | [5 empty] | LED |  | Federally-Regulated Consumer Product | 09/06/2019 |  | 03/04/2020
King of Fans | UN BRAND | 311277877 | True |  | 3 | Yes | 2491 | 3 | 830 |  |  |  | 5509 | 31 | 178 | [5 empty] | LED |  | Federally-Regulated Consumer Product | 09/06/2019 |  | 03/04/2020
King of Fans | UN BRAND | 311277879 | True |  | 3 | Yes | 2491 | 3 | 830 |  |  |  | 5509 | 31 | 178 | [5 empty] | LED |  | Federally-Regulated Consumer Product | 09/06/2019 |  | 03/04/2020
Hunter Fan Company | Hunter | 50181 | True |  | 3 | Yes | 958 | 7 | 137 |  |  |  | 3098 | 49 | 63 | [5 empty] | LED |  | Federally-Regulated Consumer Product | 09/06/2019 |  | 03/04/2020
Hunter Fan Company | Hunter | 50642 | True |  | 3 | Yes | 958 | 7 | 137 |  |  |  | 3098 | 49 | 63 | [5 empty] | LED |  | Federally-Regulated Consumer Product | 09/06/2019 |  | 03/04/2020
Hunter Fan Company | Hunter | 50242 | True |  | 3 | Yes | 1401 | 9 | 156 |  |  |  | 5712 | 72 | 79 | [5 empty] | LED |  | Federally-Regulated Consumer Product | 09/06/2019 |  | 03/04/2020
Hunter Fan Company | Hunter | 50243 | True |  | 3 | Yes | 1401 | 9 | 156 |  |  |  | 5712 | 72 | 79 | [5 empty] | LED |  | Federally-Regulated Consumer Product | 09/06/2019 |  | 03/04/2020
Litex Industries | Harbor Breeze | TG44MBK3D1RC | True |  | 3 | Yes | 1924 | 16 | 120 |  |  |  | 3437 | 42 | 81 | [5 empty] | LED |  | Federally-Regulated Consumer Product | 09/12/2019 |  | 03/04/2020
Litex Industries | Harbor Breeze | WK52NWZ5L | True |  | 3 | Yes | 2569 | 15 | 171 |  |  |  | 5335 | 56 | 95 | [5 empty] | LED |  | Federally-Regulated Consumer Product | 09/12/2019 |  | 03/04/2020
Litex Industries | Harbor Breeze | RLG52WW5L | True |  | 3 | Yes | 1431 | 13 | 110 |  |  |  | 3850 | 65 | 59 | [5 empty] | LED |  | Federally-Regulated Consumer Product | 09/13/2019 |  | 03/04/2020
Litex Industries | Harbor Breeze | RLG52BNK5L | True |  | 3 | Yes | 1431 | 13 | 110 |  |  |  | 3850 | 65 | 59 | [5 empty] | LED |  | Federally-Regulated Consumer Product | 09/13/2019 |  | 03/04/2020
Litex Industries | Harbor Breeze | MZ44BNK3LR | True |  | 3 | Yes | 1274 | 16 | 80 |  |  |  | 2747 | 58 | 47 | [5 empty] | LED |  | Federally-Regulated Consumer Product | 09/13/2019 |  | 03/04/2020
Litex Industries | Harbor Breeze | RLG52NWZ5L | True |  | 3 | Yes | 1431 | 13 | 110 |  |  |  | 3850 | 65 | 59 | [5 empty] | LED |  | Federally-Regulated Consumer Product | 09/13/2019 |  | 03/04/2020
Litex Industries | Harbor Breeze | MZ44ORB3LR | True |  | 3 | Yes | 1274 | 16 | 80 |  |  |  | 2747 | 58 | 47 | [5 empty] | LED |  | Federally-Regulated Consumer Product | 09/13/2019 |  | 03/04/2020
Fanimation | Fanimation | FP7644BN | True |  | 3 | Yes | 1497 | 10 | 150 |  |  |  | 3533 | 44 | 80 | [5 empty] | LED |  | Federally-Regulated Consumer Product | 09/16/2019 |  | 03/04/2020
Fanimation | Fanimation | FP7644BL | True |  | 3 | Yes | 1497 | 10 | 150 |  |  |  | 3533 | 44 | 80 | [5 empty] | LED |  | Federally-Regulated Consumer Product | 09/16/2019 |  | 03/04/2020
Fanimation | Fanimation | FP7644CH | True |  | 3 | Yes | 1497 | 10 | 150 |  |  |  | 3533 | 44 | 80 | [5 empty] | LED |  | Federally-Regulated Consumer Product | 09/16/2019 |  | 03/04/2020
Fanimation | Fanimation | FP7644DZ | True |  | 3 | Yes | 1497 | 10 | 150 |  |  |  | 3533 | 44 | 80 | [5 empty] | LED |  | Federally-Regulated Consumer Product | 09/16/2019 |  | 03/04/2020
Fanimation | Fanimation | FP7644GR | True |  | 3 | Yes | 1497 | 10 | 150 |  |  |  | 3533 | 44 | 80 | [5 empty] | LED |  | Federally-Regulated Consumer Product | 09/16/2019 |  | 03/04/2020
Fanimation | Fanimation | FP7644MW | True |  | 3 | Yes | 1497 | 10 | 150 |  |  |  | 3533 | 44 | 80 | [5 empty] | LED |  | Federally-Regulated Consumer Product | 09/16/2019 |  | 03/04/2020
Fanimation | Fanimation | FP7652BN | True |  | 3 | Yes | 2168 | 14 | 155 |  |  |  | 4738 | 56 | 85 | [5 empty] | LED |  | Federally-Regulated Consumer Product | 09/16/2019 |  | 03/04/2020
Fanimation | Fanimation | FP7652BL | True |  | 3 | Yes | 2168 | 14 | 155 |  |  |  | 4738 | 56 | 85 | [5 empty] | LED |  | Federally-Regulated Consumer Product | 09/16/2019 |  | 03/04/2020
Fanimation | Fanimation | FP7652CH | True |  | 3 | Yes | 2168 | 14 | 155 |  |  |  | 4738 | 56 | 85 | [5 empty] | LED |  | Federally-Regulated Consumer Product | 09/16/2019 |  | 03/04/2020
Fanimation | Fanimation | FP7652DZ | True |  | 3 | Yes | 2168 | 14 | 155 |  |  |  | 4738 | 56 | 85 | [5 empty] | LED |  | Federally-Regulated Consumer Product | 09/16/2019 |  | 03/04/2020
Fanimation | Fanimation | FP7652GR | True |  | 3 | Yes | 2168 | 14 | 155 |  |  |  | 4738 | 56 | 85 | [5 empty] | LED |  | Federally-Regulated Consumer Product | 09/16/2019 |  | 03/04/2020
Fanimation | Fanimation | FP7652MW | True |  | 3 | Yes | 2168 | 14 | 155 |  |  |  | 4738 | 56 | 85 | [5 empty] | LED |  | Federally-Regulated Consumer Product | 09/16/2019 |  | 03/04/2020
Hunter Fan Company | Hunter | 54131 | True |  | 3 | Yes | 1219 | 9 | 135 |  |  |  | 5751 | 80 | 72 | [5 empty] | LED |  | Federally-Regulated Consumer Product | 09/17/2019 |  | 03/04/2020
Air Cool Industrial Co., Ltd. | Home Decorators Collection | YG638(YG638A-BN) | True |  | V | Yes | 2762 | 3 | 921 |  |  |  | 10047 | 49 | 205 | [5 empty] | LED |  | Federally-Regulated Consumer Product | 09/18/2019 |  | 03/04/2020
Air Cool Industrial Co., Ltd. | Hampton Bay | AC-542(AM212-WH) | True |  | 3 | Yes | 1518 | 10 | 152 |  |  |  | 3147 | 49 | 64 | [5 empty] | LED |  | Federally-Regulated Consumer Product | 09/18/2019 |  | 03/04/2020
Air Cool Industrial Co., Ltd. | Hampton Bay | AC-542(AM212-BN) | True |  | 3 | Yes | 1518 | 10 | 152 |  |  |  | 3147 | 49 | 64 | [5 empty] | LED |  | Federally-Regulated Consumer Product | 09/18/2019 |  | 03/04/2020
Air Cool Industrial Co., Ltd. | Hampton Bay | AC-542(AM212-ORB) | True |  | 3 | Yes | 1518 | 10 | 152 |  |  |  | 3147 | 49 | 64 | [5 empty] | LED |  | Federally-Regulated Consumer Product | 09/18/2019 |  | 03/04/2020
Air Cool Industrial Co., Ltd. | Hampton Bay | AC-552(AG524PR-BN) | True |  | 3 | Yes | 1568 | 8 | 196 |  |  |  | 5593 | 78 | 72 | [5 empty] | LED |  | Federally-Regulated Consumer Product | 09/18/2019 |  | 03/04/2020
Air Cool Industrial Co., Ltd. | Hampton Bay | AC-552(AG524PR-FB) | True |  | 3 | Yes | 1568 | 8 | 196 |  |  |  | 5593 | 78 | 72 | [5 empty] | LED |  | Federally-Regulated Consumer Product | 09/18/2019 |  | 03/04/2020
Air Cool Industrial Co., Ltd. | Hampton Bay | AC-552(AG524PR-ORB) | True |  | 3 | Yes | 1568 | 8 | 196 |  |  |  | 5593 | 78 | 72 | [5 empty] | LED |  | Federally-Regulated Consumer Product | 09/18/2019 |  | 03/04/2020
Air Cool Industrial Co., Ltd. | Hampton Bay | AC-552(AG524PR-WH) | True |  | 3 | Yes | 1568 | 8 | 196 |  |  |  | 5593 | 78 | 72 | [5 empty] | LED |  | Federally-Regulated Consumer Product | 09/18/2019 |  | 03/04/2020
Air Cool Industrial Co., Ltd. | Home Decorators Collection | AC-303OD(AC303-NI-MH) | True |  | 3 | Yes | 1670 | 10 | 167 |  |  |  | 4672 | 69 | 68 | [5 empty] | LED |  | Federally-Regulated Consumer Product | 09/18/2019 |  | 03/04/2020
Air Cool Industrial Co., Ltd. | Home Decorators Collection | AC-552A(YG446-BN) | True |  | 3 | Yes | 2449 | 13 | 188 |  |  |  | 6499 | 61 | 107 | [5 empty] | LED |  | Federally-Regulated Consumer Product | 09/18/2019 |  | 03/04/2020
Air Cool Industrial Co., Ltd. | Home Decorators Collection | YG522(YG522-BN) | True |  | 3 | Yes | 2140 | 13 | 165 |  |  |  | 5402 | 62 | 87 | [5 empty] | LED |  | Federally-Regulated Consumer Product | 09/18/2019 |  | 03/04/2020
Air Cool Industrial Co., Ltd. | Home Decorators Collection | AC-552A(YG525-BN) | True |  | 3 | Yes | 2120 | 14 | 151 |  |  |  | 5146 | 58 | 89 | [5 empty] | LED |  | Federally-Regulated Consumer Product | 09/18/2019 |  | 03/04/2020
Air Cool Industrial Co., Ltd. | Home Decorators Collection | YG528OD(YG528-EB) | True |  | V | Yes | 2278 | 13 | 175 |  |  |  | 9333 | 101 | 92 | [5 empty] | LED |  | Federally-Regulated Consumer Product | 09/18/2019 |  | 03/04/2020
Air Cool Industrial Co., Ltd. | Home Decorators Collection | YG528OD(YG528-BN) | True |  | V | Yes | 2278 | 13 | 175 |  |  |  | 9333 | 101 | 92 | [5 empty] | LED |  | Federally-Regulated Consumer Product | 09/18/2019 |  | 03/04/2020
Air Cool Industrial Co., Ltd. | Home Decorators Collection | YG528OD(YG528-NI) | True |  | V | Yes | 2278 | 13 | 175 |  |  |  | 9333 | 101 | 92 | [5 empty] | LED |  | Federally-Regulated Consumer Product | 09/18/2019 |  | 03/04/2020
Air Cool Industrial Co., Ltd. | Home Decorators Collection | YG528OD(YG528-WH) | True |  | V | Yes | 2278 | 13 | 175 |  |  |  | 9333 | 101 | 92 | [5 empty] | LED |  | Federally-Regulated Consumer Product | 09/18/2019 |  | 03/04/2020
Air Cool Industrial Co., Ltd. | Home Decorators Collection | YG-475OD(YG475-WH) | True |  | 3 | Yes | 4016 | 21 | 191 |  |  |  | 9755 | 90 | 108 | [5 empty] | LED |  | Federally-Regulated Consumer Product | 09/18/2019 |  | 03/04/2020
Air Cool Industrial Co., Ltd. | Home Decorators Collection | YG-475OD(YG475-BN) | True |  | 3 | Yes | 4016 | 21 | 191 |  |  |  | 9755 | 90 | 108 | [5 empty] | LED |  | Federally-Regulated Consumer Product | 09/18/2019 |  | 03/04/2020
Air Cool Industrial Co., Ltd. | Home Decorators Collection | YG-475OD(YG475-NI) | True |  | 3 | Yes | 4016 | 21 | 191 |  |  |  | 9755 | 90 | 108 | [5 empty] | LED |  | Federally-Regulated Consumer Product | 09/18/2019 |  | 03/04/2020
Air Cool Industrial Co., Ltd. | Home Decorators Collection | AC-552DL(YG671-BN) | True |  | 3 | Yes | 1591 | 16 | 99 |  |  |  | 3336 | 56 | 60 | [5 empty] | LED |  | Federally-Regulated Consumer Product | 09/18/2019 |  | 03/04/2020
Air Cool Industrial Co., Ltd. | Home Decorators Collection | AC-552DL(YG671-EB) | True |  | 3 | Yes | 1591 | 16 | 99 |  |  |  | 3336 | 56 | 60 | [5 empty] | LED |  | Federally-Regulated Consumer Product | 09/18/2019 |  | 03/04/2020
Air Cool Industrial Co., Ltd. | Home Decorators Collection | AG-637OD(AM127-NI) | True |  | 3 | Yes | 1574 | 11 | 143 |  |  |  | 4475 | 65 | 69 | [5 empty] | LED |  | Federally-Regulated Consumer Product | 09/18/2019 |  | 03/04/2020
Air Cool Industrial Co., Ltd. | Home Decorators Collection | YG583(YG583-BN) | True |  | V | Yes | 1853 | 9 | 206 |  |  |  | 5183 | 48 | 108 | [5 empty] | LED |  | Federally-Regulated Consumer Product | 09/18/2019 |  | 03/04/2020
Air Cool Industrial Co., Ltd. | Home Decorators Collection | YG583(YG583-WH) | True |  | V | Yes | 1853 | 9 | 206 |  |  |  | 5183 | 48 | 108 | [5 empty] | LED |  | Federally-Regulated Consumer Product | 09/18/2019 |  | 03/04/2020
Air Cool Industrial Co., Ltd. | Home Decorators Collection | YG439(YG439-BN) | True |  | V | Yes | 2129 | 3 | 710 |  |  |  | 7927 | 34 | 233 | [5 empty] | LED |  | Federally-Regulated Consumer Product | 09/18/2019 |  | 03/04/2020
Air Cool Industrial Co., Ltd. | Home Decorators Collection | YG638(YG638-BN) | True |  | V | Yes | 2762 | 3 | 921 |  |  |  | 10047 | 49 | 205 | [5 empty] | LED |  | Federally-Regulated Consumer Product | 09/18/2019 |  | 03/04/2020
Hunter Fan Company | Hunter | 50636 | True |  | 3 | Yes | 1813 | 10 | 181 |  |  |  | 6814 | 82 | 83 | [5 empty] | LED |  | Federally-Regulated Consumer Product | 09/24/2019 |  | 03/04/2020
Hunter Fan Company | Hunter | 50637 | True |  | 3 | Yes | 1813 | 10 | 181 |  |  |  | 6814 | 82 | 83 | [5 empty] | LED |  | Federally-Regulated Consumer Product | 09/24/2019 |  | 03/04/2020
Pan Air Electric Co., Ltd. | Vento | J-00064 | True |  | 3 | Yes | 1469 | 4 | 367 |  |  |  | 5566 | 31 | 180 | [5 empty] | LED |  | Federally-Regulated Consumer Product | 09/24/2019 |  | 03/04/2020
Pan Air Electric Co., Ltd. | Vento | K-00029 | True |  | 3 | Yes | 1469 | 4 | 367 |  |  |  | 5566 | 31 | 180 | [5 empty] | LED |  | Federally-Regulated Consumer Product | 09/24/2019 |  | 03/04/2020
Pan Air Electric Co., Ltd. | Vento | G-00029 | True |  | 3 | Yes | 1469 | 4 | 367 |  |  |  | 5566 | 31 | 180 | [5 empty] | LED |  | Federally-Regulated Consumer Product | 09/24/2019 |  | 03/04/2020
Fanim Industries | Fanimation Studio Collection | LP8076BLBL | True |  | 3 | Yes | 837 | 16 | 52 |  |  |  | 1175 | 31 | 38 | [5 empty] | LED |  | Federally-Regulated Consumer Product | 10/01/2019 |  | 03/04/2020
Fanim Industries | Fanimation Studio Collection | LP8076BLBN | True |  | 3 | Yes | 837 | 16 | 52 |  |  |  | 1175 | 31 | 38 | [5 empty] | LED |  | Federally-Regulated Consumer Product | 10/01/2019 |  | 03/04/2020
Fanim Industries | Fanimation Studio Collection | LP8076BLGR | True |  | 3 | Yes | 837 | 16 | 52 |  |  |  | 1175 | 31 | 38 | [5 empty] | LED |  | Federally-Regulated Consumer Product | 10/01/2019 |  | 03/04/2020
HKC - Hong Kong China Electric Appliance | Harbor Breeze | 1461034 | True |  | 3 | Yes | 300 | 9 | 33 |  |  |  | 3104 | 69 | 44 | [5 empty] | LED |  | Federally-Regulated Consumer Product | 10/01/2019 |  | 03/04/2020
HKC - Hong Kong China Electric Appliance | Harbor Breeze | 1461035 | True |  | 3 | Yes | 300 | 9 | 33 |  |  |  | 3104 | 69 | 44 | [5 empty] | LED |  | Federally-Regulated Consumer Product | 10/01/2019 |  | 03/04/2020
HKC - Hong Kong China Electric Appliance | Harbor Breeze | 1461038 | True |  | 3 | Yes | 1467 | 10 | 146 |  |  |  | 3895 | 55 | 70 | [5 empty] | LED |  | Federally-Regulated Consumer Product | 10/01/2019 |  | 03/04/2020
HKC - Hong Kong China Electric Appliance | Harbor Breeze | 883775 | True |  | 3 | Yes | 1598 | 10 | 159 |  |  |  | 4560 | 57 | 80 | [5 empty] | LED |  | Federally-Regulated Consumer Product | 10/01/2019 |  | 03/04/2020
HKC - Hong Kong China Electric Appliance | Harbor Breeze | 747604 | True |  | 3 | Yes | 1801 | 12 | 150 |  |  |  | 4802 | 56 | 85 | [5 empty] | LED |  | Federally-Regulated Consumer Product | 10/01/2019 |  | 03/04/2020
HKC - Hong Kong China Electric Appliance | Harbor Breeze | 747603 | True |  | 3 | Yes | 1801 | 12 | 150 |  |  |  | 4802 | 52 | 85 | [5 empty] | LED |  | Federally-Regulated Consumer Product | 10/01/2019 |  | 03/04/2020
King of Fans | Hampton Bay | 3572982 | True |  | 3 | Yes | 2333 | 13 | 179 |  |  |  | 5023 | 56 | 90 | [5 empty] | None |  | Federally-Regulated Consumer Product | 10/03/2019 |  | 03/04/2020
King of Fans | Hampton Bay | 3572983 | True |  | 3 | Yes | 2333 | 13 | 179 |  |  |  | 5023 | 56 | 90 | [5 empty] | None |  | Federally-Regulated Consumer Product | 10/03/2019 |  | 03/04/2020
King of Fans | Hampton Bay | 51716 | True |  | 3 | Yes | 2333 | 13 | 179 |  |  |  | 5023 | 56 | 90 | [5 empty] | None |  | Federally-Regulated Consumer Product | 10/03/2019 |  | 03/04/2020
King of Fans | Hampton Bay | 51717 | True |  | 3 | Yes | 2333 | 13 | 179 |  |  |  | 5023 | 56 | 90 | [5 empty] | None |  | Federally-Regulated Consumer Product | 10/03/2019 |  | 03/04/2020
King of Fans | Hampton Bay | 51718 | True |  | 3 | Yes | 2333 | 13 | 179 |  |  |  | 5023 | 56 | 90 | [5 empty] | None |  | Federally-Regulated Consumer Product | 10/03/2019 |  | 03/04/2020
King of Fans | Hampton Bay | 51719 | True |  | 3 | Yes | 2333 | 13 | 179 |  |  |  | 5023 | 56 | 90 | [5 empty] | None |  | Federally-Regulated Consumer Product | 10/03/2019 |  | 03/04/2020
King of Fans | Hampton Bay | 52-NORD | True |  | 3 | Yes | 2333 | 13 | 179 |  |  |  | 5023 | 56 | 90 | [5 empty] | None |  | Federally-Regulated Consumer Product | 10/03/2019 |  | 03/04/2020
King of Fans | Hampton Bay | 91113 | True |  | 3 | Yes | 1342 | 10 | 134 |  |  |  | 5067 | 62 | 82 | [5 empty] | LED |  | Federally-Regulated Consumer Product | 10/03/2019 |  | 03/04/2020
King of Fans | Hampton Bay | 91191 | True |  | 3 | Yes | 1342 | 10 | 134 |  |  |  | 5067 | 62 | 82 | [5 empty] | LED |  | Federally-Regulated Consumer Product | 10/03/2019 |  | 03/04/2020
King of Fans | Hampton Bay | 91884 | True |  | 3 | Yes | 1544 | 11 | 140 |  |  |  | 3904 | 60 | 65 | [5 empty] | None |  | Federally-Regulated Consumer Product | 10/03/2019 |  | 03/04/2020
King of Fans | Hampton Bay | 91882 | True |  | 3 | Yes | 1544 | 11 | 140 |  |  |  | 3904 | 60 | 65 | [5 empty] | None |  | Federally-Regulated Consumer Product | 10/03/2019 |  | 03/04/2020
King of Fans | Hampton Bay | 91885 | True |  | 3 | Yes | 1544 | 11 | 140 |  |  |  | 3904 | 60 | 65 | [5 empty] | None |  | Federally-Regulated Consumer Product | 10/03/2019 |  | 03/04/2020
King of Fans | Hampton Bay | 52-CCT | True |  | 3 | Yes | 1342 | 10 | 134 |  |  |  | 5067 | 62 | 82 | [5 empty] | LED |  | Federally-Regulated Consumer Product | 10/03/2019 |  | 03/04/2020
King of Fans | Hampton Bay | 48-LG | True |  | 3 | Yes | 1544 | 11 | 140 |  |  |  | 3904 | 60 | 65 | [5 empty] | None |  | Federally-Regulated Consumer Product | 10/03/2019 |  | 03/04/2020
HKC - Hong Kong China Electric Appliance | Harbor Breeze | 1461048 | True |  | 3 | Yes | 1621 | 11 | 147 |  |  |  | 4045 | 55 | 73 | [5 empty] | LED |  | Federally-Regulated Consumer Product | 10/08/2019 |  | 03/04/2020
Fanim Industries | Fanimation Studio Collection | LP7653LBNCDW | True |  | 3 | Yes | 1886 | 11 | 171 |  |  |  | 4737 | 54 | 88 | [5 empty] | LED |  | Federally-Regulated Consumer Product | 10/08/2019 |  | 03/04/2020
Fanim Industries | Fanimation Studio Collection | LP7653LBNBB | True |  | 3 | Yes | 1886 | 11 | 171 |  |  |  | 4737 | 54 | 88 | [5 empty] | LED |  | Federally-Regulated Consumer Product | 10/08/2019 |  | 03/04/2020
Fanim Industries | Fanimation Studio Collection | LP7653LAZ | True |  | 3 | Yes | 1886 | 11 | 171 |  |  |  | 4737 | 54 | 88 | [5 empty] | LED |  | Federally-Regulated Consumer Product | 10/08/2019 |  | 03/04/2020
Fanim Industries | Fanimation Studio Collection | LP7653LMW | True |  | 3 | Yes | 1886 | 11 | 171 |  |  |  | 4737 | 54 | 88 | [5 empty] | LED |  | Federally-Regulated Consumer Product | 10/08/2019 |  | 03/04/2020
Fanim Industries | Fanimation Studio Collection | LP7653LGR | True |  | 3 | Yes | 1886 | 11 | 171 |  |  |  | 4737 | 54 | 88 | [5 empty] | LED |  | Federally-Regulated Consumer Product | 10/08/2019 |  | 03/04/2020
Fanim Industries | Fanimation Studio Collection | LP7653LBL | True |  | 3 | Yes | 1886 | 11 | 171 |  |  |  | 4737 | 54 | 88 | [5 empty] | LED |  | Federally-Regulated Consumer Product | 10/08/2019 |  | 03/04/2020
Fanim Industries | Fanimation Studio Collection | LP7654LBNCDW | True |  | 3 | Yes | 2404 | 11 | 219 |  |  |  | 5596 | 64 | 87 | [5 empty] | LED |  | Federally-Regulated Consumer Product | 10/08/2019 |  | 03/04/2020
Fanim Industries | Fanimation Studio Collection | LP7654LBNBB | True |  | 3 | Yes | 2404 | 11 | 219 |  |  |  | 5596 | 64 | 87 | [5 empty] | LED |  | Federally-Regulated Consumer Product | 10/08/2019 |  | 03/04/2020
Fanim Industries | Fanimation Studio Collection | LP7654LAZ | True |  | 3 | Yes | 2404 | 11 | 219 |  |  |  | 5596 | 64 | 87 | [5 empty] | LED |  | Federally-Regulated Consumer Product | 10/08/2019 |  | 03/04/2020
Fanim Industries | Fanimation Studio Collection | LP7654LMW | True |  | 3 | Yes | 2404 | 11 | 219 |  |  |  | 5596 | 64 | 87 | [5 empty] | LED |  | Federally-Regulated Consumer Product | 10/08/2019 |  | 03/04/2020
Fanim Industries | Fanimation Studio Collection | LP7654LGR | True |  | 3 | Yes | 2404 | 11 | 219 |  |  |  | 5596 | 64 | 87 | [5 empty] | LED |  | Federally-Regulated Consumer Product | 10/08/2019 |  | 03/04/2020
Fanim Industries | Fanimation Studio Collection | LP7654LBL | True |  | 3 | Yes | 2404 | 11 | 219 |  |  |  | 5596 | 64 | 87 | [5 empty] | LED |  | Federally-Regulated Consumer Product | 10/08/2019 |  | 03/04/2020
HKC - Hong Kong China Electric Appliance | Harbor Breeze | 807248 | True |  | 3 | Yes | 2374 | 11 | 215 |  |  |  | 4924 | 55 | 89 | [5 empty] | LED |  | Federally-Regulated Consumer Product | 10/09/2019 |  | 03/04/2020
Westinghouse Lighting | Westinghouse | 72215 | True |  | 3 | Yes | 1359 | 31 | 44 |  |  |  | 2897 | 53 | 55 | [5 empty] | LED |  | Federally-Regulated Consumer Product | 10/10/2019 |  | 03/04/2020
Westinghouse Lighting | Westinghouse | 72216 | True |  | 3 | Yes | 1359 | 31 | 44 |  |  |  | 2897 | 53 | 55 | [5 empty] | LED |  | Federally-Regulated Consumer Product | 10/10/2019 |  | 03/04/2020
Westinghouse Lighting | Westinghouse | 72225 | True |  | 3 | Yes | 1359 | 31 | 44 |  |  |  | 2897 | 53 | 55 | [5 empty] | LED |  | Federally-Regulated Consumer Product | 10/10/2019 |  | 03/04/2020
Westinghouse Lighting | Westinghouse | 72230 | True |  | 3 | Yes | 2131 | 15 | 142 |  |  |  | 4698 | 50 | 94 | [5 empty] | LED |  | Federally-Regulated Consumer Product | 10/10/2019 |  | 03/04/2020
Westinghouse Lighting | Westinghouse | 72231 | True |  | 3 | Yes | 1859 | 15 | 124 |  |  |  | 4013 | 58 | 69 | [5 empty] | LED |  | Federally-Regulated Consumer Product | 10/10/2019 |  | 03/04/2020
Westinghouse Lighting | Westinghouse | 72236 | True |  | 3 | Yes | 1017 | 11 | 92 |  |  |  | 2132 | 39 | 55 | [5 empty] | LED |  | Federally-Regulated Consumer Product | 10/10/2019 |  | 03/04/2020
Westinghouse Lighting | Westinghouse | 72238 | True |  | 3 | Yes | 1970 | 15 | 131 |  |  |  | 4478 | 58 | 77 | [5 empty] | LED |  | Federally-Regulated Consumer Product | 10/10/2019 |  | 03/04/2020
Westinghouse Lighting | Westinghouse | 72240 | True |  | 3 | Yes | 1035 | 12 | 86 |  |  |  | 2267 | 45 | 50 | [5 empty] | LED |  | Federally-Regulated Consumer Product | 10/10/2019 |  | 03/04/2020
Westinghouse Lighting | Westinghouse | 72241 | True |  | 3 | Yes | 817 | 19 | 43 |  |  |  | 1816 | 34 | 53 | [5 empty] | LED |  | Federally-Regulated Consumer Product | 10/10/2019 |  | 03/04/2020
Westinghouse Lighting | Westinghouse | 72242 | True |  | 3 | Yes | 1250 | 12 | 104 |  |  |  | 3589 | 63 | 57 | [5 empty] | LED |  | Federally-Regulated Consumer Product | 10/10/2019 |  | 03/04/2020
Westinghouse Lighting | Westinghouse | 72244 | True |  | 3 | Yes | 1767 | 13 | 136 |  |  |  | 3713 | 51 | 73 | [5 empty] | LED |  | Federally-Regulated Consumer Product | 10/10/2019 |  | 03/04/2020
Westinghouse Lighting | Westinghouse | 72246 | True |  | 3 | Yes | 631 | 12 | 53 |  |  |  | 1259 | 30 | 42 | [5 empty] | LED |  | Federally-Regulated Consumer Product | 10/10/2019 |  | 03/04/2020
Westinghouse Lighting | Westinghouse | 72247 | True |  | 3 | Yes | 631 | 12 | 53 |  |  |  | 1259 | 30 | 42 | [5 empty] | LED |  | Federally-Regulated Consumer Product | 10/10/2019 |  | 03/04/2020
Westinghouse Lighting | Westinghouse | 72301 | True |  | 3 | Yes | 1989 | 13 | 153 |  |  |  | 4592 | 58 | 79 | [5 empty] | LED |  | Federally-Regulated Consumer Product | 10/10/2019 |  | 03/04/2020
Westinghouse Lighting | Westinghouse | 72302 | True |  | 3 | Yes | 1989 | 13 | 153 |  |  |  | 4592 | 58 | 79 | [5 empty] | LED |  | Federally-Regulated Consumer Product | 10/10/2019 |  | 03/04/2020
Westinghouse Lighting | Westinghouse | 72303 | True |  | 3 | Yes | 1078 | 17 | 63 |  |  |  | 2353 | 43 | 55 | [5 empty] | LED |  | Federally-Regulated Consumer Product | 10/10/2019 |  | 03/04/2020
Westinghouse Lighting | Westinghouse | 72304 | True |  | 3 | Yes | 1182 | 29 | 41 |  |  |  | 2788 | 50 | 56 | [5 empty] | LED |  | Federally-Regulated Consumer Product | 10/10/2019 |  | 03/04/2020
Westinghouse Lighting | Westinghouse | 72305 | True |  | 3 | Yes | 1182 | 29 | 41 |  |  |  | 2788 | 50 | 56 | [5 empty] | LED |  | Federally-Regulated Consumer Product | 10/10/2019 |  | 03/04/2020
Westinghouse Lighting | Westinghouse | 72306 | True |  | 3 | Yes | 1895 | 13 | 146 |  |  |  | 4448 | 65 | 68 | [5 empty] | LED |  | Federally-Regulated Consumer Product | 10/10/2019 |  | 03/04/2020
Westinghouse Lighting | Westinghouse | 72307 | True |  | 3 | Yes | 1086 | 12 | 91 |  |  |  | 2146 | 41 | 52 | [5 empty] | LED |  | Federally-Regulated Consumer Product | 10/10/2019 |  | 03/04/2020
Westinghouse Lighting | Westinghouse | 72308 | True |  | 3 | Yes | 1086 | 12 | 91 |  |  |  | 2146 | 41 | 52 | [5 empty] | LED |  | Federally-Regulated Consumer Product | 10/10/2019 |  | 03/04/2020
Westinghouse Lighting | Westinghouse | 72309 | True |  | 3 | Yes | 1431 | 13 | 110 |  |  |  | 2812 | 47 | 60 | [5 empty] | LED |  | Federally-Regulated Consumer Product | 10/10/2019 |  | 03/04/2020
Westinghouse Lighting | Westinghouse | 72310 | True |  | 3 | Yes | 1431 | 13 | 110 |  |  |  | 2812 | 47 | 60 | [5 empty] | LED |  | Federally-Regulated Consumer Product | 10/10/2019 |  | 03/04/2020
Westinghouse Lighting | Westinghouse | 72311 | True |  | 4 | Yes | 1847 | 12 | 154 |  |  |  | 4611 | 56 | 82 | [5 empty] | LED |  | Federally-Regulated Consumer Product | 10/10/2019 |  | 03/04/2020
Westinghouse Lighting | Westinghouse | 72312 | True |  | 3 | Yes | 1431 | 13 | 110 |  |  |  | 2812 | 47 | 60 | [5 empty] | LED |  | Federally-Regulated Consumer Product | 10/10/2019 |  | 03/04/2020
Westinghouse Lighting | Westinghouse | 72313 | True |  | 3 | Yes | 1418 | 13 | 109 |  |  |  | 2950 | 47 | 63 | [5 empty] | LED |  | Federally-Regulated Consumer Product | 10/10/2019 |  | 03/04/2020
Westinghouse Lighting | Westinghouse | 72314 | True |  | 3 | Yes | 1418 | 13 | 109 |  |  |  | 2950 | 47 | 63 | [5 empty] | LED |  | Federally-Regulated Consumer Product | 10/10/2019 |  | 03/04/2020
Westinghouse Lighting | Westinghouse | 72315 | True |  | 3 | Yes | 1418 | 13 | 109 |  |  |  | 2950 | 47 | 63 | [5 empty] | LED |  | Federally-Regulated Consumer Product | 10/10/2019 |  | 03/04/2020
Westinghouse Lighting | Westinghouse | 72317 | True |  | 3 | Yes | 1086 | 12 | 91 |  |  |  | 2146 | 41 | 52 | [5 empty] | LED |  | Federally-Regulated Consumer Product | 10/10/2019 |  | 03/04/2020
Westinghouse Lighting | Westinghouse | 72319 | True |  | 3 | Yes | 1418 | 13 | 109 |  |  |  | 2950 | 47 | 63 | [5 empty] | LED |  | Federally-Regulated Consumer Product | 10/10/2019 |  | 03/04/2020
Westinghouse Lighting | Westinghouse | 72320 | True |  | 3 | Yes | 2011 | 15 | 134 |  |  |  | 4297 | 61 | 70 | [5 empty] | LED |  | Federally-Regulated Consumer Product | 10/10/2019 |  | 03/04/2020
Westinghouse Lighting | Westinghouse | 72321 | True |  | 3 | Yes | 2011 | 15 | 134 |  |  |  | 4297 | 61 | 70 | [5 empty] | LED |  | Federally-Regulated Consumer Product | 10/10/2019 |  | 03/04/2020
Westinghouse Lighting | Westinghouse | 72322 | True |  | 3 | Yes | 2011 | 15 | 134 |  |  |  | 4297 | 61 | 70 | [5 empty] | LED |  | Federally-Regulated Consumer Product | 10/10/2019 |  | 03/04/2020
Westinghouse Lighting | Westinghouse | 72323 | True |  | 3 | Yes | 2011 | 15 | 134 |  |  |  | 4297 | 61 | 70 | [5 empty] | LED |  | Federally-Regulated Consumer Product | 10/10/2019 |  | 03/04/2020
Westinghouse Lighting | Westinghouse | 72324 | True |  | 3 | Yes | 2011 | 15 | 134 |  |  |  | 4297 | 61 | 70 | [5 empty] | LED |  | Federally-Regulated Consumer Product | 10/10/2019 |  | 03/04/2020
Westinghouse Lighting | Westinghouse | 72325 | True |  | 3 | Yes | 1155 | 29 | 40 |  |  |  | 2510 | 49 | 51 | [5 empty] | LED |  | Federally-Regulated Consumer Product | 10/10/2019 |  | 03/04/2020
Westinghouse Lighting | Westinghouse | 72328 | True |  | 3 | Yes | 728 | 12 | 61 |  |  |  | 1342 | 29 | 46 | [5 empty] | LED |  | Federally-Regulated Consumer Product | 10/10/2019 |  | 03/04/2020
Westinghouse Lighting | Westinghouse | 72330 | True |  | 3 | Yes | 817 | 19 | 43 |  |  |  | 1816 | 34 | 53 | [5 empty] | LED |  | Federally-Regulated Consumer Product | 10/10/2019 |  | 03/04/2020
Westinghouse Lighting | Westinghouse | 72331 | True |  | 3 | Yes | 1859 | 15 | 124 |  |  |  | 4013 | 58 | 69 | [5 empty] | LED |  | Federally-Regulated Consumer Product | 10/10/2019 |  | 03/04/2020
Westinghouse Lighting | Westinghouse | 72333 | True |  | 3 | Yes | 817 | 19 | 43 |  |  |  | 1816 | 34 | 53 | [5 empty] | LED |  | Federally-Regulated Consumer Product | 10/10/2019 |  | 03/04/2020
Westinghouse Lighting | Westinghouse | 72334 | True |  | 3 | Yes | 1960 | 14 | 140 |  |  |  | 4522 | 56 | 81 | [5 empty] | LED |  | Federally-Regulated Consumer Product | 10/10/2019 |  | 03/04/2020
Westinghouse Lighting | Westinghouse | 72336 | True |  | 3 | Yes | 1250 | 12 | 104 |  |  |  | 3589 | 63 | 57 | [5 empty] | LED |  | Federally-Regulated Consumer Product | 10/10/2019 |  | 03/04/2020
Westinghouse Lighting | Westinghouse | 72337 | True |  | 3 | Yes | 1797 | 14 | 128 |  |  |  | 4036 | 58 | 70 | [5 empty] | LED |  | Federally-Regulated Consumer Product | 10/10/2019 |  | 03/04/2020
Westinghouse Lighting | Westinghouse | 72338 | True |  | 3 | Yes | 1797 | 14 | 128 |  |  |  | 4036 | 58 | 70 | [5 empty] | LED |  | Federally-Regulated Consumer Product | 10/10/2019 |  | 03/04/2020
Westinghouse Lighting | Westinghouse | 72339 | True |  | 3 | Yes | 1956 | 14 | 140 |  |  |  | 4467 | 60 | 74 | [5 empty] | LED |  | Federally-Regulated Consumer Product | 10/10/2019 |  | 03/04/2020
Westinghouse Lighting | Westinghouse | 72340 | True |  | 3 | Yes | 1552 | 14 | 111 |  |  |  | 2763 | 47 | 59 | [5 empty] | LED |  | Federally-Regulated Consumer Product | 10/10/2019 |  | 03/04/2020
Westinghouse Lighting | Westinghouse | 72341 | True |  | 3 | Yes | 1250 | 12 | 104 |  |  |  | 3589 | 63 | 57 | [5 empty] | LED |  | Federally-Regulated Consumer Product | 10/10/2019 |  | 03/04/2020
Westinghouse Lighting | Westinghouse | 72344 | True |  | 3 | Yes | 1035 | 12 | 86 |  |  |  | 2267 | 45 | 50 | [5 empty] | LED |  | Federally-Regulated Consumer Product | 10/10/2019 |  | 03/04/2020
Westinghouse Lighting | Westinghouse | 72347 | True |  | 3 | Yes | 1035 | 12 | 86 |  |  |  | 2267 | 45 | 50 | [5 empty] | LED |  | Federally-Regulated Consumer Product | 10/10/2019 |  | 03/04/2020
Westinghouse Lighting | Westinghouse | 72349 | True |  | 3 | Yes | 1520 | 15 | 101 |  |  |  | 3657 | 59 | 62 | [5 empty] | LED |  | Federally-Regulated Consumer Product | 10/10/2019 |  | 03/04/2020
Westinghouse Lighting | Westinghouse | 72351 | True |  | 3 | Yes | 1482 | 14 | 106 |  |  |  | 3875 | 57 | 68 | [5 empty] | LED |  | Federally-Regulated Consumer Product | 10/10/2019 |  | 03/04/2020
Westinghouse Lighting | Westinghouse | 72353 | True |  | 3 | Yes | 1552 | 14 | 111 |  |  |  | 2763 | 47 | 59 | [5 empty] | LED |  | Federally-Regulated Consumer Product | 10/10/2019 |  | 03/04/2020
Westinghouse Lighting | Westinghouse | 72354 | True |  | 3 | Yes | 1622 | 14 | 116 |  |  |  | 3132 | 49 | 64 | [5 empty] | LED |  | Federally-Regulated Consumer Product | 10/10/2019 |  | 03/04/2020
Westinghouse Lighting | Westinghouse | 72357 | True |  | 3 | Yes | 1814 | 13 | 140 |  |  |  | 4042 | 61 | 66 | [5 empty] | LED |  | Federally-Regulated Consumer Product | 10/10/2019 |  | 03/04/2020
Westinghouse Lighting | Westinghouse | 72358 | True |  | 3 | Yes | 1145 | 8 | 143 |  |  |  | 3287 | 53 | 62 | [5 empty] | LED |  | Federally-Regulated Consumer Product | 10/10/2019 |  | 03/04/2020
Westinghouse Lighting | Westinghouse | 72359 | True |  | 3 | Yes | 1546 | 10 | 155 |  |  |  | 4259 | 66 | 65 | [5 empty] | LED |  | Federally-Regulated Consumer Product | 10/10/2019 |  | 03/04/2020
Westinghouse Lighting | Westinghouse | 72362 | True |  | 3 | Yes | 1805 | 15 | 120 |  |  |  | 3983 | 50 | 80 | [5 empty] | LED |  | Federally-Regulated Consumer Product | 10/10/2019 |  | 03/04/2020
Westinghouse Lighting | Westinghouse | 72364 | True |  | 3 | Yes | 1797 | 14 | 128 |  |  |  | 4036 | 58 | 70 | [5 empty] | LED |  | Federally-Regulated Consumer Product | 10/10/2019 |  | 03/04/2020
Westinghouse Lighting | Westinghouse | 72366 | True |  | 3 | Yes | 631 | 12 | 53 |  |  |  | 1259 | 30 | 42 | [5 empty] | LED |  | Federally-Regulated Consumer Product | 10/10/2019 |  | 03/04/2020
Westinghouse Lighting | Westinghouse | 72369 | True |  | 3 | Yes | 728 | 12 | 61 |  |  |  | 1342 | 29 | 46 | [5 empty] | LED |  | Federally-Regulated Consumer Product | 10/10/2019 |  | 03/04/2020
Westinghouse Lighting | Westinghouse | 72371 | True |  | 3 | Yes | 1797 | 14 | 128 |  |  |  | 4036 | 58 | 70 | [5 empty] | LED |  | Federally-Regulated Consumer Product | 10/10/2019 |  | 03/04/2020
Westinghouse Lighting | Westinghouse | 72372 | True |  | 3 | Yes | 1767 | 13 | 136 |  |  |  | 3713 | 51 | 73 | [5 empty] | LED |  | Federally-Regulated Consumer Product | 10/10/2019 |  | 03/04/2020
Westinghouse Lighting | Westinghouse | 72373 | True |  | 3 | Yes | 1622 | 14 | 116 |  |  |  | 3132 | 49 | 64 | [5 empty] | LED |  | Federally-Regulated Consumer Product | 10/10/2019 |  | 03/04/2020
Westinghouse Lighting | Westinghouse | 72374 | True |  | 3 | Yes | 1520 | 16 | 95 |  |  |  | 2958 | 45 | 66 | [5 empty] | LED |  | Federally-Regulated Consumer Product | 10/10/2019 |  | 03/04/2020
Westinghouse Lighting | Westinghouse | 72375 | True |  | 3 | Yes | 1520 | 16 | 95 |  |  |  | 2958 | 45 | 66 | [5 empty] | LED |  | Federally-Regulated Consumer Product | 10/10/2019 |  | 03/04/2020
Westinghouse Lighting | Westinghouse | 72377 | True |  | 3 | Yes | 1418 | 13 | 109 |  |  |  | 2950 | 47 | 63 | [5 empty] | LED |  | Federally-Regulated Consumer Product | 10/10/2019 |  | 03/04/2020
Westinghouse Lighting | Westinghouse | 72211 | True |  | 4 | Yes | 1564 | 12 | 130 |  |  |  | 4067 | 54 | 75 | [5 empty] | LED |  | Federally-Regulated Consumer Product | 10/10/2019 |  | 03/04/2020
Westinghouse Lighting | Westinghouse | 72235 | True |  | 4 | Yes | 1827 | 13 | 141 |  |  |  | 4774 | 62 | 77 | [5 empty] | LED |  | Federally-Regulated Consumer Product | 10/10/2019 |  | 03/04/2020
Westinghouse Lighting | Westinghouse | 72250 | True |  | 4 | Yes | 2208 | 18 | 123 |  |  |  | 4821 | 69 | 70 | [5 empty] | LED |  | Federally-Regulated Consumer Product | 10/10/2019 |  | 03/04/2020
Westinghouse Lighting | Westinghouse | 72251 | True |  | 4 | Yes | 1387 | 12 | 116 |  |  |  | 3204 | 54 | 59 | [5 empty] | LED |  | Federally-Regulated Consumer Product | 10/10/2019 |  | 03/04/2020
Westinghouse Lighting | Westinghouse | 72253 | True |  | 5 | Yes | 2376 | 4 | 594 |  |  |  | 5883 | 26 | 226 | [5 empty] | LED |  | Federally-Regulated Consumer Product | 10/10/2019 |  | 03/04/2020
HKC - Hong Kong China Electric Appliance | Harbor Breeze | 807428 | True |  | 3 | Yes | 2374 | 11 | 215 |  |  |  | 4924 | 55 | 89 | [5 empty] | LED |  | Federally-Regulated Consumer Product | 10/12/2019 |  | 03/04/2020
Summer Wind International, Ltd. | Minka Aire | 84001 | True |  | 3 | Yes | 2009 | 12 | 167 |  |  |  | 5014 | 53 | 94 | [5 empty] | LED |  | Federally-Regulated Consumer Product | 10/15/2019 |  | 03/04/2020
Summer Wind International, Ltd. | Minka Aire | 84002 | True |  | 3 | Yes | 2009 | 12 | 167 |  |  |  | 5014 | 53 | 94 | [5 empty] | LED |  | Federally-Regulated Consumer Product | 10/15/2019 |  | 03/04/2020
Summer Wind International, Ltd. | Minka Aire | 84003 | True |  | 3 | Yes | 2009 | 12 | 167 |  |  |  | 5014 | 53 | 94 | [5 empty] | LED |  | Federally-Regulated Consumer Product | 10/15/2019 |  | 03/04/2020
Summer Wind International, Ltd. | Minka Aire | 84006 | True |  | 3 | Yes | 1926 | 14 | 137 |  |  |  | 4565 | 68 | 67 | [5 empty] | LED |  | Federally-Regulated Consumer Product | 10/15/2019 |  | 03/04/2020
Summer Wind International, Ltd. | Minka Aire | 84007 | True |  | 3 | Yes | 1926 | 14 | 137 |  |  |  | 4565 | 68 | 67 | [5 empty] | LED |  | Federally-Regulated Consumer Product | 10/15/2019 |  | 03/04/2020
Summer Wind International, Ltd. | Minka Aire | 84008 | True |  | 3 | Yes | 1926 | 14 | 137 |  |  |  | 4565 | 68 | 67 | [5 empty] | LED |  | Federally-Regulated Consumer Product | 10/15/2019 |  | 03/04/2020
Summer Wind International, Ltd. | Minka Aire | F868L-***** | True |  | 6 | Yes | 1715 | 2 | 857 |  |  |  | 6006 | 31 | 193 | [5 empty] | LED |  | Federally-Regulated Consumer Product | 10/15/2019 |  | 03/04/2020
HKC - Hong Kong China Electric Appliance | HD Supply | 269014 | True |  | 3 | Yes | 1495 | 11 | 135 |  |  |  | 3687 | 56 | 65 | [5 empty] | LED |  | Federally-Regulated Consumer Product | 10/22/2019 |  | 03/04/2020
HKC - Hong Kong China Electric Appliance | HD Supply | 269727 | True |  | 3 | Yes | 1495 | 11 | 135 |  |  |  | 3687 | 56 | 65 | [5 empty] | LED |  | Federally-Regulated Consumer Product | 10/22/2019 |  | 03/04/2020
HKC - Hong Kong China Electric Appliance | HD Supply | 269724 | True |  | 3 | Yes | 1341 | 10 | 134 |  |  |  | 3649 | 55 | 66 | [5 empty] | LED |  | Federally-Regulated Consumer Product | 10/22/2019 |  | 03/04/2020
HKC - Hong Kong China Electric Appliance | HD Supply | 269725 | True |  | 3 | Yes | 1341 | 10 | 134 |  |  |  | 3649 | 55 | 66 | [5 empty] | LED |  | Federally-Regulated Consumer Product | 10/22/2019 |  | 03/04/2020
HKC - Hong Kong China Electric Appliance | HD Supply | 501019 | True |  | 3 | Yes | 1418 | 11 | 128 |  |  |  | 4894 | 64 | 76 | [5 empty] | LED |  | Federally-Regulated Consumer Product | 10/22/2019 |  | 03/04/2020
HKC - Hong Kong China Electric Appliance | HD Supply | 501023 | True |  | 3 | Yes | 724 | 9 | 80 |  |  |  | 2284 | 49 | 46 | [5 empty] | LED |  | Federally-Regulated Consumer Product | 10/22/2019 |  | 03/04/2020
HKC - Hong Kong China Electric Appliance | HD Supply | 501022 | True |  | 3 | Yes | 1652 | 12 | 137 |  |  |  | 3883 | 48 | 80 | [5 empty] | LED |  | Federally-Regulated Consumer Product | 10/22/2019 |  | 03/04/2020
HKC - Hong Kong China Electric Appliance | HD Supply | 501027 | True |  | 3 | Yes | 1520 | 11 | 138 |  |  |  | 3370 | 52 | 64 | [5 empty] | LED |  | Federally-Regulated Consumer Product | 10/22/2019 |  | 03/04/2020
HKC - Hong Kong China Electric Appliance | HD Supply | 501025 | True |  | 3 | Yes | 1203 | 10 | 120 |  |  |  | 2932 | 54 | 54 | [5 empty] | LED |  | Federally-Regulated Consumer Product | 10/22/2019 |  | 03/04/2020
HKC - Hong Kong China Electric Appliance | HD Supply | 501020 | True |  | 3 | Yes | 1711 | 12 | 142 |  |  |  | 4342 | 50 | 86 | [5 empty] | LED |  | Federally-Regulated Consumer Product | 10/22/2019 |  | 03/04/2020
HKC - Hong Kong China Electric Appliance | HD Supply | 287505 | True |  | 3 | Yes | 1341 | 10 | 134 |  |  |  | 3649 | 55 | 66 | [5 empty] | LED |  | Federally-Regulated Consumer Product | 10/22/2019 |  | 03/04/2020
HKC - Hong Kong China Electric Appliance | HD Supply | 287507 | True |  | 3 | Yes | 1341 | 10 | 134 |  |  |  | 3649 | 55 | 66 | [5 empty] | LED |  | Federally-Regulated Consumer Product | 10/22/2019 |  | 03/04/2020
HKC - Hong Kong China Electric Appliance | HD Supply | 287508 | True |  | 3 | Yes | 1341 | 10 | 134 |  |  |  | 3649 | 55 | 66 | [5 empty] | LED |  | Federally-Regulated Consumer Product | 10/22/2019 |  | 03/04/2020
HKC - Hong Kong China Electric Appliance | HD Supply | 287506 | True |  | 3 | Yes | 999 | 11 | 90 |  |  |  | 2654 | 53 | 50 | [5 empty] | LED |  | Federally-Regulated Consumer Product | 10/22/2019 |  | 03/04/2020
HKC - Hong Kong China Electric Appliance | HD Supply | 287509 | True |  | 3 | Yes | 999 | 11 | 90 |  |  |  | 2654 | 53 | 50 | [5 empty] | LED |  | Federally-Regulated Consumer Product | 10/22/2019 |  | 03/04/2020
HKC - Hong Kong China Electric Appliance | HD Supply | 20387 | True |  | 3 | Yes | 1595 | 11 | 145 |  |  |  | 4335 | 59 | 73 | [5 empty] | LED |  | Federally-Regulated Consumer Product | 10/22/2019 |  | 03/04/2020
HKC - Hong Kong China Electric Appliance | HD Supply | 20686 | True |  | 3 | Yes | 1562 | 10 | 156 |  |  |  | 4218 | 59 | 71 | [5 empty] | LED |  | Federally-Regulated Consumer Product | 10/22/2019 |  | 03/04/2020
HKC - Hong Kong China Electric Appliance | HD Supply | 20685 | True |  | 3 | Yes | 1234 | 11 | 112 |  |  |  | 3470 | 57 | 60 | [5 empty] | LED |  | Federally-Regulated Consumer Product | 10/22/2019 |  | 03/04/2020
HKC - Hong Kong China Electric Appliance | HD Supply | 20551 | True |  | 3 | Yes | 1234 | 11 | 112 |  |  |  | 3470 | 57 | 60 | [5 empty] | LED |  | Federally-Regulated Consumer Product | 10/22/2019 |  | 03/04/2020
HKC - Hong Kong China Electric Appliance | HD Supply | 51035 | True |  | 3 | Yes | 1355 | 13 | 104 |  |  |  | 4046 | 62 | 65 | [5 empty] | LED |  | Federally-Regulated Consumer Product | 10/22/2019 |  | 03/04/2020
HKC - Hong Kong China Electric Appliance | HD Supply | 51036 | True |  | 3 | Yes | 1355 | 13 | 104 |  |  |  | 4046 | 62 | 65 | [5 empty] | LED |  | Federally-Regulated Consumer Product | 10/22/2019 |  | 03/04/2020
HKC - Hong Kong China Electric Appliance | HD Supply | 501028 | True |  | 3 | Yes | 1891 | 11 | 171 |  |  |  | 4928 | 56 | 88 | [5 empty] | LED |  | Federally-Regulated Consumer Product | 10/22/2019 |  | 03/04/2020
HKC - Hong Kong China Electric Appliance | HD Supply | 139973 | True |  | 3 | Yes | 1868 | 11 | 169 |  |  |  | 4705 | 51 | 92 | [5 empty] | LED |  | Federally-Regulated Consumer Product | 10/22/2019 |  | 03/04/2020
Summer Wind International, Ltd. | MINKA CEILING FAN CO. | 84001 | True |  | 3 | Yes | 2009 | 12 | 167 |  |  |  | 5014 | 53 | 94 | [5 empty] | LED |  | Federally-Regulated Consumer Product | 10/22/2019 |  | 03/04/2020
Summer Wind International, Ltd. | MINKA CEILING FAN CO. | 84002 | True |  | 3 | Yes | 2009 | 12 | 167 |  |  |  | 5014 | 53 | 94 | [5 empty] | LED |  | Federally-Regulated Consumer Product | 10/22/2019 |  | 03/04/2020
Summer Wind International, Ltd. | MINKA CEILING FAN CO. | 84003 | True |  | 3 | Yes | 2009 | 12 | 167 |  |  |  | 5014 | 53 | 94 | [5 empty] | LED |  | Federally-Regulated Consumer Product | 10/22/2019 |  | 03/04/2020
Summer Wind International, Ltd. | MINKA CEILING FAN CO. | 84006 | True |  | 3 | Yes | 1926 | 14 | 137 |  |  |  | 4565 | 68 | 67 | [5 empty] | LED |  | Federally-Regulated Consumer Product | 10/22/2019 |  | 03/04/2020
Summer Wind International, Ltd. | MINKA CEILING FAN CO. | 84007 | True |  | 3 | Yes | 1926 | 14 | 137 |  |  |  | 4565 | 68 | 67 | [5 empty] | LED |  | Federally-Regulated Consumer Product | 10/22/2019 |  | 03/04/2020
Summer Wind International, Ltd. | MINKA CEILING FAN CO. | 84008 | True |  | 3 | Yes | 1926 | 14 | 137 |  |  |  | 4565 | 68 | 67 | [5 empty] | LED |  | Federally-Regulated Consumer Product | 10/22/2019 |  | 03/04/2020
Minka Group | Minka Aire | 84011 | True |  | V | Yes | 359 | 2 | 180 |  |  |  | 3390 | 30 | 113 | [5 empty] | LED |  | Federally-Regulated Consumer Product | 10/30/2019 |  | 03/04/2020
Minka Group | Minka Aire | 50MK8-L | True |  | V | Yes | 359 | 2 | 180 |  |  |  | 3390 | 30 | 113 | [5 empty] | LED |  | Federally-Regulated Consumer Product | 10/30/2019 |  | 03/04/2020
Minka Group | Minka Aire | 84012 | True |  | V | Yes | 359 | 2 | 180 |  |  |  | 3390 | 30 | 113 | [5 empty] | LED |  | Federally-Regulated Consumer Product | 10/30/2019 |  | 03/04/2020
Minka Group | Minka Aire | 84013 | True |  | V | Yes | 359 | 2 | 180 |  |  |  | 3390 | 30 | 113 | [5 empty] | LED |  | Federally-Regulated Consumer Product | 10/30/2019 |  | 03/04/2020
Minka Group | Minka Aire | 1461046 | True |  | V | Yes | 359 | 2 | 180 |  |  |  | 3390 | 30 | 113 | [5 empty] | LED |  | Federally-Regulated Consumer Product | 10/30/2019 |  | 03/04/2020
Minka Group | Minka Aire | HE16043-MK | True |  | V | Yes | 359 | 2 | 180 |  |  |  | 3390 | 30 | 113 | [5 empty] | LED |  | Federally-Regulated Consumer Product | 10/30/2019 |  | 03/04/2020
Minka Group | Minka Aire | 84017 | True |  | V | Yes | 501 | 2 | 251 |  |  |  | 6068 | 36 | 169 | [5 empty] | LED |  | Federally-Regulated Consumer Product | 10/30/2019 |  | 03/04/2020
Minka Group | Minka Aire | 60MK9-L | True |  | V | Yes | 501 | 2 | 251 |  |  |  | 6068 | 36 | 169 | [5 empty] | LED |  | Federally-Regulated Consumer Product | 10/30/2019 |  | 03/04/2020
Minka Group | Minka Aire | 84016 | True |  | V | Yes | 501 | 2 | 251 |  |  |  | 6068 | 36 | 169 | [5 empty] | LED |  | Federally-Regulated Consumer Product | 10/30/2019 |  | 03/04/2020
Minka Group | Minka Aire | 1461037 | True |  | V | Yes | 501 | 2 | 251 |  |  |  | 6068 | 36 | 169 | [5 empty] | LED |  | Federally-Regulated Consumer Product | 10/30/2019 |  | 03/04/2020
Minka Group | Minka Aire | HE-18014 | True |  | V | Yes | 501 | 2 | 251 |  |  |  | 6068 | 36 | 169 | [5 empty] | LED |  | Federally-Regulated Consumer Product | 10/30/2019 |  | 03/04/2020
Hunter Fan Company | Hunter | 50486 | True |  | 3 | Yes | 1116 | 7 | 159 |  |  |  | 4124 | 63 | 65 | [5 empty] | LED |  | Federally-Regulated Consumer Product | 11/01/2019 |  | 03/04/2020
Hunter Fan Company | Hunter | 50686 | True |  | 3 | Yes | 1089 | 7 | 156 |  |  |  | 4462 | 63 | 71 | [5 empty] | None |  | Federally-Regulated Consumer Product | 11/01/2019 |  | 03/04/2020
Hunter Fan Company | Hunter | 50508 | True |  | 3 | Yes | 1526 | 10 | 153 |  |  |  | 5016 | 72 | 70 | [5 empty] | LED |  | Federally-Regulated Consumer Product | 11/01/2019 |  | 03/04/2020
Hunter Fan Company | Hunter | 50516 | True |  | 3 | Yes | 1526 | 10 | 153 |  |  |  | 5016 | 72 | 70 | [5 empty] | LED |  | Federally-Regulated Consumer Product | 11/01/2019 |  | 03/04/2020
Hunter Fan Company | Hunter | 50427 | True |  | 3 | Yes | 1551 | 10 | 155 |  |  |  | 4517 | 65 | 69 | [5 empty] | LED |  | Federally-Regulated Consumer Product | 11/01/2019 |  | 03/04/2020
Hunter Fan Company | Hunter | 50429 | True |  | 3 | Yes | 1551 | 10 | 155 |  |  |  | 4517 | 65 | 69 | [5 empty] | LED |  | Federally-Regulated Consumer Product | 11/01/2019 |  | 03/04/2020
King of Fans | Hampton Bay | 52-LEEWDC | True |  | 3 | Yes | 2491 | 3 | 830 |  |  |  | 5509 | 31 | 178 | [5 empty] | LED |  | Federally-Regulated Consumer Product | 11/06/2019 |  | 03/04/2020
King of Fans | Hampton Bay | 311277876 | True |  | 3 | Yes | 2491 | 3 | 830 |  |  |  | 5509 | 31 | 178 | [5 empty] | LED |  | Federally-Regulated Consumer Product | 11/06/2019 |  | 03/04/2020
King of Fans | Hampton Bay | 311277877 | True |  | 3 | Yes | 2491 | 3 | 830 |  |  |  | 5509 | 31 | 178 | [5 empty] | LED |  | Federally-Regulated Consumer Product | 11/06/2019 |  | 03/04/2020
King of Fans | Hampton Bay | 311277879 | True |  | 3 | Yes | 2491 | 3 | 830 |  |  |  | 5509 | 31 | 178 | [5 empty] | LED |  | Federally-Regulated Consumer Product | 11/06/2019 |  | 03/04/2020
Air Cool Industrial Co., Ltd. | Home Decorators Collection | YG380H(YG380HA-GLBK) | True |  | V | Yes | 1330 | 2 | 665 |  |  |  | 5013 | 32 | 156 | [5 empty] | LED |  | Federally-Regulated Consumer Product | 11/10/2019 |  | 03/04/2020
Air Cool Industrial Co., Ltd. | Home Decorators Collection | YG380H(YG380HA-GLWH) | True |  | V | Yes | 1330 | 2 | 665 |  |  |  | 5013 | 32 | 156 | [5 empty] | LED |  | Federally-Regulated Consumer Product | 11/10/2019 |  | 03/04/2020
Air Cool Industrial Co., Ltd. | Home Decorators Collection | YG638(YG638A-MBK) | True |  | V | Yes | 2762 | 3 | 921 |  |  |  | 10047 | 49 | 205 | [5 empty] | LED |  | Federally-Regulated Consumer Product | 11/10/2019 |  | 03/04/2020
Air Cool Industrial Co., Ltd. | Home Decorators Collection | YG491A(YG491A-BN ) | True |  | V | Yes | 2645 | 2 | 1323 |  |  |  | 8900 | 29 | 307 | [5 empty] | None |  | Federally-Regulated Consumer Product | 11/10/2019 |  | 03/04/2020
Air Cool Industrial Co., Ltd. | Hampton Bay | AC-552MK719(AL685LED-ORB) | True |  | 3 | Yes | 1751 | 12 | 146 |  |  |  | 5329 | 66 | 81 | [5 empty] | LED |  | Federally-Regulated Consumer Product | 11/10/2019 |  | 03/04/2020
Hunter Fan Company | Hunter | 53237 | True |  | 3 | Yes | 1485 | 9 | 165 |  |  |  | 4400 | 63 | 70 | [5 empty] | LED |  | Federally-Regulated Consumer Product | 11/11/2019 |  | 03/04/2020
Hunter Fan Company | Hunter | 52105 | True |  | 3 | Yes | 996 | 7 | 142 |  |  |  | 3797 | 63 | 60 | [5 empty] | LED |  | Federally-Regulated Consumer Product | 11/11/2019 |  | 03/04/2020
Hunter Fan Company | Hunter | 52106 | True |  | 3 | Yes | 996 | 7 | 142 |  |  |  | 3797 | 63 | 60 | [5 empty] | LED |  | Federally-Regulated Consumer Product | 11/11/2019 |  | 03/04/2020
Hunter Fan Company | Hunter | 52107 | True |  | 3 | Yes | 996 | 7 | 142 |  |  |  | 3797 | 63 | 60 | [5 empty] | LED |  | Federally-Regulated Consumer Product | 11/11/2019 |  | 03/04/2020
Hunter Fan Company | Hunter | 53236 | True |  | 3 | Yes | 1485 | 9 | 165 |  |  |  | 4400 | 63 | 70 | [5 empty] | LED |  | Federally-Regulated Consumer Product | 11/11/2019 |  | 03/04/2020
Madison Avenue Lighting & Fan Co. | Home Decorators Collection | 24343 | True |  | 3 | Yes | 2172 | 16 | 136 |  |  |  | 4608 | 55 | 84 | [5 empty] | LED |  | Federally-Regulated Consumer Product | 11/13/2019 |  | 03/04/2020
King of Fans | Hampton Bay | 54-INDO | True |  | 3 | Yes | 2797 | 13 | 215 |  |  |  | 6247 | 59 | 106 | [5 empty] | LED |  | Federally-Regulated Consumer Product | 11/13/2019 |  | 03/04/2020
King of Fans | Hampton Bay | 51919 | True |  | 3 | Yes | 2797 | 13 | 215 |  |  |  | 6247 | 59 | 106 | [5 empty] | LED |  | Federally-Regulated Consumer Product | 11/13/2019 |  | 03/04/2020
King of Fans | Hampton Bay | 51918 | True |  | 3 | Yes | 2797 | 13 | 215 |  |  |  | 6247 | 59 | 106 | [5 empty] | LED |  | Federally-Regulated Consumer Product | 11/13/2019 |  | 03/04/2020
King of Fans | Home Decorators Collection | 59919 | True |  | 3 | Yes | 2797 | 13 | 215 |  |  |  | 6247 | 59 | 106 | [5 empty] | LED |  | Federally-Regulated Consumer Product | 11/13/2019 |  | 03/04/2020
King of Fans | Home Decorators Collection | 59918 | True |  | 3 | Yes | 2797 | 13 | 215 |  |  |  | 6247 | 59 | 106 | [5 empty] | LED |  | Federally-Regulated Consumer Product | 11/13/2019 |  | 03/04/2020
Visual Comfort & Company | Monte Carlo | Rockland | True |  | 6 | Yes | 3343 | 5 | 669 |  |  |  | 7805 | 40 | 195 | [5 empty] | Incandescent |  | Federally-Regulated Consumer Product | 11/13/2019 |  | 03/04/2020
Visual Comfort & Company | Monte Carlo | 4RKR60XXXXXXXXX | True |  | 6 | Yes | 3343 | 5 | 669 |  |  |  | 7805 | 40 | 195 | [5 empty] | Incandescent |  | Federally-Regulated Consumer Product | 11/13/2019 |  | 03/04/2020
Visual Comfort & Company | Monte Carlo | 60SG3-L | True |  | 6 | Yes | 3343 | 5 | 669 |  |  |  | 7805 | 40 | 195 | [5 empty] | Incandescent |  | Federally-Regulated Consumer Product | 11/13/2019 |  | 03/04/2020
Visual Comfort & Company | Monte Carlo | 60SG3-L-D | True |  | 6 | Yes | 3343 | 5 | 669 |  |  |  | 7805 | 40 | 195 | [5 empty] | Incandescent |  | Federally-Regulated Consumer Product | 11/13/2019 |  | 03/04/2020
Visual Comfort & Company | Monte Carlo | Stockton | True |  | 6 | Yes | 3157 | 3 | 1052 |  |  |  | 7916 | 32 | 247 | [5 empty] | LED |  | Federally-Regulated Consumer Product | 11/13/2019 |  | 03/04/2020
Visual Comfort & Company | Monte Carlo | 3STR60XXXXXXXXX | True |  | 6 | Yes | 3157 | 3 | 1052 |  |  |  | 7916 | 32 | 247 | [5 empty] | LED |  | Federally-Regulated Consumer Product | 11/13/2019 |  | 03/04/2020
Visual Comfort & Company | Monte Carlo | 60SG4-L | True |  | 6 | Yes | 3157 | 3 | 1052 |  |  |  | 7916 | 32 | 247 | [5 empty] | LED |  | Federally-Regulated Consumer Product | 11/13/2019 |  | 03/04/2020
Visual Comfort & Company | Monte Carlo | 60SG4-L-D | True |  | 6 | Yes | 3157 | 3 | 1052 |  |  |  | 7916 | 32 | 247 | [5 empty] | LED |  | Federally-Regulated Consumer Product | 11/13/2019 |  | 03/04/2020
Visual Comfort & Company | Monte Carlo | Armstrong | True |  | 6 | Yes | 2663 | 6 | 444 |  |  |  | 7732 | 33 | 234 | [5 empty] | LED |  | Federally-Regulated Consumer Product | 11/13/2019 |  | 03/04/2020
Visual Comfort & Company | Monte Carlo | 3AMR60XXXXXXXXX | True |  | 6 | Yes | 2663 | 6 | 444 |  |  |  | 7732 | 33 | 234 | [5 empty] | LED |  | Federally-Regulated Consumer Product | 11/13/2019 |  | 03/04/2020
Visual Comfort & Company | Monte Carlo | 60SG5-L | True |  | 6 | Yes | 2663 | 6 | 444 |  |  |  | 7732 | 33 | 234 | [5 empty] | LED |  | Federally-Regulated Consumer Product | 11/13/2019 |  | 03/04/2020
Visual Comfort & Company | Monte Carlo | 60SG5-L-D | True |  | 6 | Yes | 2663 | 6 | 444 |  |  |  | 7732 | 33 | 234 | [5 empty] | LED |  | Federally-Regulated Consumer Product | 11/13/2019 |  | 03/04/2020
Visual Comfort & Company | Monte Carlo | 5CQM44XXX | True |  | 3 | Yes | 1981 | 16 | 124 |  |  |  | 3907 | 55 | 71 | [5 empty] | None |  | Federally-Regulated Consumer Product | 11/14/2019 |  | 03/04/2020
Hunter Fan Company | Hunter | 50688 | True |  | 3 | Yes | 1349 | 10 | 135 |  |  |  | 4586 | 72 | 64 | [5 empty] | LED |  | Federally-Regulated Consumer Product | 11/15/2019 |  | 03/04/2020
Visual Comfort & Company | Monte Carlo | 5HV52XXX | True |  | 3 | Yes | 1864 | 13 | 143 |  |  |  | 4026 | 60 | 67 | [5 empty] | None |  | Federally-Regulated Consumer Product | 11/19/2019 |  | 03/04/2020
Visual Comfort & Company | Monte Carlo | 5HV52XXXD | True |  | 3 | Yes | 1833 | 13 | 141 |  |  |  | 4067 | 60 | 68 | [5 empty] | LED |  | Federally-Regulated Consumer Product | 11/19/2019 |  | 03/04/2020
Visual Comfort & Company | Monte Carlo | 5HV52XXXF | True |  | 3 | Yes | 1797 | 13 | 138 |  |  |  | 4135 | 60 | 69 | [5 empty] | LED |  | Federally-Regulated Consumer Product | 11/19/2019 |  | 03/04/2020
Visual Comfort & Company | Monte Carlo | 5HVO52XXX | True |  | 3 | Yes | 1657 | 10 | 166 |  |  |  | 4102 | 59 | 70 | [5 empty] | None |  | Federally-Regulated Consumer Product | 11/19/2019 |  | 03/04/2020
Visual Comfort & Company | Monte Carlo | 5VMR72XXXD | True |  | V | Yes | 4469 | 4 | 1117 |  |  |  | 10197 | 33 | 309 | [5 empty] | LED |  | Federally-Regulated Consumer Product | 11/19/2019 |  | 03/04/2020
Visual Comfort & Company | Monte Carlo | 5VMR84XXXD | True |  | V | Yes | 6413 | 7 | 916 |  |  |  | 11277 | 30 | 376 | [5 empty] | LED |  | Federally-Regulated Consumer Product | 11/19/2019 |  | 03/04/2020
Air Cool Industrial Co., Ltd. | Hampton Bay | AC-552A(YG882A-BN) | True |  | 3 | Yes | 2894 | 21 | 138 |  |  |  | 6445 | 86 | 75 | [5 empty] | LED |  | Federally-Regulated Consumer Product | 11/19/2019 |  | 03/04/2020
Air Cool Industrial Co., Ltd. | Hampton Bay | AC-552A(YG882A-MBK) | True |  | 3 | Yes | 2894 | 21 | 138 |  |  |  | 6445 | 86 | 75 | [5 empty] | LED |  | Federally-Regulated Consumer Product | 11/19/2019 |  | 03/04/2020
Air Cool Industrial Co., Ltd. | Hampton Bay | AC-552A(YG882A-EB) | True |  | 3 | Yes | 2894 | 21 | 138 |  |  |  | 6445 | 86 | 75 | [5 empty] | LED |  | Federally-Regulated Consumer Product | 11/19/2019 |  | 03/04/2020
Air Cool Industrial Co., Ltd. | Hampton Bay | AC-552A(YG882A-MWH) | True |  | 3 | Yes | 2894 | 21 | 138 |  |  |  | 6445 | 86 | 75 | [5 empty] | LED |  | Federally-Regulated Consumer Product | 11/19/2019 |  | 03/04/2020
River of Goods | River of Goods | 20038 | True |  | 3 | Yes | 1931 | 14 | 133 |  |  |  | 4277 | 65 | 65 | [5 empty] | LED |  | Federally-Regulated Consumer Product | 11/20/2019 |  | 03/04/2020
Air Cool Industrial Co., Ltd. | Hampton Bay | AC-552(AK18B-BN) | True |  | 3 | Yes | 1973 | 14 | 141 |  |  |  | 4778 | 63 | 76 | [5 empty] | LED |  | Federally-Regulated Consumer Product | 11/21/2019 |  | 03/04/2020
Air Cool Industrial Co., Ltd. | Hampton Bay | AC-552(AK18B-MBK) | True |  | 3 | Yes | 1973 | 14 | 141 |  |  |  | 4778 | 63 | 76 | [5 empty] | LED |  | Federally-Regulated Consumer Product | 11/21/2019 |  | 03/04/2020
Hunter Fan Company | Hunter | 50171 | True |  | 3 | Yes | 1275 | 12 | 106 |  |  |  | 4238 | 65 | 65 | [5 empty] | LED |  | Federally-Regulated Consumer Product | 11/22/2019 |  | 03/04/2020
Hunter Fan Company | Hunter | 50392 | True |  | 3 | Yes | 1275 | 12 | 106 |  |  |  | 4238 | 65 | 65 | [5 empty] | LED |  | Federally-Regulated Consumer Product | 11/22/2019 |  | 03/04/2020
Hunter Fan Company | Hunter | 50608 | True |  | 3 | Yes | 1275 | 12 | 106 |  |  |  | 4238 | 65 | 65 | [5 empty] | LED |  | Federally-Regulated Consumer Product | 11/22/2019 |  | 03/04/2020
Hunter Fan Company | Hunter | 59322 | True |  | 3 | Yes | 744 | 10 | 74 |  |  |  | 5904 | 86 | 69 | [5 empty] | LED |  | Federally-Regulated Consumer Product | 11/22/2019 |  | 03/04/2020
HKC - Hong Kong China Electric Appliance | Mainstays | 10375 | True |  | 3 | Yes | 1078 | 11 | 98 |  |  |  | 2291 | 51 | 44 | [5 empty] | LED |  | Federally-Regulated Consumer Product | 11/26/2019 |  | 03/04/2020
HKC - Hong Kong China Electric Appliance | Mainstays | 10376 | True |  | 3 | Yes | 1078 | 11 | 98 |  |  |  | 2291 | 51 | 44 | [5 empty] | LED |  | Federally-Regulated Consumer Product | 11/26/2019 |  | 03/04/2020
HKC - Hong Kong China Electric Appliance | Mainstays | 10377 | True |  | 3 | Yes | 1078 | 11 | 98 |  |  |  | 2291 | 51 | 44 | [5 empty] | LED |  | Federally-Regulated Consumer Product | 11/26/2019 |  | 03/04/2020
HKC - Hong Kong China Electric Appliance | Better Homes and Gardens | 10378 | True |  | 3 | Yes | 1578 | 10 | 157 |  |  |  | 3941 | 55 | 71 | [5 empty] | None |  | Federally-Regulated Consumer Product | 11/26/2019 |  | 03/04/2020
HKC - Hong Kong China Electric Appliance | Better Homes and Gardens | 10379 | True |  | 3 | Yes | 1578 | 10 | 157 |  |  |  | 3941 | 55 | 71 | [5 empty] | None |  | Federally-Regulated Consumer Product | 11/26/2019 |  | 03/04/2020
HKC - Hong Kong China Electric Appliance | Better Homes and Gardens | 10340 | True |  | 3 | Yes | 1741 | 10 | 174 |  |  |  | 4385 | 55 | 79 | [5 empty] | LED |  | Federally-Regulated Consumer Product | 11/26/2019 |  | 03/04/2020
HKC - Hong Kong China Electric Appliance | Better Homes and Gardens | 10371 | True |  | 3 | Yes | 1475 | 11 | 134 |  |  |  | 3854 | 57 | 67 | [5 empty] | LED |  | Federally-Regulated Consumer Product | 11/26/2019 |  | 03/04/2020
HKC - Hong Kong China Electric Appliance | Better Homes and Gardens | 10372 | True |  | 3 | Yes | 1475 | 11 | 134 |  |  |  | 3854 | 57 | 67 | [5 empty] | LED |  | Federally-Regulated Consumer Product | 11/26/2019 |  | 03/04/2020
HKC - Hong Kong China Electric Appliance | Better Homes and Gardens | 10373 | True |  | 3 | Yes | 1475 | 11 | 134 |  |  |  | 3854 | 57 | 67 | [5 empty] | LED |  | Federally-Regulated Consumer Product | 11/26/2019 |  | 03/04/2020
HKC - Hong Kong China Electric Appliance | Honeywell | 10380 | True |  | 3 | Yes | 1913 | 11 | 173 |  |  |  | 4620 | 56 | 82 | [5 empty] | LED |  | Federally-Regulated Consumer Product | 11/26/2019 |  | 03/04/2020
HKC - Hong Kong China Electric Appliance | Honeywell | 10393 | True |  | 3 | Yes | 1158 | 10 | 115 |  |  |  | 2939 | 57 | 51 | [5 empty] | LED |  | Federally-Regulated Consumer Product | 11/26/2019 |  | 03/04/2020
HKC - Hong Kong China Electric Appliance | Honeywell | 10394 | True |  | 3 | Yes | 1158 | 10 | 115 |  |  |  | 2939 | 57 | 51 | [5 empty] | LED |  | Federally-Regulated Consumer Product | 11/26/2019 |  | 03/04/2020
HKC - Hong Kong China Electric Appliance | Honeywell | 10382 | True |  | 3 | Yes | 1191 | 10 | 119 |  |  |  | 3443 | 57 | 60 | [5 empty] | LED |  | Federally-Regulated Consumer Product | 11/26/2019 |  | 03/04/2020
HKC - Hong Kong China Electric Appliance | Honeywell | 10389 | True |  | 3 | Yes | 1191 | 10 | 119 |  |  |  | 3443 | 57 | 60 | [5 empty] | LED |  | Federally-Regulated Consumer Product | 11/26/2019 |  | 03/04/2020
HKC - Hong Kong China Electric Appliance | Better Homes and Gardens | 10321 | True |  | 3 | Yes | 815 | 9 | 90 |  |  |  | 2188 | 48 | 45 | [5 empty] | LED |  | Federally-Regulated Consumer Product | 11/26/2019 |  | 03/04/2020
HKC - Hong Kong China Electric Appliance | Mainstays | 10302 | True |  | 3 | Yes | 660 | 9 | 73 |  |  |  | 3093 | 60 | 51 | [5 empty] | LED |  | Federally-Regulated Consumer Product | 11/26/2019 |  | 03/04/2020
HKC - Hong Kong China Electric Appliance | Mainstays | 10233 | True |  | 3 | Yes | 400 | 11 | 36 |  |  |  | 1989 | 52 | 38 | [5 empty] | LED |  | Federally-Regulated Consumer Product | 11/26/2019 |  | 03/04/2020
HKC - Hong Kong China Electric Appliance | Better Homes and Gardens | 10323 | True |  | 3 | Yes | 1715 | 11 | 155 |  |  |  | 4194 | 55 | 76 | [5 empty] | LED |  | Federally-Regulated Consumer Product | 11/26/2019 |  | 03/04/2020
HKC - Hong Kong China Electric Appliance | Honeywell | 10263 | True |  | 3 | Yes | 1331 | 11 | 121 |  |  |  | 2748 | 58 | 47 | [5 empty] | LED |  | Federally-Regulated Consumer Product | 11/26/2019 |  | 03/04/2020
HKC - Hong Kong China Electric Appliance | Honeywell | 10261 | True |  | 3 | Yes | 1091 | 10 | 109 |  |  |  | 2816 | 54 | 52 | [5 empty] | LED |  | Federally-Regulated Consumer Product | 11/26/2019 |  | 03/04/2020
HKC - Hong Kong China Electric Appliance | Honeywell | 10262 | True |  | 3 | Yes | 1091 | 10 | 109 |  |  |  | 2816 | 54 | 52 | [5 empty] | LED |  | Federally-Regulated Consumer Product | 11/26/2019 |  | 03/04/2020
HKC - Hong Kong China Electric Appliance | Honeywell | 10214 | True |  | 3 | Yes | 684 | 5 | 136 |  |  |  | 3007 | 56 | 53 | [5 empty] | LED |  | Federally-Regulated Consumer Product | 11/26/2019 |  | 03/04/2020
HKC - Hong Kong China Electric Appliance | Chapter | 10219 | True |  | 3 | Yes | 37 | 12 | 3 |  |  |  | 2453 | 72 | 34 | [5 empty] | LED |  | Federally-Regulated Consumer Product | 11/26/2019 |  | 03/04/2020
HKC - Hong Kong China Electric Appliance | Chapter | 10220 | True |  | 3 | Yes | 37 | 12 | 3 |  |  |  | 2453 | 72 | 34 | [5 empty] | LED |  | Federally-Regulated Consumer Product | 11/26/2019 |  | 03/04/2020
HKC - Hong Kong China Electric Appliance | Chapter | 10222 | True |  | 3 | Yes | 304 | 11 | 27 |  |  |  | 1988 | 52 | 38 | [5 empty] | LED |  | Federally-Regulated Consumer Product | 11/26/2019 |  | 03/04/2020
HKC - Hong Kong China Electric Appliance | Chapter | 10223 | True |  | 3 | Yes | 304 | 11 | 27 |  |  |  | 1988 | 52 | 38 | [5 empty] | LED |  | Federally-Regulated Consumer Product | 11/26/2019 |  | 03/04/2020
HKC - Hong Kong China Electric Appliance | Chapter | 10236 | True |  | 3 | Yes | 37 | 12 | 3 |  |  |  | 2453 | 72 | 34 | [5 empty] | LED |  | Federally-Regulated Consumer Product | 11/26/2019 |  | 03/04/2020
HKC - Hong Kong China Electric Appliance | Honeywell | 10237 | True |  | 3 | Yes | 1268 | 11 | 115 |  |  |  | 3104 | 55 | 56 | [5 empty] | LED |  | Federally-Regulated Consumer Product | 11/26/2019 |  | 03/04/2020
HKC - Hong Kong China Electric Appliance | Honeywell | 10259 | True |  | 3 | Yes | 811 | 9 | 90 |  |  |  | 2095 | 49 | 42 | [5 empty] | LED |  | Federally-Regulated Consumer Product | 11/26/2019 |  | 03/04/2020
HKC - Hong Kong China Electric Appliance | Honeywell | 10260 | True |  | 3 | Yes | 1487 | 10 | 148 |  |  |  | 3903 | 61 | 63 | [5 empty] | LED |  | Federally-Regulated Consumer Product | 11/26/2019 |  | 03/04/2020
HKC - Hong Kong China Electric Appliance | Chapter | 10292 | True |  | 3 | Yes | 1242 | 11 | 112 |  |  |  | 2870 | 51 | 56 | [5 empty] | LED |  | Federally-Regulated Consumer Product | 11/26/2019 |  | 03/04/2020
HKC - Hong Kong China Electric Appliance | Chapter | 10295 | True |  | 3 | Yes | 304 | 10 | 30 |  |  |  | 1988 | 52 | 38 | [5 empty] | LED |  | Federally-Regulated Consumer Product | 11/26/2019 |  | 03/04/2020
HKC - Hong Kong China Electric Appliance | Chapter | 10296 | True |  | 3 | Yes | 304 | 11 | 27 |  |  |  | 1988 | 52 | 38 | [5 empty] | LED |  | Federally-Regulated Consumer Product | 11/26/2019 |  | 03/04/2020
HKC - Hong Kong China Electric Appliance | Honeywell | 10301 | True |  | 3 | Yes | 1708 | 12 | 142 |  |  |  | 4174 | 57 | 73 | [5 empty] | LED |  | Federally-Regulated Consumer Product | 11/26/2019 |  | 03/04/2020
Visual Comfort & Company | Monte Carlo | 3DIR52XXXD-V1 | True |  | V | Yes | 1653 | 12 | 138 |  |  |  | 4669 | 65 | 72 | [5 empty] | LED |  | Federally-Regulated Consumer Product | 11/26/2019 |  | 03/04/2020
Visual Comfort & Company | Monte Carlo | 3CLMR56XXXD-V1 | True |  | V | Yes | 907 | 8 | 113 |  |  |  | 4382 | 64 | 68 | [5 empty] | LED |  | Federally-Regulated Consumer Product | 11/26/2019 |  | 03/04/2020
Visual Comfort & Company | Monte Carlo | 5CU52XX | True |  | 3 | Yes | 2007 | 14 | 143 |  |  |  | 4324 | 68 | 64 | [5 empty] | None |  | Federally-Regulated Consumer Product | 11/26/2019 |  | 03/04/2020
Visual Comfort & Company | Monte Carlo | 5CSM60XXXD-V1 | True |  | 3 | Yes | 1967 | 19 | 104 |  |  |  | 4581 | 72 | 63 | [5 empty] | LED |  | Federally-Regulated Consumer Product | 11/26/2019 |  | 03/04/2020
Visual Comfort & Company | Monte Carlo | 3VNMR56XXXD-V1 | True |  | V | Yes | 1216 | 7 | 174 |  |  |  | 5204 | 64 | 81 | [5 empty] | LED |  | Federally-Regulated Consumer Product | 11/26/2019 |  | 03/04/2020
Visual Comfort & Company | Monte Carlo | 5CY60XX | True |  | 3 | Yes | 2877 | 20 | 144 |  |  |  | 6666 | 81 | 82 | [5 empty] | None |  | Federally-Regulated Consumer Product | 11/26/2019 |  | 03/04/2020
Air Cool Industrial Co., Ltd. | Hampton Bay | AC-552(AC324LED-WH) | True |  | 3 | Yes | 1142 | 8 | 143 |  |  |  | 3447 | 46 | 75 | [5 empty] | LED |  | Federally-Regulated Consumer Product | 11/27/2019 |  | 03/04/2020
Air Cool Industrial Co., Ltd. | Hampton Bay | AC-552(AM214LED-WH) | True |  | 3 | Yes | 1286 | 8 | 161 |  |  |  | 3656 | 52 | 70 | [5 empty] | LED |  | Federally-Regulated Consumer Product | 11/27/2019 |  | 03/04/2020
Air Cool Industrial Co., Ltd. | Hampton Bay | AC-552(AC386LED-WB) | True |  | 3 | Yes | 1992 | 12 | 166 |  |  |  | 5111 | 68 | 75 | [5 empty] | LED |  | Federally-Regulated Consumer Product | 11/27/2019 |  | 03/04/2020
HKC - Hong Kong China Electric Appliance | Harbor Breeze | 577413 | True |  | 3 | Yes | 1400 | 11 | 127 |  |  |  | 3712 | 57 | 65 | [5 empty] | LED |  | Federally-Regulated Consumer Product | 11/27/2019 |  | 03/04/2020
HKC - Hong Kong China Electric Appliance | Harbor Breeze | 803776 | True |  | 3 | Yes | 1878 | 12 | 156 |  |  |  | 4706 | 57 | 82 | [5 empty] | LED |  | Federally-Regulated Consumer Product | 11/27/2019 |  | 03/04/2020
Royal Pacific | RP Lighting&Fans | 1006LED-XX | True |  | 3 | Yes | 2858 | 4 | 715 |  |  |  | 5220 | 30 | 174 | [5 empty] | LED |  | Federally-Regulated Consumer Product | 11/27/2019 |  | 03/04/2020
Royal Pacific | RP Lighting&Fans | 1006LED-XX-WC | True |  | 3 | Yes | 2805 | 6 | 468 |  |  |  | 5115 | 39 | 131 | [5 empty] | LED |  | Federally-Regulated Consumer Product | 11/27/2019 |  | 03/04/2020
Royal Pacific | RP Lighting&Fans | 1009LED-XX | True |  | 3 | Yes | 2704 | 5 | 541 |  |  |  | 5336 | 31 | 172 | [5 empty] | LED |  | Federally-Regulated Consumer Product | 11/27/2019 |  | 03/04/2020
Royal Pacific | RP Lighting&Fans | 1097LED-XX-WC | True |  | 3 | Yes | 2732 | 4 | 683 |  |  |  | 5436 | 31 | 175 | [5 empty] | LED |  | Federally-Regulated Consumer Product | 11/27/2019 |  | 03/04/2020
Royal Pacific | RP Lighting&Fans | 1009LED-XX-WC | True |  | 3 | Yes | 2949 | 5 | 590 |  |  |  | 5269 | 35 | 151 | [5 empty] | LED |  | Federally-Regulated Consumer Product | 11/27/2019 |  | 03/04/2020
Royal Pacific | RP Lighting&Fans | 1097LED-XX | True |  | 3 | Yes | 2758 | 4 | 690 |  |  |  | 5429 | 32 | 170 | [5 empty] | LED |  | Federally-Regulated Consumer Product | 11/27/2019 |  | 03/04/2020
Air Cool Industrial Co., Ltd. | Home Decorators Collection | YG491A(YG491A-NI ) | True |  | V | Yes | 2363 | 2 | 1182 |  |  |  | 8914 | 32 | 279 | [5 empty] | None |  | Federally-Regulated Consumer Product | 11/27/2019 |  | 03/04/2020
Air Cool Industrial Co., Ltd. | Home Decorators Collection | FPD8148(FN731)YG491-BN | True |  | V | Yes | 2522 | 4 | 630 |  |  |  | 8817 | 33 | 267 | [5 empty] | None |  | Federally-Regulated Consumer Product | 11/27/2019 |  | 03/04/2020
King of Fans | Hampton Bay | 52-RMGII | True |  | 3 | Yes | 1999 | 11 | 182 |  |  |  | 4719 | 57 | 83 | [5 empty] | LED |  | Federally-Regulated Consumer Product | 12/02/2019 |  | 03/04/2020
King of Fans | Hampton Bay | 50279 | True |  | 3 | Yes | 1999 | 11 | 182 |  |  |  | 4719 | 57 | 83 | [5 empty] | LED |  | Federally-Regulated Consumer Product | 12/02/2019 |  | 03/04/2020
Visual Comfort & Company | Monte Carlo | 3CLYR52XXXD-V1 | True |  | 3 | Yes | 1809 | 15 | 121 |  |  |  | 3683 | 51 | 72 | [5 empty] | LED |  | Federally-Regulated Consumer Product | 12/02/2019 |  | 03/04/2020
Visual Comfort & Company | Monte Carlo | 5COM52XX | True |  | 3 | Yes | 1901 | 13 | 146 |  |  |  | 4201 | 58 | 72 | [5 empty] | None |  | Federally-Regulated Consumer Product | 12/02/2019 |  | 03/04/2020
Visual Comfort & Company | Monte Carlo | 3CLYR42XXXD-V1 | True |  | 3 | Yes | 1263 | 14 | 90 |  |  |  | 2405 | 39 | 62 | [5 empty] | LED |  | Federally-Regulated Consumer Product | 12/02/2019 |  | 03/04/2020
Visual Comfort & Company | Monte Carlo | 5COM52XXXD-V1 | True |  | 3 | Yes | 1021 | 14 | 73 |  |  |  | 2675 | 58 | 46 | [5 empty] | LED |  | Federally-Regulated Consumer Product | 12/02/2019 |  | 03/04/2020
Visual Comfort & Company | Monte Carlo | 3VNR52XXXD-V1 | True |  | 3 | Yes | 1868 | 17 | 110 |  |  |  | 3406 | 44 | 77 | [5 empty] | LED |  | Federally-Regulated Consumer Product | 12/02/2019 |  | 03/04/2020
Visual Comfort & Company | Monte Carlo | 3VNR42XXXD-V1 | True |  | 3 | Yes | 1668 | 11 | 152 |  |  |  | 2935 | 30 | 98 | [5 empty] | LED |  | Federally-Regulated Consumer Product | 12/02/2019 |  | 03/04/2020
River of Goods | River of Goods | 20065 | True |  | 3 | Yes | 1677 | 14 | 119 |  |  |  | 4348 | 64 | 68 | [5 empty] | LED |  | Federally-Regulated Consumer Product | 12/03/2019 |  | 03/04/2020
River of Goods | River of Goods | 20060 | True |  | 3 | Yes | 1677 | 14 | 119 |  |  |  | 4280 | 64 | 67 | [5 empty] | LED |  | Federally-Regulated Consumer Product | 12/03/2019 |  | 03/04/2020
River of Goods | River of Goods | 20061 | True |  | 3 | Yes | 1677 | 14 | 119 |  |  |  | 4280 | 64 | 67 | [5 empty] | LED |  | Federally-Regulated Consumer Product | 12/03/2019 |  | 03/04/2020
River of Goods | River of Goods | 20062 | True |  | 3 | Yes | 1677 | 14 | 119 |  |  |  | 4280 | 64 | 67 | [5 empty] | LED |  | Federally-Regulated Consumer Product | 12/03/2019 |  | 03/04/2020
River of Goods | River of Goods | 20063 | True |  | 3 | Yes | 1677 | 14 | 119 |  |  |  | 4280 | 64 | 67 | [5 empty] | LED |  | Federally-Regulated Consumer Product | 12/03/2019 |  | 03/04/2020
River of Goods | River of Goods | 20064 | True |  | 3 | Yes | 1677 | 14 | 119 |  |  |  | 4280 | 64 | 67 | [5 empty] | LED |  | Federally-Regulated Consumer Product | 12/03/2019 |  | 03/04/2020
River of Goods | River of Goods | 20066 | True |  | 3 | Yes | 1677 | 14 | 119 |  |  |  | 4280 | 64 | 67 | [5 empty] | LED |  | Federally-Regulated Consumer Product | 12/03/2019 |  | 03/04/2020
River of Goods | River of Goods | 20067 | True |  | 3 | Yes | 1677 | 14 | 119 |  |  |  | 4280 | 64 | 67 | [5 empty] | LED |  | Federally-Regulated Consumer Product | 12/03/2019 |  | 03/04/2020
River of Goods | River of Goods | 20068 | True |  | 3 | Yes | 1677 | 14 | 119 |  |  |  | 4280 | 64 | 67 | [5 empty] | LED |  | Federally-Regulated Consumer Product | 12/03/2019 |  | 03/04/2020
River of Goods | River of Goods | 20069 | True |  | 3 | Yes | 1677 | 14 | 119 |  |  |  | 4280 | 64 | 67 | [5 empty] | LED |  | Federally-Regulated Consumer Product | 12/03/2019 |  | 03/04/2020
River of Goods | River of Goods | 20070 | True |  | 3 | Yes | 1677 | 14 | 119 |  |  |  | 4280 | 64 | 67 | [5 empty] | LED |  | Federally-Regulated Consumer Product | 12/03/2019 |  | 03/04/2020
River of Goods | River of Goods | 20071 | True |  | 3 | Yes | 1677 | 14 | 119 |  |  |  | 4280 | 64 | 67 | [5 empty] | LED |  | Federally-Regulated Consumer Product | 12/03/2019 |  | 03/04/2020
River of Goods | River of Goods | 20076 | True |  | 3 | Yes | 1677 | 14 | 119 |  |  |  | 4280 | 64 | 67 | [5 empty] | LED |  | Federally-Regulated Consumer Product | 12/03/2019 |  | 03/04/2020
River of Goods | River of Goods | 20072 | True |  | 3 | Yes | 1931 | 14 | 134 |  |  |  | 4278 | 66 | 65 | [5 empty] | LED |  | Federally-Regulated Consumer Product | 12/03/2019 |  | 03/04/2020
River of Goods | River of Goods | 20073 | True |  | 3 | Yes | 1931 | 14 | 134 |  |  |  | 4278 | 66 | 65 | [5 empty] | LED |  | Federally-Regulated Consumer Product | 12/03/2019 |  | 03/04/2020
River of Goods | River of Goods | 20074 | True |  | 3 | Yes | 1931 | 14 | 134 |  |  |  | 4278 | 66 | 65 | [5 empty] | LED |  | Federally-Regulated Consumer Product | 12/03/2019 |  | 03/04/2020
River of Goods | River of Goods | 20075 | True |  | 3 | Yes | 1931 | 14 | 134 |  |  |  | 4278 | 66 | 65 | [5 empty] | LED |  | Federally-Regulated Consumer Product | 12/03/2019 |  | 03/04/2020
River of Goods | River of Goods | 20077 | True |  | 3 | Yes | 1931 | 14 | 134 |  |  |  | 4278 | 66 | 65 | [5 empty] | LED |  | Federally-Regulated Consumer Product | 12/03/2019 |  | 03/04/2020
River of Goods | River of Goods | 20078 | True |  | 3 | Yes | 1931 | 14 | 134 |  |  |  | 4278 | 66 | 65 | [5 empty] | LED |  | Federally-Regulated Consumer Product | 12/03/2019 |  | 03/04/2020
River of Goods | River of Goods | 20079 | True |  | 3 | Yes | 1931 | 14 | 134 |  |  |  | 4278 | 66 | 65 | [5 empty] | LED |  | Federally-Regulated Consumer Product | 12/03/2019 |  | 03/04/2020
River of Goods | River of Goods | 20036 | True |  | 3 | Yes | 1931 | 14 | 134 |  |  |  | 4278 | 66 | 65 | [5 empty] | LED |  | Federally-Regulated Consumer Product | 12/03/2019 |  | 03/04/2020
River of Goods | River of Goods | 20042 | True |  | 3 | Yes | 1931 | 14 | 134 |  |  |  | 4278 | 66 | 65 | [5 empty] | LED |  | Federally-Regulated Consumer Product | 12/03/2019 |  | 03/04/2020
River of Goods | River of Goods | 20034 | True |  | 3 | Yes | 1931 | 14 | 134 |  |  |  | 4278 | 66 | 65 | [5 empty] | LED |  | Federally-Regulated Consumer Product | 12/03/2019 |  | 03/04/2020
River of Goods | River of Goods | 20044 | True |  | 3 | Yes | 1931 | 14 | 134 |  |  |  | 4278 | 66 | 65 | [5 empty] | LED |  | Federally-Regulated Consumer Product | 12/03/2019 |  | 03/04/2020
River of Goods | River of Goods | 20040 | True |  | 3 | Yes | 1931 | 14 | 134 |  |  |  | 4278 | 66 | 65 | [5 empty] | LED |  | Federally-Regulated Consumer Product | 12/03/2019 |  | 03/04/2020
River of Goods | River of Goods | 20046 | True |  | 3 | Yes | 1931 | 14 | 134 |  |  |  | 4278 | 66 | 65 | [5 empty] | LED |  | Federally-Regulated Consumer Product | 12/03/2019 |  | 03/04/2020
Beacon Lighting America Inc. | Fanaway | BI-48" FAN -IN-E26-BC | True |  | V | Yes | 2115 | 19 | 109 |  |  |  | 4173 | 56 | 74 | [5 empty] | LED |  | Federally-Regulated Consumer Product | 12/03/2019 |  | 03/04/2020
Beacon Lighting America Inc. | Fanaway | BI-48" FAN IN-E26-*** | True |  | V | Yes | 2115 | 19 | 109 |  |  |  | 4173 | 56 | 74 | [5 empty] | LED |  | Federally-Regulated Consumer Product | 12/03/2019 |  | 03/04/2020
Beacon Lighting America Inc. | Fanaway | BI-48"FAN-SH***-USA-FA | True |  | V | Yes | 2115 | 19 | 109 |  |  |  | 4173 | 56 | 74 | [5 empty] | LED |  | Federally-Regulated Consumer Product | 12/03/2019 |  | 03/04/2020
Beacon Lighting America Inc. | Fanaway | BI-48"FAN-ME***-USA-FA | True |  | V | Yes | 2115 | 19 | 109 |  |  |  | 4173 | 56 | 74 | [5 empty] | LED |  | Federally-Regulated Consumer Product | 12/03/2019 |  | 03/04/2020
Beacon Lighting America Inc. | Fanaway | BI-48"FAN-AS***-USA-FA | True |  | V | Yes | 2115 | 19 | 109 |  |  |  | 4173 | 56 | 74 | [5 empty] | LED |  | Federally-Regulated Consumer Product | 12/03/2019 |  | 03/04/2020
Beacon Lighting America Inc. | Fanaway | BI-48"FAN-MO***-USA-FA | True |  | V | Yes | 2115 | 19 | 109 |  |  |  | 4173 | 56 | 74 | [5 empty] | LED |  | Federally-Regulated Consumer Product | 12/03/2019 |  | 03/04/2020
Beacon Lighting America Inc. | Fanaway | BI-48"FAN-CA***-USA-FA | True |  | V | Yes | 2115 | 19 | 109 |  |  |  | 4173 | 56 | 74 | [5 empty] | LED |  | Federally-Regulated Consumer Product | 12/03/2019 |  | 03/04/2020
Beacon Lighting America Inc. | Fanaway | BI-48"FAN-CO***-USA-FA | True |  | V | Yes | 2115 | 19 | 109 |  |  |  | 4173 | 56 | 74 | [5 empty] | LED |  | Federally-Regulated Consumer Product | 12/03/2019 |  | 03/04/2020
Beacon Lighting America Inc. | Fanaway | BI-48"FAN-FR***-USA-FA | True |  | V | Yes | 2115 | 19 | 109 |  |  |  | 4173 | 56 | 74 | [5 empty] | LED |  | Federally-Regulated Consumer Product | 12/03/2019 |  | 03/04/2020
Beacon Lighting America Inc. | Fanaway | BI-48"FAN-VE***-USA-FA | True |  | V | Yes | 2115 | 19 | 109 |  |  |  | 4173 | 56 | 74 | [5 empty] | LED |  | Federally-Regulated Consumer Product | 12/03/2019 |  | 03/04/2020
HKC - Hong Kong China Electric Appliance | Allen + Roth | 577413 | True |  | 3 | Yes | 1400 | 11 | 127 |  |  |  | 3712 | 57 | 65 | [5 empty] | LED |  | Federally-Regulated Consumer Product | 12/03/2019 |  | 03/04/2020
HKC - Hong Kong China Electric Appliance | Allen + Roth | 803776 | True |  | 3 | Yes | 1878 | 12 | 156 |  |  |  | 4706 | 57 | 82 | [5 empty] | LED |  | Federally-Regulated Consumer Product | 12/03/2019 |  | 03/04/2020
Air Cool Industrial Co., Ltd. | Home Decorators Collection | AC-552DL(YG419-WH) | True |  | 3 | Yes | 2262 | 12 | 189 |  |  |  | 6158 | 60 | 103 | [5 empty] | LED |  | Federally-Regulated Consumer Product | 12/06/2019 |  | 03/04/2020
Air Cool Industrial Co., Ltd. | Home Decorators Collection | AC-552DL(YG419-BN) | True |  | 3 | Yes | 2262 | 12 | 189 |  |  |  | 6158 | 60 | 103 | [5 empty] | LED |  | Federally-Regulated Consumer Product | 12/06/2019 |  | 03/04/2020
Air Cool Industrial Co., Ltd. | Home Decorators Collection | AC-552DL(YG419-NI) | True |  | 3 | Yes | 2262 | 12 | 189 |  |  |  | 6158 | 60 | 103 | [5 empty] | LED |  | Federally-Regulated Consumer Product | 12/06/2019 |  | 03/04/2020
Air Cool Industrial Co., Ltd. | No Brand Home Depot | AC-552(YG268-BN) | True |  | 3 | Yes | 2111 | 14 | 151 |  |  |  | 4654 | 61 | 76 | [5 empty] | LED |  | Federally-Regulated Consumer Product | 12/10/2019 |  | 03/04/2020
Air Cool Industrial Co., Ltd. | No Brand Home Depot | AC-552(YG268-ORB) | True |  | 3 | Yes | 2111 | 14 | 151 |  |  |  | 4654 | 61 | 76 | [5 empty] | LED |  | Federally-Regulated Consumer Product | 12/10/2019 |  | 03/04/2020
Air Cool Industrial Co., Ltd. | No Brand Home Depot | AC-552(YG268-WH) | True |  | 3 | Yes | 2111 | 14 | 151 |  |  |  | 4654 | 61 | 76 | [5 empty] | LED |  | Federally-Regulated Consumer Product | 12/10/2019 |  | 03/04/2020
Eurofase Inc. | Eurofase Lighting | 37352 | True |  | 3 | Yes | 833 | 20 | 42 |  |  |  | 1414 | 33 | 43 | [5 empty] | LED |  | Federally-Regulated Consumer Product | 12/12/2019 |  | 03/04/2020
Eurofase Inc. | Patriot Lighting | 30996 | True |  | 3 | Yes | 651 | 19 | 34 |  |  |  | 1080 | 30 | 36 | [5 empty] | LED |  | Federally-Regulated Consumer Product | 12/12/2019 |  | 03/04/2020
Eurofase Inc. | Patriot Lighting | 3550640 | True |  | 3 | Yes | 651 | 19 | 34 |  |  |  | 1080 | 30 | 36 | [5 empty] | LED |  | Federally-Regulated Consumer Product | 12/12/2019 |  | 03/04/2020
HKC - Hong Kong China Electric Appliance | Patriot | 20687 | True |  | 3 | Yes | 1524 | 10 | 148 |  |  |  | 4188 | 55 | 76 | [5 empty] | LED |  | Federally-Regulated Consumer Product | 12/12/2019 |  | 03/04/2020
HKC - Hong Kong China Electric Appliance | Patriot | 20688 | True |  | 3 | Yes | 1524 | 10 | 148 |  |  |  | 4188 | 55 | 76 | [5 empty] | LED |  | Federally-Regulated Consumer Product | 12/12/2019 |  | 03/04/2020
HKC - Hong Kong China Electric Appliance | Patriot | 20542 | True |  | 3 | Yes | 720 | 10 | 71 |  |  |  | 3452 | 59 | 59 | [5 empty] | LED |  | Federally-Regulated Consumer Product | 12/12/2019 |  | 03/04/2020
HKC - Hong Kong China Electric Appliance | Patriot | 20697 | True |  | 3 | Yes | 1595 | 11 | 145 |  |  |  | 4335 | 59 | 73 | [5 empty] | LED |  | Federally-Regulated Consumer Product | 12/12/2019 |  | 03/04/2020
HKC - Hong Kong China Electric Appliance | Patriot | 20595 | True |  | 3 | Yes | 913 | 9 | 98 |  |  |  | 3464 | 52 | 67 | [5 empty] | LED |  | Federally-Regulated Consumer Product | 12/12/2019 |  | 03/04/2020
HKC - Hong Kong China Electric Appliance | Patriot | 20675 | True |  | 3 | Yes | 1222 | 9 | 132 |  |  |  | 2484 | 49 | 51 | [5 empty] | LED |  | Federally-Regulated Consumer Product | 12/12/2019 |  | 03/04/2020
HKC - Hong Kong China Electric Appliance | Patriot | 20677 | True |  | 3 | Yes | 815 | 9 | 91 |  |  |  | 2197 | 47 | 47 | [5 empty] | LED |  | Federally-Regulated Consumer Product | 12/12/2019 |  | 03/04/2020
HKC - Hong Kong China Electric Appliance | Patriot | 20676 | True |  | 3 | Yes | 815 | 9 | 91 |  |  |  | 2197 | 47 | 47 | [5 empty] | LED |  | Federally-Regulated Consumer Product | 12/12/2019 |  | 03/04/2020
HKC - Hong Kong China Electric Appliance | Patriot | 20681 | True |  | 3 | Yes | 1630 | 10 | 161 |  |  |  | 4202 | 55 | 76 | [5 empty] | LED |  | Federally-Regulated Consumer Product | 12/12/2019 |  | 03/04/2020
HKC - Hong Kong China Electric Appliance | Patriot | 20691 | True |  | 3 | Yes | 1948 | 12 | 162 |  |  |  | 5299 | 59 | 90 | [5 empty] | LED |  | Federally-Regulated Consumer Product | 12/12/2019 |  | 03/04/2020
HKC - Hong Kong China Electric Appliance | Patriot | 20692 | True |  | 3 | Yes | 1370 | 13 | 105 |  |  |  | 4046 | 62 | 65 | [5 empty] | LED |  | Federally-Regulated Consumer Product | 12/12/2019 |  | 03/04/2020
HKC - Hong Kong China Electric Appliance | Patriot | 20699 | True |  | 3 | Yes | 1234 | 12 | 103 |  |  |  | 3470 | 57 | 61 | [5 empty] | LED |  | Federally-Regulated Consumer Product | 12/12/2019 |  | 03/04/2020
HKC - Hong Kong China Electric Appliance | Patriot | 20705 | True |  | 3 | Yes | 1388 | 10 | 139 |  |  |  | 3915 | 57 | 69 | [5 empty] | LED |  | Federally-Regulated Consumer Product | 12/12/2019 |  | 03/04/2020
Air Cool Industrial Co., Ltd. | Hampton Bay | YG188MOD(YG188M-NI) | True |  | 3 | Yes | 1646 | 10 | 165 |  |  |  | 5145 | 63 | 82 | [5 empty] | None |  | Federally-Regulated Consumer Product | 12/12/2019 |  | 03/04/2020
Visual Comfort & Company | Monte Carlo | 5HVDC52XXX | True |  | 3 | Yes | 2391 | 3 | 797 |  |  |  | 5308 | 33 | 161 | [5 empty] | None |  | Federally-Regulated Consumer Product | 12/12/2019 |  | 03/04/2020
Visual Comfort & Company | Monte Carlo | 5HVDC52XXXD | True |  | 3 | Yes | 2375 | 3 | 792 |  |  |  | 5284 | 29 | 182 | [5 empty] | LED |  | Federally-Regulated Consumer Product | 12/12/2019 |  | 03/04/2020
Visual Comfort & Company | Monte Carlo | 3TAHR56XXXD | True |  | V | Yes | 2097 | 3 | 699 |  |  |  | 6647 | 28 | 237 | [5 empty] | LED |  | Federally-Regulated Consumer Product | 12/12/2019 |  | 03/04/2020
Visual Comfort & Company | Monte Carlo | 3TAR56XXXD | True |  | V | Yes | 2272 | 2 | 1136 |  |  |  | 7058 | 23 | 307 | [5 empty] | LED |  | Federally-Regulated Consumer Product | 12/12/2019 |  | 03/04/2020
Visual Comfort & Company | Monte Carlo | 4TSR56XXXD | True |  | V | Yes | 2442 | 2 | 1221 |  |  |  | 6944 | 32 | 217 | [5 empty] | LED |  | Federally-Regulated Consumer Product | 12/12/2019 |  | 03/04/2020
Visual Comfort & Company | Monte Carlo | 5CQM52XXX | True |  | 3 | Yes | 1716 | 14 | 123 |  |  |  | 4458 | 65 | 69 | [5 empty] | None |  | Federally-Regulated Consumer Product | 12/12/2019 |  | 03/04/2020
Visual Comfort & Company | Monte Carlo | 5DIW52XXXD | True |  | 3 | Yes | 1902 | 14 | 136 |  |  |  | 4470 | 61 | 73 | [5 empty] | LED |  | Federally-Regulated Consumer Product | 12/15/2019 |  | 03/04/2020
Visual Comfort & Company | Monte Carlo | 5DIO52XXXD | True |  | 3 | Yes | 1893 | 14 | 135 |  |  |  | 4758 | 65 | 73 | [5 empty] | LED |  | Federally-Regulated Consumer Product | 12/15/2019 |  | 03/04/2020
Visual Comfort & Company | Monte Carlo | 5DVR68XXX | True |  | V | Yes | 2531 | 2 | 1266 |  |  |  | 9508 | 38 | 250 | [5 empty] | None |  | Federally-Regulated Consumer Product | 12/15/2019 |  | 03/04/2020
Visual Comfort & Company | Monte Carlo | 5DVR60XXX | True |  | V | Yes | 1947 | 2 | 974 |  |  |  | 7988 | 38 | 210 | [5 empty] | None |  | Federally-Regulated Consumer Product | 12/15/2019 |  | 03/04/2020
Visual Comfort & Company | Monte Carlo | 3AR54XXX | True |  | 3 | Yes | 2745 | 14 | 196 |  |  |  | 6112 | 62 | 99 | [5 empty] | None |  | Federally-Regulated Consumer Product | 12/15/2019 |  | 03/04/2020
Visual Comfort & Company | Monte Carlo | 3ARR68XXX | True |  | V | Yes | 1795 | 2 | 898 |  |  |  | 9266 | 37 | 250 | [5 empty] | None |  | Federally-Regulated Consumer Product | 12/15/2019 |  | 03/04/2020
Madison Avenue Lighting & Fan Co. | Home Decorators Collection | 14012 | True |  | 3 | Yes | 2229 | 13 | 171 |  |  |  | 6248 | 81 | 77 | [5 empty] | LED |  | Federally-Regulated Consumer Product | 12/16/2019 |  | 03/04/2020
Fanimation | Fanimation | FPD8534BL | True |  | V | Yes | 1657 | 3 | 552 |  |  |  | 7711 | 35 | 220 | [5 empty] | None |  | Federally-Regulated Consumer Product | 12/16/2019 |  | 03/04/2020
Fanimation | Fanimation | FPD8534BN | True |  | V | Yes | 1657 | 3 | 552 |  |  |  | 7711 | 35 | 220 | [5 empty] | None |  | Federally-Regulated Consumer Product | 12/16/2019 |  | 03/04/2020
Fanimation | Fanimation | FPD8534DZ | True |  | V | Yes | 1657 | 3 | 552 |  |  |  | 7711 | 35 | 220 | [5 empty] | None |  | Federally-Regulated Consumer Product | 12/16/2019 |  | 03/04/2020
Fanimation | Fanimation | FPD8534GR | True |  | V | Yes | 1657 | 3 | 552 |  |  |  | 7711 | 35 | 220 | [5 empty] | None |  | Federally-Regulated Consumer Product | 12/16/2019 |  | 03/04/2020
Fanimation | Fanimation | FPD8534MW | True |  | V | Yes | 1657 | 3 | 552 |  |  |  | 7711 | 35 | 220 | [5 empty] | None |  | Federally-Regulated Consumer Product | 12/16/2019 |  | 03/04/2020
Fanimation | Fanimation | FPD8534BS | True |  | V | Yes | 1657 | 3 | 552 |  |  |  | 7711 | 35 | 220 | [5 empty] | None |  | Federally-Regulated Consumer Product | 12/16/2019 |  | 03/04/2020
Fanimation | Fanimation | FPD8547BL | True |  | V | Yes | 1036 | 2 | 518 |  |  |  | 6105 | 26 | 235 | [5 empty] | None |  | Federally-Regulated Consumer Product | 12/16/2019 |  | 03/04/2020
Fanimation | Fanimation | FPD8547BN | True |  | V | Yes | 1036 | 2 | 518 |  |  |  | 6105 | 26 | 235 | [5 empty] | None |  | Federally-Regulated Consumer Product | 12/16/2019 |  | 03/04/2020
Fanimation | Fanimation | FPD8547DZ | True |  | V | Yes | 1036 | 2 | 518 |  |  |  | 6105 | 26 | 235 | [5 empty] | None |  | Federally-Regulated Consumer Product | 12/16/2019 |  | 03/04/2020
Fanimation | Fanimation | FPD8547GR | True |  | V | Yes | 1036 | 2 | 518 |  |  |  | 6105 | 26 | 235 | [5 empty] | None |  | Federally-Regulated Consumer Product | 12/16/2019 |  | 03/04/2020
Fanimation | Fanimation | FPD8547MW | True |  | V | Yes | 1036 | 2 | 518 |  |  |  | 6105 | 26 | 235 | [5 empty] | None |  | Federally-Regulated Consumer Product | 12/16/2019 |  | 03/04/2020
Fanimation | Fanimation | FPD8547BS | True |  | V | Yes | 1036 | 2 | 518 |  |  |  | 6105 | 26 | 235 | [5 empty] | None |  | Federally-Regulated Consumer Product | 12/16/2019 |  | 03/04/2020
Fanim Industries | Fanimation Studio Collection | LP8359LAZ | True |  | V | Yes | 2029 | 2 | 1015 |  |  |  | 7587 | 26 | 292 | [5 empty] | LED |  | Federally-Regulated Consumer Product | 12/16/2019 |  | 03/04/2020
Fanim Industries | Fanimation Studio Collection | LP8359LBN | True |  | V | Yes | 2029 | 2 | 1015 |  |  |  | 7587 | 26 | 292 | [5 empty] | LED |  | Federally-Regulated Consumer Product | 12/16/2019 |  | 03/04/2020
Fanim Industries | Fanimation Studio Collection | LP8377LBL | True |  | V | Yes | 1955 | 3 | 652 |  |  |  | 7325 | 38 | 193 | [5 empty] | LED |  | Federally-Regulated Consumer Product | 12/16/2019 |  | 03/04/2020
Fanim Industries | Fanimation Studio Collection | LP8377LBN | True |  | V | Yes | 1955 | 3 | 652 |  |  |  | 7325 | 38 | 193 | [5 empty] | LED |  | Federally-Regulated Consumer Product | 12/16/2019 |  | 03/04/2020
Fanim Industries | Fanimation Studio Collection | LP8377LGR | True |  | V | Yes | 1955 | 3 | 652 |  |  |  | 7325 | 38 | 193 | [5 empty] | LED |  | Federally-Regulated Consumer Product | 12/16/2019 |  | 03/04/2020
Fanim Industries | Fanimation Studio Collection | LP8377LMW | True |  | V | Yes | 1955 | 3 | 652 |  |  |  | 7325 | 38 | 193 | [5 empty] | LED |  | Federally-Regulated Consumer Product | 12/16/2019 |  | 03/04/2020
Visual Comfort & Company | Monte Carlo | 3DIR58XXD-V1 | True |  | V | Yes | 1781 | 11 | 162 |  |  |  | 5068 | 69 | 73 | [5 empty] | LED |  | Federally-Regulated Consumer Product | 12/16/2019 |  | 03/04/2020
Visual Comfort & Company | Monte Carlo | 8TNR56XXXD-V1 | True |  | V | Yes | 3621 | 5 | 724 |  |  |  | 8183 | 34 | 241 | [5 empty] | LED |  | Federally-Regulated Consumer Product | 12/16/2019 |  | 03/04/2020
Visual Comfort & Company | Monte Carlo | 5CSM60XX | True |  | 3 | Yes | 2222 | 18 | 123 |  |  |  | 4877 | 72 | 68 | [5 empty] | None |  | Federally-Regulated Consumer Product | 12/16/2019 |  | 03/04/2020
Visual Comfort & Company | Monte Carlo | 3BTR54XXXD | True |  | V | Yes | 1937 | 11 | 176 |  |  |  | 5687 | 65 | 87 | [5 empty] | LED |  | Federally-Regulated Consumer Product | 12/16/2019 |  | 03/04/2020
Visual Comfort & Company | Monte Carlo | 5TV52XXXD-V1 | True |  | 3 | Yes | 1750 | 14 | 125 |  |  |  | 4017 | 64 | 63 | [5 empty] | LED |  | Federally-Regulated Consumer Product | 12/16/2019 |  | 03/04/2020
Visual Comfort & Company | Monte Carlo | 5DIC52XXXD-V1 | True |  | 3 | Yes | 1025 | 14 | 73 |  |  |  | 3282 | 65 | 50 | [5 empty] | LED |  | Federally-Regulated Consumer Product | 12/17/2019 |  | 03/04/2020
Visual Comfort & Company | Monte Carlo | 5DIC44XXXD-V1 | True |  | 3 | Yes | 903 | 13 | 69 |  |  |  | 3020 | 58 | 52 | [5 empty] | LED |  | Federally-Regulated Consumer Product | 12/17/2019 |  | 03/04/2020
Visual Comfort & Company | Monte Carlo | 5HVO52XXXD | True |  | 3 | Yes | 1692 | 10 | 169 |  |  |  | 4072 | 59 | 69 | [5 empty] | LED |  | Federally-Regulated Consumer Product | 12/17/2019 |  | 03/04/2020
Visual Comfort & Company | Monte Carlo | 5HVO44XXX | True |  | 3 | Yes | 1410 | 10 | 141 |  |  |  | 3913 | 58 | 67 | [5 empty] | None |  | Federally-Regulated Consumer Product | 12/17/2019 |  | 03/04/2020
Visual Comfort & Company | Monte Carlo | 5YK52XXX | True |  | 3 | Yes | 1551 | 15 | 103 |  |  |  | 3844 | 60 | 64 | [5 empty] | None |  | Federally-Regulated Consumer Product | 12/17/2019 |  | 03/04/2020
Visual Comfort & Company | Monte Carlo | 5YK60XXX | True |  | 3 | Yes | 749 | 15 | 50 |  |  |  | 4601 | 71 | 65 | [5 empty] | None |  | Federally-Regulated Consumer Product | 12/17/2019 |  | 03/04/2020
Air Cool Industrial Co., Ltd. | Home Decorators Collection | YG493OD(YG493OD-EB) | True |  | V | Yes | 2663 | 2 | 1332 |  |  |  | 9330 | 33 | 283 | [5 empty] | LED |  | Federally-Regulated Consumer Product | 12/17/2019 |  | 03/04/2020
Fanimation | Fanimation | FP8511BS | True |  | 3 | Yes | 2390 | 13 | 184 |  |  |  | 5173 | 59 | 88 | [5 empty] | LED |  | Federally-Regulated Consumer Product | 12/17/2019 |  | 03/04/2020
Air Cool Industrial Co., Ltd. | Hampton Bay | AC-552(AK30A-BN) | True |  | 3 | Yes | 2003 | 13 | 154 |  |  |  | 5117 | 61 | 84 | [5 empty] | LED |  | Federally-Regulated Consumer Product | 12/17/2019 |  | 03/04/2020
Madison Avenue Lighting & Fan Co. | Home Decorators Collection | 54724 | True |  | 3 | Yes | 1933 | 14 | 138 |  |  |  | 5423 | 84 | 65 | [5 empty] | LED |  | Federally-Regulated Consumer Product | 12/22/2019 |  | 03/04/2020
Visual Comfort & Company | Monte Carlo | 3MNLR56** | True |  | V | Yes | 2725 | 3 | 908 |  |  |  | 7175 | 28 | 256 | [5 empty] | LED |  | Federally-Regulated Consumer Product | 12/25/2019 |  | 03/04/2020
Visual Comfort & Company | Monte Carlo | 3MNLR56XXXD-V1 | True |  | V | Yes | 2725 | 3 | 908 |  |  |  | 7175 | 28 | 256 | [5 empty] | LED |  | Federally-Regulated Consumer Product | 12/25/2019 |  | 03/04/2020
Visual Comfort & Company | Monte Carlo | MAX 3MNLR72** | True |  | V | Yes | 4087 | 3 | 1362 |  |  |  | 9447 | 31 | 305 | [5 empty] | LED |  | Federally-Regulated Consumer Product | 12/25/2019 |  | 03/04/2020
Visual Comfort & Company | Monte Carlo | MAX 3MNLR72XXXD-V1 | True |  | V | Yes | 4087 | 3 | 1362 |  |  |  | 9447 | 31 | 305 | [5 empty] | LED |  | Federally-Regulated Consumer Product | 12/25/2019 |  | 03/04/2020
Visual Comfort & Company | Monte Carlo | 3MAVR52XXXXX | True |  | V | Yes | 1446 | 2 | 723 |  |  |  | 5889 | 27 | 218 | [5 empty] | None |  | Federally-Regulated Consumer Product | 12/25/2019 |  | 03/04/2020
Visual Comfort & Company | Monte Carlo | 3MAVR60** | True |  | V | Yes | 2398 | 3 | 799 |  |  |  | 6638 | 27 | 246 | [5 empty] | None |  | Federally-Regulated Consumer Product | 12/25/2019 |  | 03/04/2020
Visual Comfort & Company | Monte Carlo | 3MAVR70** | True |  | V | Yes | 3274 | 4 | 819 |  |  |  | 6477 | 26 | 249 | [5 empty] | None |  | Federally-Regulated Consumer Product | 12/25/2019 |  | 03/04/2020
Visual Comfort & Company | Monte Carlo | 3MAVR52XXD | True |  | V | Yes | 2190 | 2 | 1095 |  |  |  | 6928 | 30 | 231 | [5 empty] | LED |  | Federally-Regulated Consumer Product | 12/25/2019 |  | 03/04/2020
Visual Comfort & Company | Monte Carlo | 3MAVR60XXD | True |  | V | Yes | 2296 | 4 | 574 |  |  |  | 7680 | 34 | 226 | [5 empty] | LED |  | Federally-Regulated Consumer Product | 12/25/2019 |  | 03/04/2020
Visual Comfort & Company | Monte Carlo | 3MAVR70XXD | True |  | V | Yes | 4365 | 5 | 873 |  |  |  | 7336 | 22 | 333 | [5 empty] | LED |  | Federally-Regulated Consumer Product | 12/25/2019 |  | 03/04/2020
Visual Comfort & Company | Monte Carlo | 3MER56XXX | True |  | V | Yes | 2935 | 3 | 978 |  |  |  | 6989 | 27 | 259 | [5 empty] | LED |  | Federally-Regulated Consumer Product | 12/25/2019 |  | 03/04/2020
Visual Comfort & Company | Monte Carlo | 3ADR60 | True |  | V | Yes | 2575 | 3 | 858 |  |  |  | 5251 | 30 | 175 | [5 empty] | None |  | Federally-Regulated Consumer Product | 12/25/2019 |  | 03/04/2020
Visual Comfort & Company | Monte Carlo | 3OVR60 | True |  | V | Yes | 3696 | 4 | 924 |  |  |  | 7543 | 24 | 314 | [5 empty] | LED |  | Federally-Regulated Consumer Product | 12/25/2019 |  | 03/04/2020
Visual Comfort & Company | Monte Carlo | 8KGR72 | True |  | V | Yes | 4880 | 4 | 1220 |  |  |  | 10213 | 28 | 365 | [5 empty] | LED |  | Federally-Regulated Consumer Product | 12/25/2019 |  | 03/04/2020
Air Cool Industrial Co., Ltd. | Home Decorators Collection | YG618OD(YG618-NI) | True |  | 3 | Yes | 1834 | 13 | 141 |  |  |  | 4847 | 74 | 65 | [5 empty] | LED |  | Federally-Regulated Consumer Product | 12/26/2019 |  | 03/04/2020
Air Cool Industrial Co., Ltd. | Home Decorators Collection | YG618OD(YG618-WH) | True |  | 3 | Yes | 1834 | 13 | 141 |  |  |  | 4847 | 74 | 65 | [5 empty] | LED |  | Federally-Regulated Consumer Product | 12/26/2019 |  | 03/04/2020
King of Fans | Home Decorators Collection | 52-EWD | True |  | 3 | Yes | 1687 | 11 | 153 |  |  |  | 4642 | 58 | 80 | [5 empty] | LED |  | Federally-Regulated Consumer Product | 12/30/2019 |  | 03/04/2020
King of Fans | Hampton Bay | 91862 | True |  | 3 | Yes | 1534 | 10 | 153 |  |  |  | 4488 | 59 | 76 | [5 empty] | LED |  | Federally-Regulated Consumer Product | 12/30/2019 |  | 03/04/2020
King of Fans | Hampton Bay | 3573211 | True |  | 3 | Yes | 1534 | 10 | 153 |  |  |  | 4488 | 59 | 76 | [5 empty] | LED |  | Federally-Regulated Consumer Product | 12/30/2019 |  | 03/04/2020
King of Fans | Hampton Bay | 3573212 | True |  | 3 | Yes | 1534 | 10 | 153 |  |  |  | 4488 | 59 | 76 | [5 empty] | LED |  | Federally-Regulated Consumer Product | 12/30/2019 |  | 03/04/2020
King of Fans | Hampton Bay | 3573213 | True |  | 3 | Yes | 1534 | 10 | 153 |  |  |  | 4488 | 59 | 76 | [5 empty] | LED |  | Federally-Regulated Consumer Product | 12/30/2019 |  | 03/04/2020
King of Fans | Hampton Bay | 52-MLN | True |  | 3 | Yes | 1534 | 10 | 153 |  |  |  | 4488 | 59 | 76 | [5 empty] | LED |  | Federally-Regulated Consumer Product | 12/30/2019 |  | 03/04/2020
HKC - Hong Kong China Electric Appliance | Patriot | 20200 | True |  | 3 | Yes | 101 | 11 | 9 |  |  |  | 832 | 13 | 63 | [5 empty] | LED |  | Federally-Regulated Consumer Product | 12/30/2019 |  | 03/04/2020
HKC - Hong Kong China Electric Appliance | Patriot | 20201 | True |  | 3 | Yes | 101 | 11 | 9 |  |  |  | 832 | 13 | 63 | [5 empty] | LED |  | Federally-Regulated Consumer Product | 12/30/2019 |  | 03/04/2020
HKC - Hong Kong China Electric Appliance | Patriot | 20683 | True |  | 3 | Yes | 727 | 10 | 72 |  |  |  | 2910 | 61 | 47 | [5 empty] | LED |  | Federally-Regulated Consumer Product | 12/30/2019 |  | 03/04/2020
HKC - Hong Kong China Electric Appliance | Patriot | 20684 | True |  | 3 | Yes | 727 | 10 | 72 |  |  |  | 2910 | 61 | 47 | [5 empty] | LED |  | Federally-Regulated Consumer Product | 12/30/2019 |  | 03/04/2020
HKC - Hong Kong China Electric Appliance | Patriot | 20680 | True |  | 3 | Yes | 763 | 9 | 84 |  |  |  | 3059 | 73 | 41 | [5 empty] | LED |  | Federally-Regulated Consumer Product | 12/30/2019 |  | 03/04/2020
HKC - Hong Kong China Electric Appliance | Patriot | 20554 | True |  | 3 | Yes | 1254 | 11 | 114 |  |  |  | 3207 | 62 | 51 | [5 empty] | LED |  | Federally-Regulated Consumer Product | 12/30/2019 |  | 03/04/2020
HKC - Hong Kong China Electric Appliance | Patriot | 20500 | True |  | 3 | Yes | 1375 | 9 | 152 |  |  |  | 4117 | 67 | 61 | [5 empty] | LED |  | Federally-Regulated Consumer Product | 12/30/2019 |  | 03/04/2020
HKC - Hong Kong China Electric Appliance | Patriot | 20698 | True |  | 3 | Yes | 377 | 11 | 34 |  |  |  | 3585 | 62 | 57 | [5 empty] | LED |  | Federally-Regulated Consumer Product | 12/30/2019 |  | 03/04/2020
HKC - Hong Kong China Electric Appliance | Patriot | 20587 | True |  | 3 | Yes | 976 | 10 | 97 |  |  |  | 3190 | 56 | 56 | [5 empty] | LED |  | Federally-Regulated Consumer Product | 12/30/2019 |  | 03/04/2020
HKC - Hong Kong China Electric Appliance | Patriot | 20678 | True |  | 3 | Yes | 1833 | 13 | 141 |  |  |  | 4166 | 50 | 83 | [5 empty] | LED |  | Federally-Regulated Consumer Product | 12/30/2019 |  | 03/04/2020
Hunter Fan Company | Hunter | 50908 | True |  | 3 | Yes | 1096 | 7 | 157 |  |  |  | 3795 | 62 | 61 | [5 empty] | LED |  | Federally-Regulated Consumer Product | 01/03/2020 |  | 03/04/2020
Hunter Fan Company | Hunter | 50909 | True |  | 3 | Yes | 1096 | 7 | 157 |  |  |  | 3795 | 62 | 61 | [5 empty] | LED |  | Federally-Regulated Consumer Product | 01/03/2020 |  | 03/04/2020
Hunter Fan Company | Hunter | 50336 | True |  | 3 | Yes | 1753 | 10 | 175 |  |  |  | 5209 | 71 | 73 | [5 empty] | LED |  | Federally-Regulated Consumer Product | 01/03/2020 |  | 03/04/2020
Hunter Fan Company | Hunter | 50339 | True |  | 3 | Yes | 1753 | 10 | 175 |  |  |  | 5209 | 71 | 73 | [5 empty] | LED |  | Federally-Regulated Consumer Product | 01/03/2020 |  | 03/04/2020
Hunter Fan Company | Hunter | 50169 | True |  | 3 | Yes | 1647 | 9 | 183 |  |  |  | 5562 | 72 | 77 | [5 empty] | LED |  | Federally-Regulated Consumer Product | 01/03/2020 |  | 03/04/2020
Hunter Fan Company | Hunter | 50025 | True |  | 3 | Yes | 1712 | 11 | 156 |  |  |  | 4204 | 48 | 88 | [5 empty] | None |  | Federally-Regulated Consumer Product | 01/03/2020 |  | 03/04/2020
Hunter Fan Company | Hunter | 50026 | True |  | 3 | Yes | 1712 | 11 | 156 |  |  |  | 4204 | 48 | 88 | [5 empty] | None |  | Federally-Regulated Consumer Product | 01/03/2020 |  | 03/04/2020
Hunter Fan Company | Hunter | 50916 | True |  | 3 | Yes | 744 | 10 | 74 |  |  |  | 5904 | 86 | 69 | [5 empty] | LED |  | Federally-Regulated Consumer Product | 01/03/2020 |  | 03/04/2020
Hunter Fan Company | Hunter | 50593 | True |  | 3 | Yes | 1588 | 11 | 144 |  |  |  | 4468 | 62 | 72 | [5 empty] | LED |  | Federally-Regulated Consumer Product | 01/03/2020 |  | 03/04/2020
Hunter Fan Company | Hunter | 50597 | True |  | 3 | Yes | 1588 | 11 | 144 |  |  |  | 4468 | 62 | 72 | [5 empty] | LED |  | Federally-Regulated Consumer Product | 01/03/2020 |  | 03/04/2020
Hunter Fan Company | Hunter | 51331 | True |  | 3 | Yes | 1588 | 11 | 144 |  |  |  | 4468 | 62 | 72 | [5 empty] | LED |  | Federally-Regulated Consumer Product | 01/03/2020 |  | 03/04/2020
Hunter Fan Company | Hunter | 50594 | True |  | 3 | Yes | 1505 | 10 | 151 |  |  |  | 5454 | 73 | 75 | [5 empty] | LED |  | Federally-Regulated Consumer Product | 01/03/2020 |  | 03/04/2020
Hunter Fan Company | Hunter | 51332 | True |  | 3 | Yes | 1505 | 10 | 151 |  |  |  | 5454 | 73 | 75 | [5 empty] | LED |  | Federally-Regulated Consumer Product | 01/03/2020 |  | 03/04/2020
Hunter Fan Company | Hunter | 51842 | True |  | 3 | Yes | 1505 | 10 | 151 |  |  |  | 5454 | 73 | 75 | [5 empty] | LED |  | Federally-Regulated Consumer Product | 01/03/2020 |  | 03/04/2020
Hunter Fan Company | Hunter | 50009 | True |  | 3 | Yes | 1728 | 10 | 173 |  |  |  | 5310 | 64 | 83 | [5 empty] | LED |  | Federally-Regulated Consumer Product | 01/03/2020 |  | 03/04/2020
Hunter Fan Company | Hunter | 51326 | True |  | 3 | Yes | 1728 | 10 | 173 |  |  |  | 5310 | 64 | 83 | [5 empty] | LED |  | Federally-Regulated Consumer Product | 01/03/2020 |  | 03/04/2020
Hunter Fan Company | Hunter | 51327 | True |  | 3 | Yes | 1728 | 10 | 173 |  |  |  | 5310 | 64 | 83 | [5 empty] | LED |  | Federally-Regulated Consumer Product | 01/03/2020 |  | 03/04/2020
Hunter Fan Company | Hunter | 50008 | True |  | 3 | Yes | 1914 | 10 | 191 |  |  |  | 7355 | 82 | 90 | [5 empty] | LED |  | Federally-Regulated Consumer Product | 01/03/2020 |  | 03/04/2020
Hunter Fan Company | Hunter | 50127 | True |  | 3 | Yes | 1914 | 10 | 191 |  |  |  | 7355 | 82 | 90 | [5 empty] | LED |  | Federally-Regulated Consumer Product | 01/03/2020 |  | 03/04/2020
Hunter Fan Company | Hunter | 53997 | True |  | 3 | Yes | 1914 | 10 | 191 |  |  |  | 7355 | 82 | 90 | [5 empty] | LED |  | Federally-Regulated Consumer Product | 01/03/2020 |  | 03/04/2020
Hunter Fan Company | Hunter | 59608 | True |  | 3 | Yes | 2997 | 27 | 111 |  |  |  | 5546 | 78 | 71 | [5 empty] | None |  | Federally-Regulated Consumer Product | 01/03/2020 |  | 03/04/2020
Hunter Fan Company | Hunter | 59609 | True |  | 3 | Yes | 2997 | 27 | 111 |  |  |  | 5546 | 78 | 71 | [5 empty] | None |  | Federally-Regulated Consumer Product | 01/03/2020 |  | 03/04/2020
Hunter Fan Company | Hunter | 59610 | True |  | 3 | Yes | 2997 | 27 | 111 |  |  |  | 5546 | 78 | 71 | [5 empty] | None |  | Federally-Regulated Consumer Product | 01/03/2020 |  | 03/04/2020
Hunter Fan Company | Hunter | 59615 | True |  | 3 | Yes | 1692 | 13 | 130 |  |  |  | 5336 | 69 | 77 | [5 empty] | LED |  | Federally-Regulated Consumer Product | 01/03/2020 |  | 03/04/2020
Hunter Fan Company | Hunter | 59616 | True |  | 3 | Yes | 1692 | 13 | 130 |  |  |  | 5336 | 69 | 77 | [5 empty] | LED |  | Federally-Regulated Consumer Product | 01/03/2020 |  | 03/04/2020
Hunter Fan Company | Hunter | 59650 | True |  | 3 | Yes | 1659 | 11 | 151 |  |  |  | 5931 | 73 | 81 | [5 empty] | LED |  | Federally-Regulated Consumer Product | 01/03/2020 |  | 03/04/2020
Hunter Fan Company | Hunter | 59651 | True |  | 3 | Yes | 1659 | 11 | 151 |  |  |  | 5931 | 73 | 81 | [5 empty] | LED |  | Federally-Regulated Consumer Product | 01/03/2020 |  | 03/04/2020
Hunter Fan Company | Hunter | 50606 | True |  | 3 | Yes | 1944 | 11 | 177 |  |  |  | 6975 | 83 | 84 | [5 empty] | LED |  | Federally-Regulated Consumer Product | 01/03/2020 |  | 03/04/2020
Hunter Fan Company | Hunter | 50328 | True |  | 3 | Yes | 1117 | 7 | 160 |  |  |  | 4565 | 60 | 76 | [5 empty] | LED |  | Federally-Regulated Consumer Product | 01/03/2020 |  | 03/04/2020
Hunter Fan Company | Hunter | 50329 | True |  | 3 | Yes | 1117 | 7 | 160 |  |  |  | 4565 | 60 | 76 | [5 empty] | LED |  | Federally-Regulated Consumer Product | 01/03/2020 |  | 03/04/2020
Hunter Fan Company | Hunter | 50649 | True |  | 3 | Yes | 1117 | 7 | 160 |  |  |  | 4565 | 60 | 76 | [5 empty] | LED |  | Federally-Regulated Consumer Product | 01/03/2020 |  | 03/04/2020
Hunter Fan Company | Hunter | 50310 | True |  | 3 | Yes | 1755 | 10 | 176 |  |  |  | 5864 | 73 | 80 | [5 empty] | LED |  | Federally-Regulated Consumer Product | 01/03/2020 |  | 03/04/2020
Hunter Fan Company | Hunter | 50311 | True |  | 3 | Yes | 1755 | 10 | 176 |  |  |  | 5864 | 73 | 80 | [5 empty] | LED |  | Federally-Regulated Consumer Product | 01/03/2020 |  | 03/04/2020
Hunter Fan Company | Hunter | 50651 | True |  | 3 | Yes | 1755 | 10 | 176 |  |  |  | 5864 | 73 | 80 | [5 empty] | LED |  | Federally-Regulated Consumer Product | 01/03/2020 |  | 03/04/2020
Hunter Fan Company | Hunter | 59624 | True |  | 6 | Yes | 1941 | 2 | 971 |  |  |  | 7441 | 30 | 248 | [5 empty] | LED |  | Federally-Regulated Consumer Product | 01/03/2020 |  | 03/04/2020
Hunter Fan Company | Hunter | 59625 | True |  | 6 | Yes | 1941 | 2 | 971 |  |  |  | 7441 | 30 | 248 | [5 empty] | LED |  | Federally-Regulated Consumer Product | 01/03/2020 |  | 03/04/2020
Hunter Fan Company | Hunter | 59628 | True |  | 6 | Yes | 3042 | 3 | 1014 |  |  |  | 9019 | 39 | 231 | [5 empty] | LED |  | Federally-Regulated Consumer Product | 01/03/2020 |  | 03/04/2020
Hunter Fan Company | Hunter | 59629 | True |  | 6 | Yes | 3042 | 3 | 1014 |  |  |  | 9019 | 39 | 231 | [5 empty] | LED |  | Federally-Regulated Consumer Product | 01/03/2020 |  | 03/04/2020
Hunter Fan Company | Hunter | 50691 | True |  | 3 | Yes | 1668 | 11 | 152 |  |  |  | 4681 | 66 | 71 | [5 empty] | LED |  | Federally-Regulated Consumer Product | 01/03/2020 |  | 03/04/2020
Hunter Fan Company | Hunter | 50472 | True |  | 3 | Yes | 1652 | 9 | 184 |  |  |  | 6890 | 81 | 85 | [5 empty] | LED |  | Federally-Regulated Consumer Product | 01/03/2020 |  | 03/04/2020
Hunter Fan Company | Hunter | 50120 | True |  | 3 | Yes | 911 | 7 | 130 |  |  |  | 4149 | 66 | 63 | [5 empty] | LED |  | Federally-Regulated Consumer Product | 01/03/2020 |  | 03/04/2020
Hunter Fan Company | Hunter | 50675 | True |  | 3 | Yes | 1503 | 9 | 167 |  |  |  | 4416 | 63 | 70 | [5 empty] | LED |  | Federally-Regulated Consumer Product | 01/03/2020 |  | 03/04/2020
Hunter Fan Company | Hunter | 50141 | True |  | 3 | Yes | 558 | 7 | 80 |  |  |  | 2388 | 49 | 49 | [5 empty] | LED |  | Federally-Regulated Consumer Product | 01/03/2020 |  | 03/04/2020
Hunter Fan Company | Hunter | 50144 | True |  | 3 | Yes | 403 | 7 | 58 |  |  |  | 3143 | 64 | 49 | [5 empty] | LED |  | Federally-Regulated Consumer Product | 01/03/2020 |  | 03/04/2020
Hunter Fan Company | Hunter | 50145 | True |  | 3 | Yes | 403 | 7 | 58 |  |  |  | 3143 | 64 | 49 | [5 empty] | LED |  | Federally-Regulated Consumer Product | 01/03/2020 |  | 03/04/2020
Hunter Fan Company | Hunter | 50494 | True |  | 3 | Yes | 1380 | 9 | 153 |  |  |  | 4297 | 64 | 67 | [5 empty] | LED |  | Federally-Regulated Consumer Product | 01/03/2020 |  | 03/04/2020
Hunter Fan Company | Hunter | 50466 | True |  | 3 | Yes | 1843 | 10 | 184 |  |  |  | 6121 | 74 | 83 | [5 empty] | None |  | Federally-Regulated Consumer Product | 01/03/2020 |  | 03/04/2020
Hunter Fan Company | Hunter | 50513 | True |  | 3 | Yes | 1628 | 10 | 163 |  |  |  | 5123 | 72 | 71 | [5 empty] | LED |  | Federally-Regulated Consumer Product | 01/03/2020 |  | 03/04/2020
Hunter Fan Company | Hunter | 50509 | True |  | 3 | Yes | 1301 | 7 | 186 |  |  |  | 4901 | 64 | 77 | [5 empty] | LED |  | Federally-Regulated Consumer Product | 01/03/2020 |  | 03/04/2020
Hunter Fan Company | Hunter | 50511 | True |  | 3 | Yes | 1301 | 7 | 186 |  |  |  | 4901 | 64 | 77 | [5 empty] | LED |  | Federally-Regulated Consumer Product | 01/03/2020 |  | 03/04/2020
Hunter Fan Company | Hunter | 50134 | True |  | 3 | Yes | 844 | 7 | 121 |  |  |  | 3258 | 50 | 65 | [5 empty] | LED |  | Federally-Regulated Consumer Product | 01/03/2020 |  | 03/04/2020
Hunter Fan Company | Hunter | 50085 | True |  | 3 | Yes | 887 | 7 | 127 |  |  |  | 3509 | 61 | 58 | [5 empty] | LED |  | Federally-Regulated Consumer Product | 01/03/2020 |  | 03/04/2020
Hunter Fan Company | Hunter | 50125 | True |  | 3 | Yes | 1604 | 9 | 178 |  |  |  | 6014 | 83 | 72 | [5 empty] | LED |  | Federally-Regulated Consumer Product | 01/03/2020 |  | 03/04/2020
Hunter Fan Company | Hunter | 50126 | True |  | 3 | Yes | 1604 | 9 | 178 |  |  |  | 6014 | 83 | 72 | [5 empty] | LED |  | Federally-Regulated Consumer Product | 01/03/2020 |  | 03/04/2020
Hunter Fan Company | Hunter | 50128 | True |  | 3 | Yes | 1604 | 9 | 178 |  |  |  | 6014 | 83 | 72 | [5 empty] | LED |  | Federally-Regulated Consumer Product | 01/03/2020 |  | 03/04/2020
Hunter Fan Company | Hunter | 50129 | True |  | 3 | Yes | 1600 | 11 | 145 |  |  |  | 4286 | 50 | 86 | [5 empty] | LED |  | Federally-Regulated Consumer Product | 01/03/2020 |  | 03/04/2020
Hunter Fan Company | Hunter | 50130 | True |  | 3 | Yes | 1600 | 11 | 145 |  |  |  | 4286 | 50 | 86 | [5 empty] | LED |  | Federally-Regulated Consumer Product | 01/03/2020 |  | 03/04/2020
Hunter Fan Company | Hunter | 50131 | True |  | 3 | Yes | 1600 | 11 | 145 |  |  |  | 4286 | 50 | 86 | [5 empty] | LED |  | Federally-Regulated Consumer Product | 01/03/2020 |  | 03/04/2020
Hunter Fan Company | Hunter | 50137 | True |  | 3 | Yes | 1189 | 7 | 170 |  |  |  | 4136 | 65 | 64 | [5 empty] | LED |  | Federally-Regulated Consumer Product | 01/03/2020 |  | 03/04/2020
Hunter Fan Company | Hunter | 50133 | True |  | 3 | Yes | 1806 | 10 | 181 |  |  |  | 5021 | 64 | 78 | [5 empty] | LED |  | Federally-Regulated Consumer Product | 01/03/2020 |  | 03/04/2020
Hunter Fan Company | Hunter | 50358 | True |  | 3 | Yes | 1179 | 7 | 168 |  |  |  | 4360 | 63 | 69 | [5 empty] | LED |  | Federally-Regulated Consumer Product | 01/03/2020 |  | 03/04/2020
Hunter Fan Company | Hunter | 50359 | True |  | 3 | Yes | 1179 | 7 | 168 |  |  |  | 4360 | 63 | 69 | [5 empty] | LED |  | Federally-Regulated Consumer Product | 01/03/2020 |  | 03/04/2020
Hunter Fan Company | Hunter | 50018 | True |  | 3 | Yes | 1585 | 11 | 144 |  |  |  | 4381 | 59 | 74 | [5 empty] | LED |  | Federally-Regulated Consumer Product | 01/03/2020 |  | 03/04/2020
Hunter Fan Company | Hunter | 50019 | True |  | 3 | Yes | 1585 | 11 | 144 |  |  |  | 4381 | 59 | 74 | [5 empty] | LED |  | Federally-Regulated Consumer Product | 01/03/2020 |  | 03/04/2020
Hunter Fan Company | Hunter | 50022 | True |  | 3 | Yes | 1585 | 11 | 144 |  |  |  | 4381 | 59 | 74 | [5 empty] | LED |  | Federally-Regulated Consumer Product | 01/03/2020 |  | 03/04/2020
Hunter Fan Company | Hunter | 51328 | True |  | 3 | Yes | 1233 | 10 | 123 |  |  |  | 2934 | 49 | 60 | [5 empty] | LED |  | Federally-Regulated Consumer Product | 01/03/2020 |  | 03/04/2020
Hunter Fan Company | Hunter | 51838 | True |  | 3 | Yes | 1233 | 10 | 123 |  |  |  | 2934 | 49 | 60 | [5 empty] | LED |  | Federally-Regulated Consumer Product | 01/03/2020 |  | 03/04/2020
Hunter Fan Company | Hunter | 51850 | True |  | 3 | Yes | 1233 | 10 | 123 |  |  |  | 2934 | 49 | 60 | [5 empty] | LED |  | Federally-Regulated Consumer Product | 01/03/2020 |  | 03/04/2020
Hunter Fan Company | Hunter | 50362 | True |  | 3 | Yes | 1625 | 10 | 163 |  |  |  | 5428 | 72 | 75 | [5 empty] | LED |  | Federally-Regulated Consumer Product | 01/03/2020 |  | 03/04/2020
Hunter Fan Company | Hunter | 50363 | True |  | 3 | Yes | 1625 | 10 | 163 |  |  |  | 5428 | 72 | 75 | [5 empty] | LED |  | Federally-Regulated Consumer Product | 01/03/2020 |  | 03/04/2020
Hunter Fan Company | Hunter | 51333 | True |  | 3 | Yes | 1408 | 11 | 128 |  |  |  | 3662 | 50 | 73 | [5 empty] | LED |  | Federally-Regulated Consumer Product | 01/03/2020 |  | 03/04/2020
Hunter Fan Company | Hunter | 51334 | True |  | 3 | Yes | 1408 | 11 | 128 |  |  |  | 3662 | 50 | 73 | [5 empty] | LED |  | Federally-Regulated Consumer Product | 01/03/2020 |  | 03/04/2020
Hunter Fan Company | Hunter | 51330 | True |  | 3 | Yes | 1585 | 10 | 159 |  |  |  | 5574 | 73 | 76 | [5 empty] | LED |  | Federally-Regulated Consumer Product | 01/03/2020 |  | 03/04/2020
Hunter Fan Company | Hunter | 51840 | True |  | 3 | Yes | 1585 | 10 | 159 |  |  |  | 5574 | 73 | 76 | [5 empty] | LED |  | Federally-Regulated Consumer Product | 01/03/2020 |  | 03/04/2020
Hunter Fan Company | Hunter | 51329 | True |  | 3 | Yes | 1602 | 10 | 160 |  |  |  | 5412 | 73 | 74 | [5 empty] | LED |  | Federally-Regulated Consumer Product | 01/03/2020 |  | 03/04/2020
Hunter Fan Company | Hunter | 51335 | True |  | 3 | Yes | 1602 | 10 | 160 |  |  |  | 5412 | 73 | 74 | [5 empty] | LED |  | Federally-Regulated Consumer Product | 01/03/2020 |  | 03/04/2020
Hunter Fan Company | Hunter | 50592 | True |  | 3 | Yes | 1371 | 8 | 171 |  |  |  | 4121 | 53 | 78 | [5 empty] | LED |  | Federally-Regulated Consumer Product | 01/03/2020 |  | 03/04/2020
Hunter Fan Company | Hunter | 51839 | True |  | 3 | Yes | 1371 | 8 | 171 |  |  |  | 4121 | 53 | 78 | [5 empty] | LED |  | Federally-Regulated Consumer Product | 01/03/2020 |  | 03/04/2020
Hunter Fan Company | Hunter | 50450 | True |  | 3 | Yes | 1676 | 10 | 168 |  |  |  | 5490 | 66 | 83 | [5 empty] | LED |  | Federally-Regulated Consumer Product | 01/03/2020 |  | 03/04/2020
Hunter Fan Company | Hunter | 50451 | True |  | 3 | Yes | 1676 | 10 | 168 |  |  |  | 5490 | 66 | 83 | [5 empty] | LED |  | Federally-Regulated Consumer Product | 01/03/2020 |  | 03/04/2020
Hunter Fan Company | Hunter | 50452 | True |  | 3 | Yes | 1676 | 10 | 168 |  |  |  | 5490 | 66 | 83 | [5 empty] | LED |  | Federally-Regulated Consumer Product | 01/03/2020 |  | 03/04/2020
Hunter Fan Company | Hunter | 50473 | True |  | 3 | Yes | 1616 | 9 | 180 |  |  |  | 5314 | 75 | 71 | [5 empty] | None |  | Federally-Regulated Consumer Product | 01/03/2020 |  | 03/04/2020
Hunter Fan Company | Hunter | 50474 | True |  | 3 | Yes | 1616 | 9 | 180 |  |  |  | 5314 | 75 | 71 | [5 empty] | None |  | Federally-Regulated Consumer Product | 01/03/2020 |  | 03/04/2020
Hunter Fan Company | Hunter | 50585 | True |  | 3 | Yes | 450 | 9 | 50 |  |  |  | 3729 | 62 | 60 | [5 empty] | LED |  | Federally-Regulated Consumer Product | 01/03/2020 |  | 03/04/2020
Hunter Fan Company | Hunter | 50586 | True |  | 3 | Yes | 450 | 9 | 50 |  |  |  | 3729 | 62 | 60 | [5 empty] | LED |  | Federally-Regulated Consumer Product | 01/03/2020 |  | 03/04/2020
Hunter Fan Company | Hunter | 50595 | True |  | 3 | Yes | 1675 | 11 | 152 |  |  |  | 5850 | 74 | 79 | [5 empty] | LED |  | Federally-Regulated Consumer Product | 01/03/2020 |  | 03/04/2020
Hunter Fan Company | Hunter | 53430 | True |  | 3 | Yes | 1675 | 11 | 152 |  |  |  | 5850 | 74 | 79 | [5 empty] | LED |  | Federally-Regulated Consumer Product | 01/03/2020 |  | 03/04/2020
Hunter Fan Company | Hunter | 50881 | True |  | 3 | Yes | 847 | 7 | 121 |  |  |  | 2999 | 49 | 61 | [5 empty] | LED |  | Federally-Regulated Consumer Product | 01/03/2020 |  | 03/04/2020
Hunter Fan Company | Hunter | 50882 | True |  | 3 | Yes | 847 | 7 | 121 |  |  |  | 2999 | 49 | 61 | [5 empty] | LED |  | Federally-Regulated Consumer Product | 01/03/2020 |  | 03/04/2020
Hunter Fan Company | Hunter | 50885 | True |  | 3 | Yes | 847 | 7 | 121 |  |  |  | 2999 | 49 | 61 | [5 empty] | LED |  | Federally-Regulated Consumer Product | 01/03/2020 |  | 03/04/2020
Hunter Fan Company | Hunter | 50896 | True |  | 3 | Yes | 852 | 7 | 122 |  |  |  | 3090 | 50 | 62 | [5 empty] | LED |  | Federally-Regulated Consumer Product | 01/03/2020 |  | 03/04/2020
Hunter Fan Company | Hunter | 50904 | True |  | 3 | Yes | 852 | 7 | 122 |  |  |  | 3090 | 50 | 62 | [5 empty] | LED |  | Federally-Regulated Consumer Product | 01/03/2020 |  | 03/04/2020
Hunter Fan Company | Hunter | 50905 | True |  | 3 | Yes | 852 | 7 | 122 |  |  |  | 3090 | 50 | 62 | [5 empty] | LED |  | Federally-Regulated Consumer Product | 01/03/2020 |  | 03/04/2020
Hunter Fan Company | Hunter | 50887 | True |  | 3 | Yes | 828 | 7 | 118 |  |  |  | 3780 | 64 | 59 | [5 empty] | LED |  | Federally-Regulated Consumer Product | 01/03/2020 |  | 03/04/2020
Hunter Fan Company | Hunter | 50894 | True |  | 3 | Yes | 828 | 7 | 118 |  |  |  | 3780 | 64 | 59 | [5 empty] | LED |  | Federally-Regulated Consumer Product | 01/03/2020 |  | 03/04/2020
Hunter Fan Company | Hunter | 50895 | True |  | 3 | Yes | 828 | 7 | 118 |  |  |  | 3780 | 64 | 59 | [5 empty] | LED |  | Federally-Regulated Consumer Product | 01/03/2020 |  | 03/04/2020
Hunter Fan Company | Hunter | 50901 | True |  | 3 | Yes | 1096 | 7 | 157 |  |  |  | 3795 | 62 | 61 | [5 empty] | LED |  | Federally-Regulated Consumer Product | 01/03/2020 |  | 03/04/2020
Hunter Fan Company | Hunter | 55035 | True |  | 4 | Yes | 1687 | 12 | 141 |  |  |  | 5481 | 74 | 74 | [5 empty] | None |  | Federally-Regulated Consumer Product | 01/03/2020 |  | 03/04/2020
Fanim Industries | Fanimation Studio Collection | LP8323LBN | True |  | V | Yes | 1961 | 3 | 654 |  |  |  | 5699 | 32 | 178 | [5 empty] | None |  | Federally-Regulated Consumer Product | 01/05/2020 |  | 03/04/2020
Fanim Industries | Fanimation Studio Collection | LP8323LGR | True |  | V | Yes | 1961 | 3 | 654 |  |  |  | 5699 | 32 | 178 | [5 empty] | None |  | Federally-Regulated Consumer Product | 01/05/2020 |  | 03/04/2020
King of Fans | Hampton Bay | 48-HVAII | True |  | 3 | Yes | 1715 | 13 | 132 |  |  |  | 4624 | 62 | 75 | [5 empty] | LED |  | Federally-Regulated Consumer Product | 01/09/2020 |  | 03/04/2020
King of Fans | Hampton Bay | 50248 | True |  | 3 | Yes | 1715 | 13 | 132 |  |  |  | 4624 | 62 | 75 | [5 empty] | LED |  | Federally-Regulated Consumer Product | 01/09/2020 |  | 03/04/2020
Summer Wind International, Ltd. | Home Decorators Collection | 14001 | True |  | 3 | Yes | 1371 | 16 | 85 |  |  |  | 3942 | 70 | 56 | [5 empty] | LED |  | Federally-Regulated Consumer Product | 01/16/2020 |  | 03/04/2020
Summer Wind International, Ltd. | AIRE BY MINKA | 4601 | True |  | 3 | Yes | 1925 | 16 | 120 |  |  |  | 5066 | 78 | 64 | [5 empty] | LED |  | Federally-Regulated Consumer Product | 01/16/2020 |  | 03/04/2020
Summer Wind International, Ltd. | AIRE BY MINKA | 4602 | True |  | 3 | Yes | 1925 | 16 | 120 |  |  |  | 5066 | 78 | 64 | [5 empty] | LED |  | Federally-Regulated Consumer Product | 01/16/2020 |  | 03/04/2020
Summer Wind International, Ltd. | AIRE BY MINKA | 4603 | True |  | 3 | Yes | 1925 | 16 | 120 |  |  |  | 5066 | 78 | 64 | [5 empty] | LED |  | Federally-Regulated Consumer Product | 01/16/2020 |  | 03/04/2020
King of Fans | Hampton Bay | 312561061 | True |  | 3 | Yes | 2031 | 12 | 169 |  |  |  | 4775 | 59 | 81 | [5 empty] | LED |  | Federally-Regulated Consumer Product | 01/20/2020 |  | 03/04/2020
King of Fans | Hampton Bay | 312561063 | True |  | 3 | Yes | 2031 | 12 | 169 |  |  |  | 4775 | 59 | 81 | [5 empty] | LED |  | Federally-Regulated Consumer Product | 01/20/2020 |  | 03/04/2020
King of Fans | Hampton Bay | 100036640 | True |  | 3 | Yes | 2031 | 12 | 169 |  |  |  | 4775 | 59 | 81 | [5 empty] | LED |  | Federally-Regulated Consumer Product | 01/20/2020 |  | 03/04/2020
Visual Comfort & Company | Monte Carlo | 3SKYR56***** | True |  | V | Yes | 2509 | 4 | 627 | 4008 | 10 | 401 | 6161 | 26 | 237 | [5 empty] | LED |  | Federally-Regulated Consumer Product | 03/06/2015 |  | 03/04/2020
American De Rosa Lamparts, LLC DBA Luminance Brands | Sunset Lighting | CF52838-XX-L | True |  | 3 | Yes | 1896 | 11 | 172 | 2810 | 27 | 104 | 4730 | 59 | 80 | [5 empty] | Incandescent |  | Federally-Regulated Consumer Product | 09/30/2015 |  | 03/04/2020
Hunter Fan Company | Casablanca | 55002 | True |  | 4 | Yes | 1471 | 5 | 294 | 4866 | 43 | 113 | 6871 | 85 | 81 | [5 empty] | None |  | Federally-Regulated Consumer Product | 07/29/2013 |  | 03/04/2020
Halsey Enterprise Co., Ltd. | Halsey | HE-12026 | True |  | 3 | Yes | 1529 | 11 | 139 | 2385 | 24 | 99 | 3281 | 51 | 64 | [5 empty] | Incandescent |  | Federally-Regulated Consumer Product | 01/02/2013 |  | 03/04/2020
Air Cool Industrial Co., Ltd. | HD Supply | 269126 | True |  | 3 | Yes | 2442 | 27 | 90 | 4079 | 48 | 85 | 4879 | 61 | 80 | [5 empty] | Incandescent |  | Federally-Regulated Consumer Product | 04/28/2011 |  | 03/04/2020
Hunter Fan Company | Hunter | 53024 | True |  | 3 | Yes | 2011 | 10 | 201 | 3341 | 28 | 119 | 5124 | 67 | 76 | [5 empty] | Incandescent |  | Federally-Regulated Consumer Product | 02/15/2013 |  | 03/04/2020
Hunter Fan Company | Casablanca | C31U11B | True |  | 6 | Yes | 2696 | 6 | 449 | 7087 | 31 | 229 | 4787 | 12 | 399 | [5 empty] | None |  | Federally-Regulated Consumer Product | 11/17/2011 |  | 03/04/2020
Aeratron Pty Ltd. | Aeratron | AE2-50S | True |  | V | Yes | 1349 | 2 | 675 | 3281 | 5 | 656 | 5641 | 15 | 376 | [5 empty] | LED |  | Federally-Regulated Consumer Product | 05/21/2015 |  | 03/04/2020
Hunter Fan Company | Casablanca | 54001 | True |  | 4 | Yes | 1510 | 5 | 302 | 4278 | 39 | 110 | 6125 | 78 | 79 | [5 empty] | None |  | Federally-Regulated Consumer Product | 07/29/2013 |  | 03/04/2020
Halsey Enterprise Co., Ltd. | Lamps Plus | MX60-99 (R2181) | True |  | 3 | Yes | 3679 | 20 | 184 | 5980 | 47 | 127 | 8500 | 96 | 89 | [5 empty] | None |  | Federally-Regulated Consumer Product | 04/29/2013 |  | 03/04/2020
Litex Industries | Harbor Breeze | E-HS52BCW5C1L | True |  | 3 | Yes | 2140 | 14 | 153 | 3883 | 35 | 111 | 5248 | 66 | 80 | [5 empty] | Incandescent |  | Federally-Regulated Consumer Product | 02/03/2012 |  | 03/04/2020
Halsey Enterprise Co., Ltd. | Monte Carlo | KEN FAN | True |  | 3 | Yes | 1839 | 10 | 184 | 3707 | 33 | 112 | 6080 | 78 | 78 | [5 empty] | LED |  | Federally-Regulated Consumer Product | 03/19/2014 |  | 03/04/2020
Minka Group | Minka Aire | F738-(X) | True |  | 3 | Yes | 2066 | 13 | 159 | 3562 | 31 | 115 | 5405 | 64 | 84 | [5 empty] | None |  | Federally-Regulated Consumer Product | 07/02/2014 |  | 03/04/2020
Visual Comfort & Company | Monte Carlo | 5DM52*** | True |  | 3 | Yes | 2455 | 10 | 246 | 4433 | 29 | 153 | 6257 | 58 | 108 | [5 empty] | None |  | Federally-Regulated Consumer Product | 02/07/2014 |  | 03/04/2020
Collins CO., LTD. | Cool~Breeze | EB52037 | True |  | V | Yes | 1905 | 34 | 56 | 3080 | 39 | 79 | 5647 | 60 | 94 | [5 empty] | Incandescent |  | Federally-Regulated Consumer Product | 07/03/2015 |  | 03/04/2020
Litex Industries | Litex | VIC52***5LK4 | True |  | 3 | Yes | 1472 | 22 | 67 | 3046 | 39 | 78 | 4685 | 62 | 76 | [5 empty] | Incandescent |  | Federally-Regulated Consumer Product | 10/07/2010 |  | 03/04/2020
Halsey Enterprise Co., Ltd. | Hampton Bay | 42DPB-L | True |  | 3 | Yes | 1529 | 11 | 139 | 2385 | 24 | 99 | 3281 | 51 | 64 | [5 empty] | Incandescent |  | Federally-Regulated Consumer Product | 01/02/2013 |  | 03/04/2020
Hunter Fan Company | Hunter | 53119 | True |  | 3 | Yes | 1593 | 10 | 159 | 2631 | 26 | 101 | 4072 | 64 | 64 | [5 empty] | None |  | Federally-Regulated Consumer Product | 02/15/2013 |  | 03/04/2020
Hunter Fan Company | Hunter | 23871 | True |  | 3 | Yes | 1000 | 9 | 111 | 1400 | 18 | 78 | 2900 | 51 | 57 | [5 empty] | None |  | Federally-Regulated Consumer Product | 11/17/2011 |  | 03/04/2020
American De Rosa Lamparts, LLC DBA Luminance Brands | Sunset Lighting | CF52234-XX | True |  | 3 | Yes | 1958 | 13 | 151 | 3567 | 31 | 115 | 4950 | 59 | 84 | [5 empty] | None |  | Federally-Regulated Consumer Product | 09/30/2015 |  | 03/04/2020
Hong Kong China Electric Manufacture Co., Ltd. | Harbor Breeze | 156738 | True |  | 3 | Yes | 1952 | 10 | 195 | 3697 | 31 | 119 | 4956 | 60 | 82 | [5 empty] | Incandescent |  | Federally-Regulated Consumer Product | 06/12/2012 |  | 03/04/2020
Hunter Fan Company | Hunter | 53103 | True |  | 3 | Yes | 2006 | 10 | 201 | 3204 | 26 | 123 | 5014 | 64 | 78 | [5 empty] | None |  | Federally-Regulated Consumer Product | 02/15/2013 |  | 03/04/2020
Litex Industries | Harbor Breeze | BAOD52WW5C | True |  | 3 | Yes | 2027 | 10 | 203 | 4062 | 30 | 135 | 5794 | 67 | 86 | [5 empty] | Incandescent |  | Federally-Regulated Consumer Product | 10/07/2010 |  | 03/04/2020
Hunter Fan Company | Hunter | 55045 | True |  | 4 | Yes | 4660 | 24 | 194 | 6445 | 46 | 140 | 8467 | 87 | 97 | [5 empty] | Compact Flourescent |  | Federally-Regulated Consumer Product | 06/07/2013 |  | 03/04/2020
Litex Industries | Harbor Breeze | BDB52***5N | True |  | 3 | Yes | 1991 | 9 | 221 | 3602 | 28 | 129 | 5187 | 60 | 86 | [5 empty] | None |  | Federally-Regulated Consumer Product | 02/03/2012 |  | 03/04/2020
King of Fans | Hampton Bay | 26603 | True |  | 3 | Yes | 2448 | 12 | 202 | 4289 | 30 | 142 | 6057 | 57 | 106 | [5 empty] | Compact Flourescent |  | Federally-Regulated Consumer Product | 10/31/2012 |  | 03/04/2020
Halsey Enterprise Co., Ltd. | Halsey | 42DPB-L | True |  | 3 | Yes | 1529 | 11 | 139 | 2385 | 24 | 99 | 3281 | 51 | 64 | [5 empty] | Incandescent |  | Federally-Regulated Consumer Product | 01/02/2013 |  | 03/04/2020
Hunter Fan Company | Hunter | 54014 | True |  | 3 | Yes | 2093 | 12 | 174 | 3318 | 29 | 114 | 5727 | 81 | 71 | [5 empty] | Compact Flourescent |  | Federally-Regulated Consumer Product | 05/21/2013 |  | 03/04/2020
Aeratron Pty Ltd. | Aeratron | AE3-43* | True |  | V | Yes | 2072 | 3 | 691 | 3881 | 9 | 431 | 5070 | 19 | 267 | [5 empty] | LED |  | Federally-Regulated Consumer Product | 05/21/2015 |  | 03/04/2020
Hunter Fan Company | Casablanca | 54039 | True |  | 4 | Yes | 2070 | 12 | 173 | 4710 | 47 | 100 | 6504 | 85 | 77 | [5 empty] | Incandescent |  | Federally-Regulated Consumer Product | 10/31/2012 |  | 03/04/2020
Minka Group | Minka Aire | F514-ORB | True |  | 3 | Yes | 2355 | 12 | 196 | 4428 | 37 | 120 | 6148 | 72 | 85 | [5 empty] | Compact Flourescent |  | Federally-Regulated Consumer Product | 09/24/2012 |  | 03/04/2020
Air Comfort, Inc. | Tommy Bahama | TB311*** | True |  | 6 | Yes | 2033 | 12 | 169 | 3831 | 37 | 104 | 5363 | 71 | 76 | [5 empty] | None |  | Federally-Regulated Consumer Product | 02/02/2015 |  | 03/04/2020
Hunter Fan Company | Casablanca | 59537 | True |  | 4 | Yes | 2205 | 11 | 200 | 5106 | 52 | 98 | 6679 | 87 | 77 | [5 empty] | Compact Flourescent |  | Federally-Regulated Consumer Product | 09/11/2013 |  | 03/04/2020
Hunter Fan Company | Casablanca | C35G11L | True |  | 3 | Yes | 2549 | 31 | 82 | 3915 | 73 | 54 | 3224 | 46 | 70 | [5 empty] | Other |  | Federally-Regulated Consumer Product | 11/17/2011 |  | 03/04/2020
Halsey Enterprise Co., Ltd. | Lamps Plus | HS332-02 (R0100) | True |  | 3 | Yes | 2566 | 11 | 233 | 4102 | 29 | 141 | 6064 | 63 | 96 | [5 empty] | None |  | Federally-Regulated Consumer Product | 04/29/2013 |  | 03/04/2020
Landmark Enterprise, Inc. | Harbor Breeze | LP8321S*** | True |  | 6 | Yes | 2110 | 1 | 2110 | 4514 | 6 | 752 | 6100 | 18 | 339 | [5 empty] | None |  | Federally-Regulated Consumer Product | 07/29/2014 |  | 03/04/2020
King of Fans | Hampton Bay | 51644 | True |  | 3 | Yes | 1376 | 10 | 138 | 2186 | 22 | 99 | 3460 | 52 | 67 | [5 empty] | Incandescent |  | Federally-Regulated Consumer Product | 10/31/2012 |  | 03/04/2020
Hunter Fan Company | Hunter | 51026 | True |  | 3 | Yes | 1216 | 8 | 152 | 1887 | 16 | 118 | 3472 | 57 | 61 | [5 empty] | Incandescent |  | Federally-Regulated Consumer Product | 11/07/2012 |  | 03/04/2020
Fanimation | Fanimation | MAD3255RS | True |  | 6 | Yes | 2477 | 5 | 495 | 4262 | 15 | 284 | 5412 | 30 | 180 | [5 empty] | None |  | Federally-Regulated Consumer Product | 03/18/2015 |  | 03/04/2020
Air Cool Industrial Co., Ltd. | Seasons | 269508 | True |  | 3 | Yes | 2055 | 10 | 206 | 3774 | 30 | 126 | 5341 | 63 | 84 | [5 empty] | Compact Flourescent |  | Federally-Regulated Consumer Product | 03/16/2011 |  | 03/04/2020
Hunter Fan Company | Hunter | 53125 | True |  | 3 | Yes | 2254 | 10 | 225 | 3516 | 26 | 135 | 5671 | 66 | 86 | [5 empty] | None |  | Federally-Regulated Consumer Product | 05/21/2013 |  | 03/04/2020
American De Rosa Lamparts, LLC DBA Luminance Brands | Concord Fans | 52HUG5XX-YG8-GU | True |  | 3 | Yes | 1865 | 11 | 170 | 2793 | 28 | 100 | 4500 | 52 | 87 | [5 empty] | Compact Flourescent |  | Federally-Regulated Consumer Product | 09/30/2015 |  | 03/04/2020
Hunter Fan Company | Hunter | 28418 | True |  | 3 | Yes | 1626 | 9 | 181 | 3053 | 27 | 113 | 5251 | 66 | 80 | [5 empty] | None |  | Federally-Regulated Consumer Product | 11/17/2011 |  | 03/04/2020
Hunter Fan Company | Hunter | 28792A | True |  | 3 | Yes | 2097 | 10 | 210 | 3870 | 32 | 121 | 5675 | 73 | 78 | [5 empty] | Incandescent |  | Federally-Regulated Consumer Product | 06/26/2012 |  | 03/04/2020
Litex Industries | Harbor Breeze | BDB52***5BC4 | True |  | 3 | Yes | 1685 | 11 | 153 | 3295 | 29 | 114 | 5183 | 58 | 89 | [5 empty] | Incandescent |  | Federally-Regulated Consumer Product | 10/07/2010 |  | 03/04/2020
Kichler Lighting | Kichler Lighting | 370060(CP155317) | True |  | V | Yes | 3509 | 4 | 877 | 7656 | 13 | 589 | 10774 | 34 | 317 | [5 empty] | None |  | Federally-Regulated Consumer Product | 07/29/2015 |  | 03/04/2020
Visual Comfort & Company | Monte Carlo | BF3-*** | True |  | 3 | Yes | 1548 | 11 | 141 | 2792 | 30 | 93 | 4027 | 58 | 69 | [5 empty] | Incandescent |  | Federally-Regulated Consumer Product | 04/08/2013 |  | 03/04/2020
Hunter Fan Company | Casablanca | 54025 | True |  | 4 | Yes | 1319 | 5 | 264 | 4214 | 39 | 108 | 6129 | 81 | 76 | [5 empty] | Incandescent |  | Federally-Regulated Consumer Product | 10/31/2012 |  | 03/04/2020
Madison Avenue Lighting & Fan Co. | Home Decorators Collection | 14431 | True |  | 3 | Yes | 1921 | 15 | 128 | 3662 | 33 | 111 | 5756 | 69 | 83 | [5 empty] | LED |  | Federally-Regulated Consumer Product | 06/29/2015 |  | 03/04/2020
Visual Comfort & Company | Monte Carlo | 5DI44*** | True |  | 3 | Yes | 1732 | 14 | 124 | 2797 | 29 | 96 | 4262 | 58 | 73 | [5 empty] | Incandescent |  | Federally-Regulated Consumer Product | 06/07/2013 |  | 03/04/2020
Hunter Fan Company | Hunter | 53085 | True |  | 3 | Yes | 1808 | 10 | 181 | 3157 | 25 | 126 | 5006 | 66 | 76 | [5 empty] | Incandescent |  | Federally-Regulated Consumer Product | 04/17/2014 |  | 03/04/2020
Hunter Fan Company | Hunter | 59141 | True |  | 3 | Yes | 1179 | 12 | 98 | 1940 | 27 | 72 | 5133 | 65 | 79 | [5 empty] | Compact Flourescent |  | Federally-Regulated Consumer Product | 10/21/2013 |  | 03/04/2020
Hunter Fan Company | Casablanca | 59110 | True |  | 4 | Yes | 1902 | 11 | 173 | 4933 | 50 | 99 | 6468 | 85 | 76 | [5 empty] | LED |  | Federally-Regulated Consumer Product | 01/09/2014 |  | 03/04/2020
Hunter Fan Company | Casablanca | C38U73K | True |  | 4 | Yes | 3616 | 28 | 129 | 5878 | 75 | 78 | 4667 | 48 | 97 | [5 empty] | None |  | Federally-Regulated Consumer Product | 11/17/2011 |  | 03/04/2020
Fanimation | Fanimation | FPD8088BA | True |  | 6 | Yes | 3108 | 5 | 621 | 4459 | 13 | 343 | 6466 | 30 | 215 | [5 empty] | Other |  | Federally-Regulated Consumer Product | 03/18/2015 |  | 03/04/2020
American De Rosa Lamparts, LLC DBA Luminance Brands | Sunset Lighting | CF42848-XX-L | True |  | 3 | Yes | 1498 | 11 | 136 | 2069 | 21 | 99 | 4051 | 49 | 83 | [5 empty] | Incandescent |  | Federally-Regulated Consumer Product | 09/30/2015 |  | 03/04/2020
Minka Group | Minka Aire | F615-***** | True |  | 3 | Yes | 2399 | 19 | 126 | 3641 | 35 | 104 | 5110 | 60 | 85 | [5 empty] | Compact Flourescent |  | Federally-Regulated Consumer Product | 12/27/2012 |  | 03/04/2020
Landmark Enterprise, Inc. | Harbor Breeze | LP8013(FN543)LAB | True |  | 3 | Yes | 1514 | 20 | 76 | 2640 | 46 | 57 | 5488 | 154 | 36 | [5 empty] | None |  | Federally-Regulated Consumer Product | 03/04/2011 |  | 03/04/2020
Craftmade | Craftmade | CXL52** | True |  | 3 | Yes | 2088 | 13 | 161 | 3912 | 30 | 130 | 6504 | 78 | 83 | [5 empty] | None |  | Federally-Regulated Consumer Product | 02/04/2014 |  | 03/04/2020
Hunter Fan Company | Casablanca | 53187 | True |  | 4 | Yes | 2111 | 21 | 101 | 2680 | 34 | 79 | 3375 | 61 | 55 | [5 empty] | Compact Flourescent |  | Federally-Regulated Consumer Product | 05/16/2013 |  | 03/04/2020
Fanimation | Fanimation | FP8095BA | True |  | 3 | Yes | 1497 | 9 | 166 | 3419 | 25 | 136 | 5813 | 67 | 86 | [5 empty] | Other |  | Federally-Regulated Consumer Product | 03/18/2015 |  | 03/04/2020
Hunter Fan Company | Casablanca | 47846D | True |  | 3 | Yes | 2042 | 9 | 227 | 7126 | 82 | 87 | 3902 | 30 | 130 | [5 empty] | None |  | Federally-Regulated Consumer Product | 11/17/2011 |  | 03/04/2020
Chien Luen Industries (Zhongshan), Ltd. | Harbor Breeze | 3475 | True |  | 3 | Exception 2 | 2438 | 13 | 188 | 4026 | 29 | 139 | 6299 | 62 | 101 | [5 empty] | Compact Flourescent |  | Federally-Regulated Consumer Product | 12/06/2010 |  | 03/04/2020
Litex Industries | Ellington | BLD52***5C1 | True |  | 3 | Yes | 1970 | 13 | 152 | 3731 | 34 | 110 | 5649 | 69 | 82 | [5 empty] | Incandescent |  | Federally-Regulated Consumer Product | 10/07/2010 |  | 03/04/2020
Craftmade | Craftmade | VS60*** | True |  | 3 | Yes | 2063 | 22 | 94 | 3965 | 46 | 86 | 5636 | 74 | 76 | [5 empty] | Incandescent |  | Federally-Regulated Consumer Product | 02/04/2014 |  | 03/04/2020
Litex Industries | Harbor Breeze | E-BE44***5C | True |  | 3 | Yes | 2158 | 18 | 120 | 2948 | 30 | 98 | 3896 | 48 | 81 | [5 empty] | Incandescent |  | Federally-Regulated Consumer Product | 02/03/2012 |  | 03/04/2020
Zhongshan Zhifa Electrical Appliances Co., Ltd. | Zhifa & HD Supply | 269479 | True |  | 3 | Yes | 1920 | 12 | 160 | 2835 | 27 | 105 | 3900 | 50 | 78 | [5 empty] | Incandescent |  | Federally-Regulated Consumer Product | 11/22/2011 |  | 03/04/2020
Craftmade | Craftmade | BE60** | True |  | 3 | Yes | 541 | 8 | 68 | 3571 | 32 | 112 | 6500 | 79 | 82 | [5 empty] | None |  | Federally-Regulated Consumer Product | 02/04/2014 |  | 03/04/2020
Hunter Fan Company | Hunter | 28713 | True |  | 3 | Yes | 1653 | 9 | 184 | 2464 | 19 | 130 | 4137 | 55 | 75 | [5 empty] | None |  | Federally-Regulated Consumer Product | 11/17/2011 |  | 03/04/2020
Hunter Fan Company | Casablanca | 59095 | True |  | 4 | Yes | 1281 | 9 | 142 | 3835 | 41 | 94 | 6179 | 111 | 56 | [5 empty] | None |  | Federally-Regulated Consumer Product | 01/09/2014 |  | 03/04/2020
Hunter Fan Company | Hunter | 20806 | True |  | 3 | Yes | 1500 | 9 | 167 | 2900 | 26 | 112 | 5000 | 66 | 76 | [5 empty] | None |  | Federally-Regulated Consumer Product | 11/17/2011 |  | 03/04/2020
Visual Comfort & Company | Monte Carlo | 4VG42/28***-L | True |  | 3 | Yes | 1360 | 11 | 124 | 1956 | 21 | 93 | 2933 | 41 | 72 | [5 empty] | Incandescent |  | Federally-Regulated Consumer Product | 08/28/2012 |  | 03/04/2020
Hunter Fan Company | Casablanca | 6622G | True |  | 4 | Yes | 1236 | 5 | 247 | 6398 | 85 | 75 | 4555 | 46 | 99 | [5 empty] | None |  | Federally-Regulated Consumer Product | 11/17/2011 |  | 03/04/2020
Hunter Fan Company | Casablanca | 55060 | True |  | 4 | Yes | 2028 | 11 | 184 | 4682 | 50 | 94 | 6393 | 89 | 72 | [5 empty] | Compact Flourescent |  | Federally-Regulated Consumer Product | 01/09/2014 |  | 03/04/2020
Fanimation | Fanimation | FP240PW | True |  | 2 | Yes | 4125 | 73 | 57 |  |  |  | 6157 | 178 | 35 | [5 empty] | None |  | Federally-Regulated Consumer Product | 03/24/2014 |  | 03/04/2020
King of Fans | Hampton Bay | 51013 | True |  | 3 | Yes | 1759 | 10 | 176 | 3174 | 27 | 118 | 5057 | 62 | 82 | [5 empty] | Compact Flourescent |  | Federally-Regulated Consumer Product | 10/31/2012 |  | 03/04/2020
Hunter Fan Company | Hunter | 52001 | True |  | 3 | Yes | 1546 | 7 | 221 | 2310 | 17 | 136 | 4627 | 63 | 73 | [5 empty] | Compact Flourescent |  | Federally-Regulated Consumer Product | 03/19/2013 |  | 03/04/2020
Hunter Fan Company | Casablanca | C17G97Z | True |  | 6 | Yes | 1488 | 8 | 186 | 6885 | 120 | 57 | 4059 | 39 | 104 | [5 empty] | Other |  | Federally-Regulated Consumer Product | 11/17/2011 |  | 03/04/2020
American De Rosa Lamparts, LLC DBA Luminance Brands | Concord Fans | 52GA4EXX | True |  | 3 | Yes | 2266 | 17 | 133 | 3773 | 44 | 86 | 5193 | 60 | 87 | [5 empty] | Incandescent |  | Federally-Regulated Consumer Product | 09/30/2015 |  | 03/04/2020
Air Comfort, Inc. | Emerson | CF2000*** | True |  | 3 | Yes | 882 | 9 | 98 | 2795 | 38 | 74 | 4430 | 88 | 50 | [5 empty] | None |  | Federally-Regulated Consumer Product | 02/02/2015 |  | 03/04/2020
King of Fans | Hampton Bay | 51218 | True |  | 3 | Yes | 2168 | 11 | 197 | 3663 | 26 | 141 | 5703 | 64 | 89 | [5 empty] | None |  | Federally-Regulated Consumer Product | 12/20/2012 |  | 03/04/2020
Hunter Fan Company | Hunter | 20494 | True |  | 3 | Yes | 1664 | 11 | 151 | 2785 | 30 | 93 | 6236 | 84 | 74 | [5 empty] | Incandescent |  | Federally-Regulated Consumer Product | 11/17/2011 |  | 03/04/2020
American De Rosa Lamparts, LLC DBA Luminance Brands | Sunset Lighting | CF52147-XX | True |  | 3 | Yes | 1708 | 10 | 171 | 2885 | 25 | 115 | 4413 | 54 | 82 | [5 empty] | None |  | Federally-Regulated Consumer Product | 09/30/2015 |  | 03/04/2020
Litex Industries | Litex | RO52AV5LKRCD | True |  | 3 | Yes | 1927 | 16 | 120 | 3053 | 41 | 74 | 5456 | 69 | 79 | [5 empty] | Incandescent |  | Federally-Regulated Consumer Product | 10/07/2010 |  | 03/04/2020
Minka Group | Minka Aire | F621-***** | True |  | 3 | Yes | 2036 | 13 | 157 | 3716 | 37 | 100 | 5241 | 62 | 85 | [5 empty] | Incandescent |  | Federally-Regulated Consumer Product | 12/27/2012 |  | 03/04/2020
Hunter Fan Company | Casablanca | 6632G | True |  | 4 | Yes | 1236 | 5 | 247 | 6398 | 85 | 75 | 4555 | 46 | 99 | [5 empty] | None |  | Federally-Regulated Consumer Product | 11/17/2011 |  | 03/04/2020
Air Cool Industrial Co., Ltd. | Seasons | 269152 | True |  | 3 | Yes | 1400 | 9 | 156 | 3256 | 30 | 109 | 5891 | 68 | 87 | [5 empty] | None |  | Federally-Regulated Consumer Product | 03/16/2011 |  | 03/04/2020
Hunter Fan Company | Hunter | 23249 | True |  | 3 | Yes | 1620 | 8 | 203 | 3701 | 31 | 119 | 6963 | 91 | 77 | [5 empty] | None |  | Federally-Regulated Consumer Product | 11/17/2011 |  | 03/04/2020
Air Comfort, Inc. | Emerson | CF755*** | True |  | 3 | Yes | 1857 | 10 | 186 | 3629 | 29 | 125 | 5795 | 69 | 84 | [5 empty] | None |  | Federally-Regulated Consumer Product | 11/12/2014 |  | 03/04/2020
Landmark Enterprise, Inc. | Allen + Roth | LP8130*** | True |  | 3 | Yes | 2273 | 11 | 207 | 3714 | 27 | 138 | 5795 | 64 | 91 | [5 empty] | Compact Flourescent |  | Federally-Regulated Consumer Product | 03/03/2013 |  | 03/04/2020
Litex Industries | Harbor Breeze | LET52FY5C1T | True |  | 3 | Yes | 1922 | 13 | 148 | 3301 | 34 | 97 | 4947 | 68 | 73 | [5 empty] | Incandescent |  | Federally-Regulated Consumer Product | 10/07/2010 |  | 03/04/2020
Hunter Fan Company | Hunter | 21215 | True |  | 3 | Yes | 1157 | 12 | 96 | 3208 | 34 | 94 | 5439 | 74 | 74 | [5 empty] | None |  | Federally-Regulated Consumer Product | 11/17/2011 |  | 03/04/2020
Landmark Enterprise, Inc. | Harbor Breeze | LP8055LAZ | True |  | 3 | Yes | 2048 | 12 | 170 | 3969 | 35 | 113 | 5867 | 66 | 89 | [5 empty] | Incandescent |  | Federally-Regulated Consumer Product | 03/04/2011 |  | 03/04/2020
Hunter Fan Company | Hunter | 23863 | True |  | 3 | Yes | 2696 | 18 | 150 | 4164 | 39 | 107 | 6644 | 86 | 77 | [5 empty] | None |  | Federally-Regulated Consumer Product | 10/21/2013 |  | 03/04/2020
Hunter Fan Company | Casablanca | 72U11D | True |  | 3 | Yes | 1363 | 10 | 136 | 5100 | 80 | 64 | 3090 | 27 | 114 | [5 empty] | None |  | Federally-Regulated Consumer Product | 11/17/2011 |  | 03/04/2020
Hunter Fan Company | Hunter | 52033 | True |  | 3 | Yes | 1436 | 7 | 205 | 2178 | 16 | 136 | 4557 | 66 | 69 | [5 empty] | None |  | Federally-Regulated Consumer Product | 11/07/2012 |  | 03/04/2020
Air Comfort, Inc. | Emerson | CF776*** | True |  | 3 | Yes | 2123 | 10 | 212 | 3763 | 32 | 118 | 5626 | 71 | 79 | [5 empty] | Incandescent |  | Federally-Regulated Consumer Product | 11/12/2014 |  | 03/04/2020
Litex Industries | Litex | CMT52***5C | True |  | 3 | Yes | 1411 | 9 | 157 | 3172 | 29 | 109 | 5242 | 65 | 81 | [5 empty] | Incandescent |  | Federally-Regulated Consumer Product | 10/07/2010 |  | 03/04/2020
Halsey Enterprise Co., Ltd. | Monte Carlo | 5MB52OND | True |  | 3 | Yes | 2176 | 15 | 145 | 3346 | 34 | 98 | 4620 | 64 | 72 | [5 empty] | Incandescent |  | Federally-Regulated Consumer Product | 05/28/2013 |  | 03/04/2020
Hunter Fan Company | Casablanca | 6644G | True |  | 4 | Yes | 1236 | 5 | 247 | 6398 | 85 | 75 | 4555 | 46 | 99 | [5 empty] | None |  | Federally-Regulated Consumer Product | 11/17/2011 |  | 03/04/2020
Hunter Fan Company | Casablanca | 54002 | True |  | 4 | Yes | 1510 | 5 | 302 | 4278 | 39 | 110 | 6125 | 78 | 79 | [5 empty] | None |  | Federally-Regulated Consumer Product | 07/29/2013 |  | 03/04/2020
Hunter Fan Company | Hunter | 53161 | True |  | 3 | Yes | 1760 | 10 | 176 | 3073 | 25 | 123 | 5132 | 65 | 79 | [5 empty] | Incandescent |  | Federally-Regulated Consumer Product | 02/15/2013 |  | 03/04/2020
Hunter Fan Company | Hunter | 28789 | True |  | 3 | Yes | 2122 | 9 | 236 | 4285 | 30 | 143 | 7429 | 84 | 88 | [5 empty] | Incandescent |  | Federally-Regulated Consumer Product | 06/26/2012 |  | 03/04/2020
American De Rosa Lamparts, LLC DBA Luminance Brands | Sunset Lighting | CF42877-XX-L | True |  | 3 | Yes | 1643 | 10 | 164 | 2226 | 21 | 106 | 4205 | 49 | 86 | [5 empty] | Incandescent |  | Federally-Regulated Consumer Product | 09/30/2015 |  | 03/04/2020
Litex Industries | Litex | VN52ABZ5C1 | True |  | 3 | Yes | 1968 | 25 | 79 | 3329 | 39 | 85 | 5071 | 59 | 86 | [5 empty] | Incandescent |  | Federally-Regulated Consumer Product | 10/07/2010 |  | 03/04/2020
Hunter Fan Company | Hunter | 53097 | True |  | 3 | Yes | 1918 | 10 | 192 | 3235 | 26 | 124 | 4950 | 63 | 79 | [5 empty] | Incandescent |  | Federally-Regulated Consumer Product | 02/15/2013 |  | 03/04/2020
Hunter Fan Company | Casablanca | C42G45L | True |  | 3 | Yes | 3789 | 29 | 131 | 6838 | 91 | 75 | 4909 | 49 | 100 | [5 empty] | Compact Flourescent |  | Federally-Regulated Consumer Product | 11/17/2011 |  | 03/04/2020
Hunter Fan Company | Casablanca | 3832Z | True |  | 6 | Yes | 1410 | 42 | 34 | 7174 | 119 | 60 | 3942 | 74 | 53 | [5 empty] | None |  | Federally-Regulated Consumer Product | 11/17/2011 |  | 03/04/2020
Hunter Fan Company | Hunter | 21978 | True |  | 3 | Yes | 1803 | 9 | 200 | 3837 | 30 | 128 | 6379 | 74 | 86 | [5 empty] | Incandescent |  | Federally-Regulated Consumer Product | 11/17/2011 |  | 03/04/2020
Hunter Fan Company | Casablanca | C42G546L | True |  | 4 | Yes | 3789 | 29 | 131 | 6838 | 91 | 75 | 4909 | 49 | 100 | [5 empty] | Compact Flourescent |  | Federally-Regulated Consumer Product | 11/17/2011 |  | 03/04/2020
Artisan Industrial Co., Ltd. China | Harbor Breeze | LAKE PLACIDO CPK1261 | True |  | 3 | Yes | 2196 | 16 | 137 | 3628 | 38 | 95 | 5102 | 68 | 75 | [5 empty] | Incandescent |  | Federally-Regulated Consumer Product | 05/16/2013 |  | 03/04/2020
Air Comfort, Inc. | Emerson | CF810*** | True |  | 3 | Yes | 1782 | 11 | 162 | 3384 | 31 | 109 | 4659 | 56 | 83 | [5 empty] | None |  | Federally-Regulated Consumer Product | 11/12/2014 |  | 03/04/2020
Hunter Fan Company | Casablanca | 54083 | True |  | 4 | Yes | 4020 | 22 | 183 | 5148 | 40 | 129 | 7157 | 80 | 89 | [5 empty] | None |  | Federally-Regulated Consumer Product | 05/16/2013 |  | 03/04/2020
Air Cool Industrial Co., Ltd. | Seasons | 269230 | True |  | 3 | Yes | 2007 | 11 | 182 | 3424 | 29 | 118 | 4748 | 58 | 82 | [5 empty] | Incandescent |  | Federally-Regulated Consumer Product | 11/22/2013 |  | 03/04/2020
American De Rosa Lamparts, LLC DBA Luminance Brands | Concord Fans | 52POR5XX | True |  | 3 | Yes | 1850 | 14 | 132 | 3747 | 46 | 81 | 5000 | 58 | 86 | [5 empty] | None |  | Federally-Regulated Consumer Product | 09/30/2015 |  | 03/04/2020
Halsey Enterprise Co., Ltd. | Hampton Bay | E502-WH | True |  | 6 | Yes | 1349 | 2 | 675 | 3281 | 5 | 656 | 5641 | 15 | 376 | [5 empty] | None |  | Federally-Regulated Consumer Product | 11/07/2012 |  | 03/04/2020
Visual Comfort & Company | Monte Carlo | 5SBR56***-L | True |  | 3 | Yes | 2155 | 15 | 144 | 4156 | 40 | 104 | 6573 | 84 | 78 | [5 empty] | Incandescent |  | Federally-Regulated Consumer Product | 08/28/2012 |  | 03/04/2020
Hunter Fan Company | Hunter | 52037 | True |  | 3 | Yes | 1126 | 7 | 161 | 1877 | 16 | 117 | 4001 | 65 | 62 | [5 empty] | Incandescent |  | Federally-Regulated Consumer Product | 11/07/2012 |  | 03/04/2020
Fanim Industries | Harbor Breeze | LP8214LBN | True |  | 3 | Yes | 2027 | 11 | 184 | 3346 | 24 | 139 | 5071 | 62 | 81 | [5 empty] | LED |  | Federally-Regulated Consumer Product | 03/18/2015 |  | 03/04/2020
Hunter Fan Company | Hunter Fan Co. | 18865 |  |  |  |  | 1828 | 183 | 10 | 3945 | 125 | 32 | 6422 | 84 | 76 | [5 empty] | None |  | Non Federally-Regulated | 10/19/2007 |  | 03/04/2020
Landmark Enterprise, Inc. | Harbor Breeze | LP8300S*** | True |  | 3 | Yes | 3544 | 17 | 208 | 5444 | 38 | 143 | 7108 | 60 | 118 | [5 empty] | None |  | Federally-Regulated Consumer Product | 07/29/2014 |  | 03/04/2020
Hunter Fan Company | Hunter | 23253 | True |  | 3 | Yes | 1620 | 8 | 203 | 3701 | 31 | 119 | 6963 | 91 | 77 | [5 empty] | None |  | Federally-Regulated Consumer Product | 11/17/2011 |  | 03/04/2020
Hunter Fan Company | Hunter | 53031 | True |  | 3 | Yes | 1591 | 9 | 177 | 2624 | 24 | 109 | 4478 | 75 | 60 | [5 empty] | Incandescent |  | Federally-Regulated Consumer Product | 05/16/2013 |  | 03/04/2020
Litex Industries | Litex | PZ52***5C | True |  | 3 | Yes | 1676 | 25 | 67 | 3890 | 48 | 81 | 5884 | 73 | 81 | [5 empty] | Incandescent |  | Federally-Regulated Consumer Product | 10/07/2010 |  | 03/04/2020
Hunter Fan Company | Casablanca | C20G624F | True |  | 3 | Yes | 2494 | 18 | 139 | 8021 | 100 | 80 | 3976 | 37 | 107 | [5 empty] | Other |  | Federally-Regulated Consumer Product | 11/17/2011 |  | 03/04/2020
Hunter Fan Company | Hunter | 53243 | True |  | 3 | Yes | 1930 | 10 | 193 | 3252 | 27 | 120 | 5049 | 66 | 77 | [5 empty] | Incandescent |  | Federally-Regulated Consumer Product | 10/03/2014 |  | 03/04/2020
Sienhua Electric Fan Co., Ltd. Guandong | Hampton Bay | UE42V-WH-SHB | True |  | 3 | Yes | 1375 | 11 | 125 | 2325 | 26 | 89 | 3285 | 43 | 76 | [5 empty] | Compact Flourescent |  | Federally-Regulated Consumer Product | 11/06/2014 |  | 03/04/2020
Halsey Enterprise Co., Ltd. | Q'Max, Inc. | 52SGR-L-D | True |  | 3 | Yes | 1839 | 10 | 184 | 3707 | 33 | 112 | 6080 | 78 | 78 | [5 empty] | LED |  | Federally-Regulated Consumer Product | 03/19/2014 |  | 03/04/2020
Hunter Fan Company | Hunter | 53218 | True |  | 3 | Yes | 1933 | 10 | 193 | 3195 | 26 | 121 | 5057 | 65 | 78 | [5 empty] | Incandescent |  | Federally-Regulated Consumer Product | 10/31/2012 |  | 03/04/2020
Hunter Fan Company | Hunter | 20400 | True |  | 3 | Yes | 1200 | 8 | 150 | 2600 | 23 | 113 | 4600 | 62 | 74 | [5 empty] | None |  | Federally-Regulated Consumer Product | 11/17/2011 |  | 03/04/2020
Hong Kong China Electric Manufacture Co., Ltd. | Harbor Breeze | 599848 | True |  | 3 | Yes | 1510 | 10 | 151 | 2987 | 25 | 119 | 4133 | 55 | 75 | [5 empty] | Incandescent |  | Federally-Regulated Consumer Product | 04/29/2014 |  | 03/04/2020
King of Fans | Hampton Bay | 26613 | True |  | 3 | Yes | 2448 | 12 | 202 | 4289 | 30 | 142 | 6057 | 57 | 106 | [5 empty] | Compact Flourescent |  | Federally-Regulated Consumer Product | 10/31/2012 |  | 03/04/2020
Hunter Fan Company | Hunter | 52005 | True |  | 3 | Yes | 1341 | 8 | 168 | 2167 | 16 | 135 | 4677 | 66 | 71 | [5 empty] | Compact Flourescent |  | Federally-Regulated Consumer Product | 05/16/2013 |  | 03/04/2020
Visual Comfort & Company | Monte Carlo | 5EM60*** | True |  | 3 | Yes | 2694 | 10 | 269 | 5134 | 33 | 156 | 7644 | 72 | 106 | [5 empty] | None |  | Federally-Regulated Consumer Product | 02/07/2014 |  | 03/04/2020
Halsey Enterprise Co., Ltd. | Halsey | 20SGQ-10L | True |  | 3 | Yes | 608 | 10 | 61 | 917 | 16 | 57 | 1247 | 25 | 50 | [5 empty] | Other |  | Federally-Regulated Consumer Product | 03/19/2014 |  | 03/04/2020
Halsey Enterprise Co., Ltd. | Savoy House | 31-SGCS-5RV-*** | True |  | 3 | Yes | 948 | 9 | 105 | 1388 | 19 | 73 | 2036 | 49 | 42 | [5 empty] | None |  | Federally-Regulated Consumer Product | 02/06/2013 |  | 03/04/2020
Visual Comfort & Company | Monte Carlo | 5LCM52*** | True |  | 3 | Yes | 1707 | 11 | 155 | 3505 | 28 | 125 | 5512 | 63 | 87 | [5 empty] | Incandescent |  | Federally-Regulated Consumer Product | 02/07/2014 |  | 03/04/2020
Hunter Fan Company | Hunter | 52013 | True |  | 3 | Yes | 1317 | 7 | 188 | 2072 | 16 | 130 | 4149 | 64 | 65 | [5 empty] | None |  | Federally-Regulated Consumer Product | 11/07/2012 |  | 03/04/2020
Hong Kong China Electric Manufacture Co., Ltd. | Harbor Breeze | 331111 | True |  | 3 | Yes | 1467 | 10 | 146 | 3105 | 31 | 100 | 5494 | 72 | 76 | [5 empty] | Incandescent |  | Federally-Regulated Consumer Product | 06/12/2012 |  | 03/04/2020
Hunter Fan Company | Casablanca | 93011M | True |  | 4 | Yes | 1786 | 10 | 179 | 7440 | 86 | 87 | 3763 | 30 | 125 | [5 empty] | Other |  | Federally-Regulated Consumer Product | 11/17/2011 |  | 03/04/2020
King of Fans | Home Depot | 32769 | True |  | 3 | Yes | 2190 | 10 | 219 | 3737 | 30 | 125 | 5352 | 64 | 84 | [5 empty] | None |  | Federally-Regulated Consumer Product | 03/10/2015 |  | 03/04/2020
Minka Group | Minka Aire | F514-BN | True |  | 3 | Yes | 2355 | 12 | 196 | 4428 | 37 | 120 | 6148 | 72 | 85 | [5 empty] | Compact Flourescent |  | Federally-Regulated Consumer Product | 09/24/2012 |  | 03/04/2020
Litex Industries | Harbor Breeze | E-WCK52ABZ5LK | True |  | 3 | Yes | 1973 | 14 | 141 | 3305 | 33 | 100 | 4968 | 63 | 79 | [5 empty] | Incandescent |  | Federally-Regulated Consumer Product | 10/07/2010 |  | 03/04/2020
Hunter Fan Company | Hunter | 51066 | True |  | 3 | Yes | 1227 | 7 | 175 | 1757 | 15 | 117 | 3041 | 50 | 61 | [5 empty] | Compact Flourescent |  | Federally-Regulated Consumer Product | 12/05/2014 |  | 03/04/2020
Hunter Fan Company | Hunter | 21325 | True |  | 3 | Yes | 1950 | 9 | 217 | 4572 | 30 | 152 | 8480 | 88 | 96 | [5 empty] | Compact Flourescent |  | Federally-Regulated Consumer Product | 11/17/2011 |  | 03/04/2020
Minka Group | Minka Aire | F659-MCG | True |  | 3 | Yes | 2226 | 10 | 223 | 4037 | 30 | 135 | 6313 | 72 | 88 | [5 empty] | None |  | Federally-Regulated Consumer Product | 09/24/2012 |  | 03/04/2020
Minka Group | Minka Aire | F809-***** | True |  | 3 | Yes | 2016 | 17 | 119 | 4229 | 44 | 96 | 5978 | 79 | 76 | [5 empty] | Other |  | Federally-Regulated Consumer Product | 12/27/2012 |  | 03/04/2020
Fanimation | Fanimation | FP4640WH | True |  | 3 | Yes | 1930 | 9 | 214 | 3409 | 22 | 154 | 5432 | 57 | 95 | [5 empty] | None |  | Federally-Regulated Consumer Product | 03/18/2015 |  | 03/04/2020
Regency Ceiling Fans | Regency | GMRP-*** | True |  | 3 | Yes | 1331 | 9 | 148 | 3580 | 31 | 115 | 5910 | 76 | 78 | [5 empty] | None |  | Federally-Regulated Consumer Product | 04/17/2013 |  | 03/04/2020
Hunter Fan Company | Hunter | 53026 | True |  | 3 | Yes | 1995 | 9 | 222 | 3249 | 24 | 135 | 5346 | 66 | 81 | [5 empty] | Incandescent |  | Federally-Regulated Consumer Product | 02/15/2013 |  | 03/04/2020
Madison Avenue Lighting & Fan Co. | Home Decorators Collection | 14425 | True |  | 3 | Yes | 1793 | 15 | 120 | 3549 | 33 | 108 | 5220 | 62 | 84 | [5 empty] | LED |  | Federally-Regulated Consumer Product | 03/10/2015 |  | 03/04/2020
Litex Industries | Chapter | WOD52***5WAL | True |  | 3 | Yes | 1734 | 11 | 158 | 3674 | 32 | 115 | 5532 | 59 | 94 | [5 empty] | None |  | Federally-Regulated Consumer Product | 04/09/2015 |  | 03/04/2020
Halsey Enterprise Co., Ltd. | Lamps Plus | 05143-25 (00493) | True |  | 3 | Yes | 3065 | 14 | 219 | 5020 | 35 | 143 | 7275 | 68 | 107 | [5 empty] | None |  | Federally-Regulated Consumer Product | 04/29/2013 |  | 03/04/2020
Progress Lighting | Progress Lighting | P2522-* | True |  | 3 | Yes | 2457 | 15 | 164 | 3859 | 33 | 117 | 5180 | 60 | 86 | [5 empty] | Incandescent |  | Federally-Regulated Consumer Product | 04/13/2012 |  | 03/04/2020
Litex Industries | Deluce | DFNC54BC5CR | True |  | 3 | Yes | 1820 | 13 | 140 | 4112 | 38 | 108 | 6253 | 71 | 88 | [5 empty] | Other |  | Federally-Regulated Consumer Product | 02/26/2010 |  | 03/04/2020
Chien Luen Industries (Zhongshan), Ltd. | Harbor Breeze | 77001 | True |  | 3 | Exception 2 | 2438 | 13 | 188 | 4026 | 29 | 139 | 6299 | 62 | 101 | [5 empty] | Compact Flourescent |  | Federally-Regulated Consumer Product | 12/06/2010 |  | 03/04/2020
Hunter Fan Company | Casablanca | 93068M | True |  | 3 | Yes | 1786 | 10 | 179 | 7440 | 86 | 87 | 3763 | 30 | 125 | [5 empty] | Other |  | Federally-Regulated Consumer Product | 11/17/2011 |  | 03/04/2020
Visual Comfort & Company | Monte Carlo | 4ICR52*** | True |  | 3 | Yes | 2337 | 17 | 137 | 3648 | 33 | 111 | 4888 | 54 | 91 | [5 empty] | Compact Flourescent |  | Federally-Regulated Consumer Product | 08/28/2012 |  | 03/04/2020
Hunter Fan Company | Casablanca | 82U45D | True |  | 3 | Yes | 1363 | 10 | 136 | 5100 | 80 | 64 | 3090 | 27 | 114 | [5 empty] | None |  | Federally-Regulated Consumer Product | 11/17/2011 |  | 03/04/2020
Hunter Fan Company | Casablanca | 55051 | True |  | 4 | Yes | 1987 | 11 | 181 | 4686 | 49 | 96 | 6192 | 88 | 70 | [5 empty] | Incandescent |  | Federally-Regulated Consumer Product | 01/09/2014 |  | 03/04/2020
Air Comfort, Inc. | Emerson | CF935*** | True |  | 3 | Yes | 1607 | 10 | 161 | 3335 | 28 | 119 | 5958 | 69 | 86 | [5 empty] | None |  | Federally-Regulated Consumer Product | 11/12/2014 |  | 03/04/2020
Hunter Fan Company | Hunter | 28712 | True |  | 3 | Yes | 1653 | 9 | 184 | 2464 | 19 | 130 | 4137 | 55 | 75 | [5 empty] | None |  | Federally-Regulated Consumer Product | 11/17/2011 |  | 03/04/2020
Hunter Fan Company | Hunter | 21101 | True |  | 3 | Yes | 1736 | 11 | 158 | 2954 | 30 | 98 | 4439 | 60 | 74 | [5 empty] | Incandescent |  | Federally-Regulated Consumer Product | 11/17/2011 |  | 03/04/2020
Fanim Industries | Harbor Breeze | LP8063LBN | True |  | 3 | Yes | 2921 | 12 | 243 | 3705 | 28 | 132 | 5647 | 56 | 100 | [5 empty] | Incandescent |  | Federally-Regulated Consumer Product | 03/18/2015 |  | 03/04/2020
Kichler Lighting | Kichler Lighting | 310136(CP151438) | True |  | 3 | Yes | 3492 | 17 | 205 | 6031 | 44 | 137 | 8804 | 86 | 102 | [5 empty] | LED |  | Federally-Regulated Consumer Product | 11/26/2014 |  | 03/04/2020
Litex Industries | Harbor Breeze | E-DM52BCP5CS | True |  | 3 | Yes | 1865 | 11 | 170 | 3344 | 33 | 101 | 5539 | 72 | 77 | [5 empty] | Incandescent |  | Federally-Regulated Consumer Product | 10/07/2010 |  | 03/04/2020
Air Cool Industrial Co., Ltd. | Hampton Bay | AC-434(AC434-NI) | True |  | 3 | Yes | 1561 | 16 | 98 | 3704 | 43 | 86 | 5260 | 75 | 70 | [5 empty] | Incandescent |  | Federally-Regulated Consumer Product | 08/14/2015 |  | 03/04/2020
Hunter Fan Company | Hunter | 52008 | True |  | 3 | Yes | 1341 | 8 | 168 | 2167 | 16 | 135 | 4677 | 66 | 71 | [5 empty] | Compact Flourescent |  | Federally-Regulated Consumer Product | 11/07/2012 |  | 03/04/2020
Litex Industries | Mainstays | E-DCF52***5C1W | True |  | 3 | Yes | 2093 | 23 | 91 | 3298 | 36 | 92 | 4837 | 56 | 86 | [5 empty] | Incandescent |  | Federally-Regulated Consumer Product | 12/29/2010 |  | 03/04/2020
Hunter Fan Company | Casablanca | 54029 | True |  | 4 | Yes | 1488 | 5 | 298 | 4415 | 39 | 113 | 6496 | 83 | 78 | [5 empty] | None |  | Federally-Regulated Consumer Product | 10/31/2012 |  | 03/04/2020
Hunter Fan Company | Casablanca | C45G45B | True |  | 6 | Yes | 2022 | 11 | 184 | 6553 | 30 | 218 | 4205 | 30 | 140 | [5 empty] | Other |  | Federally-Regulated Consumer Product | 11/17/2011 |  | 03/04/2020
Pan Air Electric Co., Ltd. | Vento | Fiore J-00064 | True |  | 3 | Yes | 1397 | 14 | 100 | 2650 | 35 | 75 | 4661 | 82 | 57 | [5 empty] | Compact Flourescent |  | Federally-Regulated Consumer Product | 12/28/2012 |  | 03/04/2020
Hunter Fan Company | Casablanca | C5S63T | True |  | 6 | Yes | 1522 | 10 | 152 | 6059 | 108 | 56 | 3897 | 42 | 93 | [5 empty] | None |  | Federally-Regulated Consumer Product | 11/17/2011 |  | 03/04/2020
Litex Industries | Harbor Breeze | TM52***5C | True |  | 3 | Yes | 2026 | 10 | 203 | 4030 | 31 | 130 | 5961 | 69 | 86 | [5 empty] | Incandescent |  | Federally-Regulated Consumer Product | 10/07/2010 |  | 03/04/2020
Hunter Fan Company | Hunter | 53051 | True |  | 3 | Yes | 2049 | 10 | 205 | 3276 | 26 | 126 | 5159 | 67 | 77 | [5 empty] | Incandescent |  | Federally-Regulated Consumer Product | 06/07/2013 |  | 03/04/2020
Hunter Fan Company | Hunter | 51011 | True |  | 3 | Yes | 1110 | 8 | 139 | 1692 | 16 | 106 | 3369 | 57 | 59 | [5 empty] | Incandescent |  | Federally-Regulated Consumer Product | 11/06/2013 |  | 03/04/2020
Aeratron Pty Ltd. | Aeratron | AE3-60-LED-D | True |  | V | Yes | 2845 | 3 | 948 | 5098 | 9 | 566 | 6611 | 19 | 348 | [5 empty] | LED |  | Federally-Regulated Consumer Product | 05/21/2015 |  | 03/04/2020
Visual Comfort & Company | Monte Carlo | EMPIRE FAN | True |  | V | Yes | 3363 | 5 | 673 | 5652 | 13 | 435 | 8689 | 40 | 217 | [5 empty] | LED |  | Federally-Regulated Consumer Product | 03/06/2015 |  | 03/04/2020
Landmark Enterprise, Inc. | Allen + Roth | LP8074LAZ | True |  | 3 | Yes | 937 | 18 | 52 | 1325 | 27 | 49 | 1891 | 58 | 32 | [5 empty] | Incandescent |  | Federally-Regulated Consumer Product | 03/04/2011 |  | 03/04/2020
Visual Comfort & Company | Monte Carlo | 4TUR52** | True |  | 3 | Yes | 2550 | 15 | 170 | 4395 | 33 | 133 | 6540 | 71 | 92 | [5 empty] | None |  | Federally-Regulated Consumer Product | 01/31/2013 |  | 03/04/2020
Aeratron Pty Ltd. | Aeratron | AE3-43L | True |  | V | Yes | 2072 | 3 | 691 | 3881 | 9 | 431 | 5070 | 19 | 267 | [5 empty] | LED |  | Federally-Regulated Consumer Product | 05/21/2015 |  | 03/04/2020
Hunter Fan Company | Hunter | 20182 | True |  | 3 | Yes | 1403 | 9 | 156 | 2817 | 26 | 108 | 4696 | 62 | 76 | [5 empty] | Incandescent |  | Federally-Regulated Consumer Product | 11/17/2011 |  | 03/04/2020
Litex Industries | Rexcel | E-ELC52***5C3 | True |  | 3 | Yes | 1673 | 23 | 73 | 3136 | 39 | 80 | 4591 | 56 | 82 | [5 empty] | None |  | Federally-Regulated Consumer Product | 10/07/2010 |  | 03/04/2020
Litex Industries | Ellington | TIT52***5LKRCX | True |  | 3 | Yes | 1078 | 16 | 67 | 3608 | 32 | 113 | 5437 | 62 | 88 | [5 empty] | Other |  | Federally-Regulated Consumer Product | 10/07/2010 |  | 03/04/2020
Hunter Fan Company | Hunter | 20177 | True |  | 3 | Yes | 1413 | 10 | 141 | 2775 | 27 | 103 | 4748 | 68 | 70 | [5 empty] | Incandescent |  | Federally-Regulated Consumer Product | 11/17/2011 |  | 03/04/2020
Hunter Fan Company | Hunter | 28787A | True |  | 3 | Yes | 1629 | 11 | 148 | 3422 | 36 | 95 | 5077 | 75 | 68 | [5 empty] | Incandescent |  | Federally-Regulated Consumer Product | 06/29/2012 |  | 03/04/2020
Hunter Fan Company | Casablanca | C31U97Z | True |  | 6 | Yes | 871 | 8 | 109 | 6494 | 115 | 56 | 3520 | 39 | 90 | [5 empty] | None |  | Federally-Regulated Consumer Product | 11/17/2011 |  | 03/04/2020
Hunter Fan Company | Hunter | 21201 | True |  | 3 | Yes | 1373 | 11 | 125 | 2796 | 29 | 96 | 4663 | 59 | 79 | [5 empty] | None |  | Federally-Regulated Consumer Product | 11/17/2011 |  | 03/04/2020
Minka Group | Minka Aire | F539-BCW | True |  | 3 | Yes | 3679 | 21 | 175 | 6886 | 50 | 138 | 9071 | 106 | 86 | [5 empty] | None |  | Federally-Regulated Consumer Product | 06/17/2014 |  | 03/04/2020
Aeratron Pty Ltd. | Aeratron | AE2-60-LED-D | True |  | V | Yes | 2854 | 3 | 951 | 5130 | 9 | 570 | 6837 | 19 | 360 | [5 empty] | LED |  | Federally-Regulated Consumer Product | 05/21/2015 |  | 03/04/2020
Hunter Fan Company | Casablanca | 54011 | True |  | 4 | Yes | 1611 | 5 | 322 | 5173 | 43 | 120 | 7231 | 83 | 87 | [5 empty] | None |  | Federally-Regulated Consumer Product | 07/29/2013 |  | 03/04/2020
Litex Industries | Litex | E-MPS52BNK5C1 | True |  | 3 | Yes | 1651 | 11 | 150 | 3112 | 32 | 97 | 4008 | 55 | 73 | [5 empty] | Incandescent |  | Federally-Regulated Consumer Product | 04/09/2015 |  | 03/04/2020
Hunter Fan Company | Hunter | 52055 | True |  | 3 | Yes | 1074 | 9 | 119 | 1766 | 18 | 98 | 3164 | 57 | 56 | [5 empty] | Incandescent |  | Federally-Regulated Consumer Product | 09/11/2013 |  | 03/04/2020
Hunter Fan Company | Casablanca | 4999D | True |  | 3 | Yes | 1892 | 8 | 237 | 6640 | 81 | 82 | 3515 | 28 | 126 | [5 empty] | None |  | Federally-Regulated Consumer Product | 11/17/2011 |  | 03/04/2020
King of Fans | Hampton Bay | 51253 | True |  | 3 | Yes | 1825 | 11 | 166 | 3089 | 24 | 129 | 5693 | 60 | 95 | [5 empty] | Compact Flourescent |  | Federally-Regulated Consumer Product | 10/31/2012 |  | 03/04/2020
Hunter Fan Company | Hunter Fan Co. | 51070 | True |  | 3 | Yes | 1126 | 7 | 161 | 1778 | 15 | 119 | 3532 | 57 | 62 | [5 empty] | Incandescent |  | Federally-Regulated Consumer Product | 08/17/2015 |  | 03/04/2020
Fanimation | Fanimation | FPH210BL | True |  | 3 | Yes | 342 | 3 | 114 | 525 | 35 | 15 | 923 | 52 | 17 | [5 empty] | None |  | Federally-Regulated Consumer Product | 03/18/2015 |  | 03/04/2020
Hunter Fan Company | Hunter | 28614 | True |  | 3 | Yes | 2390 | 11 | 217 | 5300 | 33 | 161 | 9150 | 90 | 102 | [5 empty] | None |  | Federally-Regulated Consumer Product | 11/17/2011 |  | 03/04/2020
Zhongshan Zhifa Electrical Appliances Co., Ltd. | Zhifa & HD Supply | 269131 | True |  | 3 | Yes | 1760 | 11 | 160 | 2205 | 21 | 105 | 3080 | 40 | 77 | [5 empty] | Incandescent |  | Federally-Regulated Consumer Product | 11/22/2011 |  | 03/04/2020
Hunter Fan Company | Casablanca | 59518 | True |  | 6 | Yes | 4600 | 9 | 511 | 6711 | 17 | 395 | 8651 | 35 | 247 | [5 empty] | None |  | Federally-Regulated Consumer Product | 05/16/2013 |  | 03/04/2020
Halsey Enterprise Co., Ltd. | Lamps Plus | 60LPC | True |  | 3 | Yes | 3679 | 20 | 184 | 5980 | 47 | 127 | 8500 | 96 | 89 | [5 empty] | None |  | Federally-Regulated Consumer Product | 04/29/2013 |  | 03/04/2020
Hunter Fan Company | Casablanca | 3811Z | True |  | 6 | Yes | 1410 | 42 | 34 | 7174 | 119 | 60 | 3942 | 74 | 53 | [5 empty] | None |  | Federally-Regulated Consumer Product | 11/17/2011 |  | 03/04/2020
Hunter Fan Company | Casablanca | 54035 | True |  | 4 | Yes | 1404 | 5 | 281 | 4259 | 39 | 109 | 6420 | 81 | 79 | [5 empty] | None |  | Federally-Regulated Consumer Product | 10/31/2012 |  | 03/04/2020
Visual Comfort & Company | Monte Carlo | 5HM52*** | True |  | 3 | Yes | 1806 | 9 | 201 | 3388 | 29 | 117 | 5132 | 67 | 77 | [5 empty] | Compact Flourescent |  | Federally-Regulated Consumer Product | 08/28/2012 |  | 03/04/2020
Litex Industries | Harbor Breeze | UT56TBC3M | True |  | 5 | No | 2569 | 36 | 71 | 3451 | 56 | 62 | 3852 | 73 | 53 | [5 empty] | None |  | Federally-Regulated Consumer Product | 10/07/2010 |  | 03/04/2020
Hunter Fan Company | Hunter | 23958 | True |  | 3 | Yes | 1713 | 9 | 190 | 3244 | 26 | 125 | 5771 | 72 | 80 | [5 empty] | Incandescent |  | Federally-Regulated Consumer Product | 11/17/2011 |  | 03/04/2020
Aeratron Pty Ltd. | Aeratron | AE3-50-LED-W | True |  | V | Yes | 1573 | 2 | 787 | 3001 | 5 | 600 | 5198 | 15 | 347 | [5 empty] | LED |  | Federally-Regulated Consumer Product | 05/21/2015 |  | 03/04/2020
Visual Comfort & Company | Monte Carlo | 4AAR13*** | True |  | 3 | No | 1559 | 13 | 120 | 2235 | 20 | 112 | 2814 | 39 | 72 | [5 empty] | Incandescent |  | Federally-Regulated Consumer Product | 08/28/2012 |  | 03/04/2020
King of Fans | Hampton Bay | 51353 | True |  | 3 | Yes | 2472 | 14 | 177 | 3704 | 27 | 137 | 5312 | 57 | 93 | [5 empty] | Incandescent |  | Federally-Regulated Consumer Product | 11/16/2012 |  | 03/04/2020
Hunter Fan Company | Hunter | 59543 | True |  | 3 | Yes | 1047 | 9 | 116 | 1748 | 24 | 73 | 2697 | 66 | 41 | [5 empty] | Incandescent |  | Federally-Regulated Consumer Product | 10/21/2013 |  | 03/04/2020
Visual Comfort & Company | Monte Carlo | 5DS52** | True |  | 3 | Yes | 1496 | 10 | 150 | 3290 | 31 | 106 | 6066 | 67 | 91 | [5 empty] | None |  | Federally-Regulated Consumer Product | 08/28/2012 |  | 03/04/2020
Hunter Fan Company | Hunter | 53022 | True |  | 3 | Yes | 1892 | 10 | 189 | 3212 | 27 | 119 | 4656 | 66 | 71 | [5 empty] | Incandescent |  | Federally-Regulated Consumer Product | 02/15/2013 |  | 03/04/2020
Hunter Fan Company | Casablanca | C17G667Z | True |  | 6 | Yes | 1488 | 8 | 186 | 6885 | 120 | 57 | 4059 | 39 | 104 | [5 empty] | Other |  | Federally-Regulated Consumer Product | 11/17/2011 |  | 03/04/2020
Litex Industries | Harbor Breeze | PEN52BCW5MC | True |  | 3 | Yes | 1514 | 12 | 126 | 2913 | 27 | 108 | 4411 | 59 | 75 | [5 empty] | Incandescent |  | Federally-Regulated Consumer Product | 10/07/2010 |  | 03/04/2020
Hunter Fan Company | Hunter | 28700 | True |  | 3 | Yes | 1749 | 14 | 125 | 2719 | 32 | 85 | 3945 | 67 | 59 | [5 empty] | Incandescent |  | Federally-Regulated Consumer Product | 11/17/2011 |  | 03/04/2020
American De Rosa Lamparts, LLC DBA Luminance Brands | Sunset Lighting | CF52831-XX/TCF52831-XX | True |  | 3 | Yes | 1807 | 11 | 164 | 3291 | 29 | 113 | 4570 | 59 | 77 | [5 empty] | Compact Flourescent |  | Federally-Regulated Consumer Product | 10/05/2015 |  | 03/04/2020
Litex Industries | Mainstays | E-DCF52BB5C4W | True |  | 3 | Yes | 2042 | 25 | 81 | 3160 | 30 | 105 | 4532 | 58 | 78 | [5 empty] | Incandescent |  | Federally-Regulated Consumer Product | 02/10/2011 |  | 03/04/2020
Hong Kong China Electric Manufacture Co., Ltd. | Harbor Breeze | 357653 | True |  | 3 | Yes | 2603 | 9 | 280 | 4641 | 26 | 177 | 7202 | 63 | 114 | [5 empty] | None |  | Federally-Regulated Consumer Product | 01/23/2012 |  | 03/04/2020
Hunter Fan Company | Hunter | 26418 | True |  | 3 | Yes | 1497 | 10 | 150 | 2835 | 21 | 135 | 5012 | 60 | 84 | [5 empty] | None |  | Federally-Regulated Consumer Product | 11/17/2011 |  | 03/04/2020
Fanimation | Fanimation | FP4620OB | True |  | 4 | Yes | 1262 | 8 | 157 | 3147 | 31 | 101 | 4260 | 57 | 74 | [5 empty] | None |  | Federally-Regulated Consumer Product | 03/18/2015 |  | 03/04/2020
Hunter Fan Company | Casablanca | C17G97A | True |  | 6 | Yes | 1488 | 8 | 186 | 6885 | 120 | 57 | 4059 | 39 | 104 | [5 empty] | Other |  | Federally-Regulated Consumer Product | 11/17/2011 |  | 03/04/2020
Halsey Enterprise Co., Ltd. | Hampton Bay | SPLASH | True |  | 3 | Yes | 1553 | 12 | 129 | 2427 | 26 | 93 | 3850 | 56 | 69 | [5 empty] | Incandescent |  | Federally-Regulated Consumer Product | 01/02/2013 |  | 03/04/2020
Air Comfort, Inc. | Emerson | CF3600*** | True |  | 3 | Yes | 2449 | 21 | 117 | 3906 | 46 | 85 | 5658 | 89 | 64 | [5 empty] | None |  | Federally-Regulated Consumer Product | 02/02/2015 |  | 03/04/2020
Litex Industries | Ellington | PLD56ABZ5CWR | True |  | 3 | Yes | 2138 | 16 | 134 | 4176 | 40 | 104 | 6181 | 75 | 82 | [5 empty] | Incandescent |  | Federally-Regulated Consumer Product | 10/07/2010 |  | 03/04/2020
Minka Group | Minka Aire | F581-***** | True |  | 3 | Yes | 2702 | 20 | 135 | 4137 | 41 | 101 | 4834 | 52 | 93 | [5 empty] | Other |  | Federally-Regulated Consumer Product | 12/27/2012 |  | 03/04/2020
Hunter Fan Company | Casablanca | C5S63Z | True |  | 6 | Yes | 1522 | 10 | 152 | 6059 | 108 | 56 | 3897 | 42 | 93 | [5 empty] | None |  | Federally-Regulated Consumer Product | 11/17/2011 |  | 03/04/2020
Halsey Enterprise Co., Ltd. | Monte Carlo | 3ELR44WH | True |  | 3 | Yes | 1811 | 14 | 129 | 3301 | 34 | 97 | 5110 | 70 | 73 | [5 empty] | None |  | Federally-Regulated Consumer Product | 05/28/2013 |  | 03/04/2020
Visual Comfort & Company | Monte Carlo | 5BHM60*** | True |  | 3 | Yes | 2877 | 14 | 206 | 4832 | 34 | 142 | 6837 | 65 | 105 | [5 empty] | None |  | Federally-Regulated Consumer Product | 02/07/2014 |  | 03/04/2020
Hunter Fan Company | Casablanca | 3268A | True |  | 6 | Yes | 1213 | 40 | 30 | 6251 | 112 | 56 | 3497 | 73 | 48 | [5 empty] | Other |  | Federally-Regulated Consumer Product | 11/17/2011 |  | 03/04/2020
Hunter Fan Company | Hunter | 23347 | True |  | 3 | Yes | 986 | 12 | 82 | 2145 | 29 | 74 | 2813 | 56 | 50 | [5 empty] | None |  | Federally-Regulated Consumer Product | 11/17/2011 |  | 03/04/2020
Hunter Fan Company | Hunter | 53286 | True |  | 3 | Yes | 1593 | 9 | 177 | 2572 | 24 | 107 | 4089 | 63 | 65 | [5 empty] | LED |  | Federally-Regulated Consumer Product | 11/06/2014 |  | 03/04/2020
Hunter Fan Company | Hunter | 53032 | True |  | 3 | Yes | 1591 | 9 | 177 | 2624 | 24 | 109 | 4478 | 75 | 60 | [5 empty] | Incandescent |  | Federally-Regulated Consumer Product | 05/16/2013 |  | 03/04/2020
Hunter Fan Company | Casablanca | 49G11H | True |  | 3 | Yes | 1507 | 10 | 151 | 6729 | 94 | 72 | 3346 | 31 | 108 | [5 empty] | Incandescent |  | Federally-Regulated Consumer Product | 11/17/2011 |  | 03/04/2020
Fanim Industries | Harbor Breeze | LP8221LCH | True |  | 6 | Yes | 1902 | 4 | 475 | 3617 | 9 | 401 | 6015 | 31 | 194 | [5 empty] | None |  | Federally-Regulated Consumer Product | 03/18/2015 |  | 03/04/2020
Litex Industries | Litex | ABH52BNK5C | True |  | 3 | Yes | 2078 | 15 | 139 | 4147 | 43 | 96 | 5503 | 69 | 80 | [5 empty] | Incandescent |  | Federally-Regulated Consumer Product | 10/07/2010 |  | 03/04/2020
Fanim Industries | Harbor Breeze | LP8071LBN | True |  | 3 | Yes | 1645 | 9 | 182 | 3785 | 30 | 126 | 5932 | 68 | 87 | [5 empty] | Incandescent |  | Federally-Regulated Consumer Product | 03/18/2015 |  | 03/04/2020
Minka Group | Minka Aire | F738-BN | True |  | 3 | Yes | 2066 | 13 | 159 | 3562 | 31 | 115 | 5405 | 64 | 84 | [5 empty] | None |  | Federally-Regulated Consumer Product | 07/02/2014 |  | 03/04/2020
Halsey Enterprise Co., Ltd. | Lamps Plus | 5255-02 (14449) | True |  | 3 | Yes | 3542 | 18 | 197 | 5399 | 46 | 117 | 8229 | 101 | 81 | [5 empty] | None |  | Federally-Regulated Consumer Product | 04/29/2013 |  | 03/04/2020
Halsey Enterprise Co., Ltd. | Monte Carlo | BRIGHTON COURT FAN | True |  | 3 | Yes | 608 | 10 | 61 | 917 | 16 | 57 | 1247 | 25 | 50 | [5 empty] | Other |  | Federally-Regulated Consumer Product | 03/19/2014 |  | 03/04/2020
Visual Comfort & Company | Monte Carlo | 5DI52ES**** | True |  | 3 | Yes | 2146 | 10 | 215 | 3662 | 28 | 131 | 5623 | 67 | 84 | [5 empty] | Compact Flourescent |  | Federally-Regulated Consumer Product | 04/08/2015 |  | 03/04/2020
King of Fans | Home Decorative Collection | 26666 | True |  | 3 | Yes | 2448 | 12 | 204 | 4289 | 30 | 143 | 6057 | 57 | 106 | [5 empty] | Compact Flourescent |  | Federally-Regulated Consumer Product | 07/31/2013 |  | 03/04/2020
King of Fans | Hampton Bay | 26691 | True |  | 3 | Yes | 2387 | 15 | 159 | 3911 | 29 | 135 | 5873 | 56 | 105 | [5 empty] | Incandescent |  | Federally-Regulated Consumer Product | 07/29/2014 |  | 03/04/2020
Air Comfort, Inc. | Emerson | CF4900*** | True |  | 6 | Yes | 1342 | 10 | 134 | 4141 | 55 | 75 | 5556 | 97 | 57 | [5 empty] | Incandescent |  | Federally-Regulated Consumer Product | 11/12/2014 |  | 03/04/2020
American De Rosa Lamparts, LLC DBA Luminance Brands | Concord Fans | 52RO5XX | True |  | 3 | Yes | 1708 | 10 | 171 | 2885 | 25 | 115 | 4413 | 54 | 82 | [5 empty] | None |  | Federally-Regulated Consumer Product | 09/30/2015 |  | 03/04/2020
Hunter Fan Company | Casablanca | 66668G | True |  | 4 | Yes | 1236 | 5 | 247 | 6398 | 85 | 75 | 4555 | 46 | 99 | [5 empty] | None |  | Federally-Regulated Consumer Product | 11/17/2011 |  | 03/04/2020
Hunter Fan Company | Hunter | 21322 | True |  | 3 | Yes | 269 | 10 | 27 | 1042 | 28 | 37 | 2230 | 64 | 35 | [5 empty] | Incandescent |  | Federally-Regulated Consumer Product | 11/17/2011 |  | 03/04/2020
Hunter Fan Company | Hunter | 53020 | True |  | 3 | Yes | 2042 | 10 | 204 | 3306 | 26 | 127 | 5032 | 66 | 76 | [5 empty] | Incandescent |  | Federally-Regulated Consumer Product | 05/21/2013 |  | 03/04/2020
Air Cool Industrial Co., Ltd. | Seasons | 269342 | True |  | 3 | Yes | 2016 | 10 | 202 | 3698 | 31 | 119 | 5623 | 66 | 85 | [5 empty] | None |  | Federally-Regulated Consumer Product | 03/16/2011 |  | 03/04/2020
Minka Group | Minka Aire | F696-CC | True |  | 3 | Yes | 2491 | 11 | 226 | 4698 | 35 | 134 | 7557 | 85 | 89 | [5 empty] | None |  | Federally-Regulated Consumer Product | 09/24/2012 |  | 03/04/2020
Aeratron Pty Ltd. | Aeratron | AE2-50B | True |  | V | Yes | 1349 | 2 | 675 | 3281 | 5 | 656 | 5641 | 15 | 376 | [5 empty] | LED |  | Federally-Regulated Consumer Product | 05/21/2015 |  | 03/04/2020
Fanim Industries | Harbor Breeze | LP8077LWH | True |  | 3 | Yes | 1804 | 12 | 150 | 2872 | 25 | 114 | 3052 | 46 | 66 | [5 empty] | Incandescent |  | Federally-Regulated Consumer Product | 03/18/2015 |  | 03/04/2020
Hunter Fan Company | Hunter | 23857 | True |  | 3 | Yes | 607 | 10 | 61 | 869 | 20 | 43 | 1341 | 48 | 28 | [5 empty] | Incandescent |  | Federally-Regulated Consumer Product | 11/17/2011 |  | 03/04/2020
Fanimation | Fanimation | FP8042WH | True |  | 3 | Yes | 1951 | 12 | 162 | 2898 | 25 | 115 | 3943 | 47 | 83 | [5 empty] | None |  | Federally-Regulated Consumer Product | 03/18/2015 |  | 03/04/2020
Regency Ceiling Fans | Regency | IND-*** | True |  | 3 | No | 2688 | 21 | 128 | 4311 | 41 | 105 | 5712 | 65 | 88 | [5 empty] | None |  | Federally-Regulated Consumer Product | 04/17/2013 |  | 03/04/2020
Hunter Fan Company | Hunter | 51048 | True |  | 3 | Yes | 968 | 8 | 121 | 1312 | 15 | 87 | 2851 | 59 | 48 | [5 empty] | Incandescent |  | Federally-Regulated Consumer Product | 10/31/2012 |  | 03/04/2020
Air Cool Industrial Co., Ltd. | HD Supply | 269127 | True |  | 3 | Yes | 2442 | 27 | 90 | 4079 | 48 | 85 | 4879 | 61 | 80 | [5 empty] | Incandescent |  | Federally-Regulated Consumer Product | 04/28/2011 |  | 03/04/2020
Big Ass Fans | Haiku | K3127-A2-P*-04-02-C | True |  | 7 | Yes | 2961 | 4 | 740 | 3459 | 5 | 692 | 5370 | 13 | 413 | [5 empty] | LED |  | Federally-Regulated Consumer Product | 03/10/2015 |  | 03/04/2020
Hunter Fan Company | Hunter | 51064 | True |  | 3 | Yes | 1227 | 7 | 175 | 1757 | 15 | 117 | 3041 | 50 | 61 | [5 empty] | Compact Flourescent |  | Federally-Regulated Consumer Product | 01/09/2014 |  | 03/04/2020
Hunter Fan Company | Hunter | 53171 | True |  | 3 | Yes | 1831 | 10 | 183 | 3184 | 25 | 127 | 5155 | 66 | 78 | [5 empty] | Compact Flourescent |  | Federally-Regulated Consumer Product | 05/21/2013 |  | 03/04/2020
Hunter Fan Company | Hunter | 28531 | True |  | 3 | Yes | 1501 | 10 | 150 | 2941 | 27 | 109 | 4791 | 66 | 73 | [5 empty] | None |  | Federally-Regulated Consumer Product | 11/17/2011 |  | 03/04/2020
Litex Industries | Harbor Breeze | E-AM54AI5LKL | True |  | 3 | Yes | 1669 | 10 | 167 | 3777 | 35 | 108 | 6540 | 69 | 95 | [5 empty] | Incandescent |  | Federally-Regulated Consumer Product | 02/03/2012 |  | 03/04/2020
Visual Comfort & Company | Monte Carlo | 3SU54** | True |  | 3 | Yes | 2211 | 8 | 276 | 4598 | 31 | 148 | 7846 | 94 | 83 | [5 empty] | None |  | Federally-Regulated Consumer Product | 08/28/2012 |  | 03/04/2020
Hong Kong China Electric Manufacture Co., Ltd. | Harbor Breeze | 3497 | True |  | 3 | Yes | 1346 | 8 | 168 | 2695 | 28 | 96 | 4078 | 58 | 70 | [5 empty] | Incandescent |  | Federally-Regulated Consumer Product | 06/12/2012 |  | 03/04/2020
Halsey Enterprise Co., Ltd. | Lamps Plus | 60LPJ | True |  | 3 | Yes | 3698 | 20 | 185 | 5808 | 47 | 124 | 8257 | 93 | 89 | [5 empty] | Incandescent |  | Federally-Regulated Consumer Product | 04/29/2013 |  | 03/04/2020
Hunter Fan Company | Casablanca | 82U72D | True |  | 3 | Yes | 1363 | 10 | 136 | 5100 | 80 | 64 | 3090 | 27 | 114 | [5 empty] | None |  | Federally-Regulated Consumer Product | 11/17/2011 |  | 03/04/2020
Halsey Enterprise Co., Ltd. | Savoy House | 42"PINE HARBOR | True |  | 3 | Yes | 1494 | 11 | 136 | 2816 | 29 | 97 | 4085 | 60 | 68 | [5 empty] | None |  | Federally-Regulated Consumer Product | 02/06/2013 |  | 03/04/2020
Aeratron Pty Ltd. | Aeratron | AE3-60-LED-B | True |  | V | Yes | 2845 | 3 | 948 | 5098 | 9 | 566 | 6611 | 19 | 348 | [5 empty] | LED |  | Federally-Regulated Consumer Product | 05/21/2015 |  | 03/04/2020
Hunter Fan Company | Casablanca | 41U46D | True |  | 3 | Yes | 1398 | 12 | 117 | 3127 | 50 | 63 | 2268 | 27 | 84 | [5 empty] | None |  | Federally-Regulated Consumer Product | 11/17/2011 |  | 03/04/2020
Hunter Fan Company | Hunter | 21802 | True |  | 3 | Yes | 2523 | 11 | 229 | 4585 | 34 | 135 | 6833 | 73 | 94 | [5 empty] | Incandescent |  | Federally-Regulated Consumer Product | 11/17/2011 |  | 03/04/2020
Hunter Fan Company | Hunter | 54095 | True |  | 4 | Yes | 1911 | 10 | 191 | 3207 | 27 | 119 | 5413 | 82 | 66 | [5 empty] | Incandescent |  | Federally-Regulated Consumer Product | 05/16/2013 |  | 03/04/2020
Halsey Enterprise Co., Ltd. | Halsey | 12FMC-1-5L | True |  | 3 | Yes | 813 | 17 | 48 | 1052 | 21 | 50 | 1260 | 30 | 42 | [5 empty] | Other |  | Federally-Regulated Consumer Product | 10/29/2013 |  | 03/04/2020
Air Comfort, Inc. | Emerson | CF440*** | True |  | 3 | Yes | 2713 | 15 | 181 | 4800 | 40 | 120 | 6281 | 65 | 97 | [5 empty] | Incandescent |  | Federally-Regulated Consumer Product | 02/02/2015 |  | 03/04/2020
Hunter Fan Company | Hunter | 28685 | True |  | 3 | Yes | 1766 | 10 | 177 | 3156 | 27 | 117 | 5302 | 69 | 77 | [5 empty] | Compact Flourescent |  | Federally-Regulated Consumer Product | 11/17/2011 |  | 03/04/2020
Hunter Fan Company | Hunter | 23685 | True |  | 3 | Yes | 1550 | 10 | 155 | 4200 | 37 | 114 | 6590 | 84 | 78 | [5 empty] | None |  | Federally-Regulated Consumer Product | 11/17/2011 |  | 03/04/2020
Hunter Fan Company | Casablanca | 38546A | True |  | 6 | Yes | 1410 | 42 | 34 | 7174 | 119 | 60 | 3942 | 74 | 53 | [5 empty] | None |  | Federally-Regulated Consumer Product | 11/17/2011 |  | 03/04/2020
Hunter Fan Company | Casablanca | C38U11K | True |  | 6 | Yes | 3616 | 28 | 129 | 5878 | 75 | 78 | 4667 | 48 | 97 | [5 empty] | None |  | Federally-Regulated Consumer Product | 11/17/2011 |  | 03/04/2020
Progress Lighting | Progress Lighting | P2500-* | True |  | 3 | Yes | 1390 | 33 | 42 | 1853 | 37 | 50 | 2415 | 49 | 49 | [5 empty] | None |  | Federally-Regulated Consumer Product | 04/13/2012 |  | 03/04/2020
Halsey Enterprise Co., Ltd. | Lamps Plus | MX702-28 (86814) | True |  | 3 | Yes | 3310 | 20 | 166 | 4683 | 38 | 123 | 6524 | 71 | 92 | [5 empty] | None |  | Federally-Regulated Consumer Product | 04/29/2013 |  | 03/04/2020
Hunter Fan Company | Casablanca | 49G73H | True |  | 3 | Yes | 1507 | 10 | 151 | 6729 | 94 | 72 | 3346 | 31 | 108 | [5 empty] | Incandescent |  | Federally-Regulated Consumer Product | 11/17/2011 |  | 03/04/2020
Visual Comfort & Company | Monte Carlo | 8EER60BKD | True |  | V | Yes | 3363 | 5 | 673 | 5652 | 13 | 435 | 8689 | 40 | 217 | [5 empty] | LED |  | Federally-Regulated Consumer Product | 03/06/2015 |  | 03/04/2020
Hunter Fan Company | Hunter | 53250 | True |  | 3 | Yes | 1915 | 10 | 192 | 3100 | 26 | 119 | 4976 | 67 | 74 | [5 empty] | Compact Flourescent |  | Federally-Regulated Consumer Product | 02/15/2013 |  | 03/04/2020
Zhongshan Zhifa Electrical Appliances Co., Ltd. | Zhifa & HD Supply | 269477 | True |  | 3 | Yes | 1920 | 12 | 160 | 2835 | 27 | 105 | 3900 | 50 | 78 | [5 empty] | Incandescent |  | Federally-Regulated Consumer Product | 11/22/2011 |  | 03/04/2020
Hunter Fan Company | Hunter | 26487 | True |  | 3 | Yes | 1408 | 9 | 156 | 3451 | 31 | 111 | 6156 | 76 | 81 | [5 empty] | None |  | Federally-Regulated Consumer Product | 11/17/2011 |  | 03/04/2020
Air Comfort, Inc. | Emerson | CF772*** | True |  | 3 | Yes | 2123 | 10 | 212 | 3763 | 32 | 118 | 5626 | 71 | 79 | [5 empty] | None |  | Federally-Regulated Consumer Product | 11/12/2014 |  | 03/04/2020
Litex Industries | Harbor Breeze | E-WK52NWZ5C1 | True |  | 3 | Yes | 1828 | 14 | 131 | 3255 | 35 | 93 | 4576 | 63 | 73 | [5 empty] | Incandescent |  | Federally-Regulated Consumer Product | 04/09/2015 |  | 03/04/2020
Hunter Fan Company | Casablanca | 59124 | True |  | 4 | Yes | 1834 | 10 | 183 | 4252 | 42 | 101 | 6196 | 82 | 76 | [5 empty] | None |  | Federally-Regulated Consumer Product | 01/09/2014 |  | 03/04/2020
Hunter Fan Company | Casablanca | 54020 | True |  | 4 | Yes | 1304 | 5 | 261 | 4357 | 43 | 101 | 6143 | 81 | 76 | [5 empty] | None |  | Federally-Regulated Consumer Product | 10/31/2012 |  | 03/04/2020
Minka Group | Minka Aire | F888-*** | True |  | 6 | Yes | 4826 | 6 | 804 | 7107 | 15 | 474 | 8778 | 28 | 314 | [5 empty] | Compact Flourescent |  | Federally-Regulated Consumer Product | 10/11/2013 |  | 03/04/2020
Hunter Fan Company | Hunter | 53098 | True |  | 3 | Yes | 1918 | 10 | 192 | 3235 | 26 | 124 | 4950 | 63 | 79 | [5 empty] | Incandescent |  | Federally-Regulated Consumer Product | 02/15/2013 |  | 03/04/2020
Hunter Fan Company | Casablanca | 55064 | True |  | 4 | Yes | 2319 | 10 | 232 | 3927 | 30 | 131 | 6519 | 86 | 76 | [5 empty] | None |  | Federally-Regulated Consumer Product | 12/19/2014 |  | 03/04/2020
Hunter Fan Company | Hunter | 21705 | True |  | 3 | Yes | 1521 | 10 | 152 | 2796 | 27 | 104 | 4640 | 66 | 70 | [5 empty] | Incandescent |  | Federally-Regulated Consumer Product | 11/17/2011 |  | 03/04/2020
Aeratron Pty Ltd. | Aeratron | AE3-60-LED-L | True |  | V | Yes | 2845 | 3 | 948 | 5098 | 9 | 566 | 6611 | 19 | 348 | [5 empty] | LED |  | Federally-Regulated Consumer Product | 05/21/2015 |  | 03/04/2020
King of Fans | Hampton Bay | 68042 | True |  | 3 | Yes | 1584 | 12 | 132 | 3234 | 34 | 95 | 4575 | 64 | 71 | [5 empty] | Incandescent |  | Federally-Regulated Consumer Product | 07/29/2014 |  | 03/04/2020
Hunter Fan Company | Casablanca | 46U73D | True |  | 3 | Yes | 1622 | 9 | 180 | 6691 | 89 | 75 | 3760 | 29 | 130 | [5 empty] | None |  | Federally-Regulated Consumer Product | 11/17/2011 |  | 03/04/2020
Air Cool Industrial Co., Ltd. | Seasons | 269344 | True |  | 3 | Yes | 2016 | 10 | 202 | 3698 | 31 | 119 | 5623 | 66 | 85 | [5 empty] | None |  | Federally-Regulated Consumer Product | 03/16/2011 |  | 03/04/2020
Hunter Fan Company | Hunter | 53028 | True |  | 3 | Yes | 1896 | 11 | 172 | 3260 | 27 | 121 | 5120 | 67 | 76 | [5 empty] | Incandescent |  | Federally-Regulated Consumer Product | 02/15/2013 |  | 03/04/2020
King of Fans | Hampton Bay | 51289 | True |  | 3 | Yes | 2168 | 11 | 197 | 3663 | 26 | 141 | 5703 | 64 | 89 | [5 empty] | None |  | Federally-Regulated Consumer Product | 12/20/2012 |  | 03/04/2020
Hong Kong China Electric Manufacture Co., Ltd. | Harbor Breeze | 80443 | True |  | 3 | Yes | 1688 | 9 | 187 | 3360 | 24 | 140 | 5188 | 58 | 89 | [5 empty] | Incandescent |  | Federally-Regulated Consumer Product | 06/12/2012 |  | 03/04/2020
Fanimation | Fanimation | FP320SN1 | True |  | 3 | Yes | 957 | 10 | 95 | 2944 | 38 | 77 | 4788 | 82 | 58 | [5 empty] | None |  | Federally-Regulated Consumer Product | 03/18/2015 |  | 03/04/2020
Minka Group | Minka Aire | F510-***** | True |  | 4 | Yes | 708 | 5 | 142 | 1976 | 23 | 86 | 2132 | 30 | 71 | [5 empty] | Other |  | Federally-Regulated Consumer Product | 12/27/2012 |  | 03/04/2020
Hunter Fan Company | Casablanca | C43G45L | True |  | 6 | Yes | 3908 | 28 | 140 | 6691 | 81 | 83 | 4959 | 45 | 110 | [5 empty] | None |  | Federally-Regulated Consumer Product | 11/17/2011 |  | 03/04/2020
Hunter Fan Company | Hunter | 21958 | True |  | 3 | Yes | 1848 | 11 | 168 | 3632 | 29 | 125 | 5716 | 63 | 91 | [5 empty] | None |  | Federally-Regulated Consumer Product | 11/17/2011 |  | 03/04/2020
Minka Group | Minka Aire | F603-*** | True |  | 3 | Yes | 1909 | 13 | 147 | 3665 | 36 | 102 | 6761 | 92 | 73 | [5 empty] | Incandescent |  | Federally-Regulated Consumer Product | 03/14/2013 |  | 03/04/2020
Zhongshan Weihe Electrical Appliances Co., Ltd. | Comfortair | U30MK6WH1 | True |  | 3 | Yes | 1115 | 35 | 31 | 2721 | 37 | 73 | 3914 | 45 | 86 | [5 empty] | Incandescent |  | Federally-Regulated Consumer Product | 10/30/2012 |  | 03/04/2020
Litex Industries | Ellington | FL52ABZCRW | True |  | 3 | Yes | 2146 | 20 | 107 | 3776 | 40 | 94 | 5125 | 64 | 80 | [5 empty] | None |  | Federally-Regulated Consumer Product | 10/07/2010 |  | 03/04/2020
Halsey Enterprise Co., Ltd. | Monte Carlo | 3ELR44*** | True |  | 3 | Yes | 1811 | 14 | 129 | 3301 | 34 | 97 | 5110 | 70 | 73 | [5 empty] | None |  | Federally-Regulated Consumer Product | 05/28/2013 |  | 03/04/2020
King of Fans | Hampton Bay | 51355 | True |  | 3 | Yes | 1825 | 11 | 166 | 3089 | 24 | 129 | 5693 | 60 | 95 | [5 empty] | Compact Flourescent |  | Federally-Regulated Consumer Product | 10/31/2012 |  | 03/04/2020
Hunter Fan Company | Casablanca | C66U45B | True |  | 6 | Yes | 2312 | 6 | 385 | 6416 | 32 | 201 | 4349 | 13 | 335 | [5 empty] | None |  | Federally-Regulated Consumer Product | 11/17/2011 |  | 03/04/2020
Minka Group | Minka Aire | F533-***** | True |  | 3 | Yes | 2641 | 14 | 189 | 4090 | 35 | 117 | 5138 | 63 | 82 | [5 empty] | Incandescent |  | Federally-Regulated Consumer Product | 06/05/2015 |  | 03/04/2020
Hunter Fan Company | Casablanca | 59065 | True |  | 4 | Yes | 3400 | 29 | 117 | 4425 | 44 | 101 | 6234 | 81 | 77 | [5 empty] | Other |  | Federally-Regulated Consumer Product | 05/16/2013 |  | 03/04/2020
Hunter Fan Company | Casablanca | C35G45H | True |  | 3 | Yes | 2549 | 31 | 82 | 3915 | 73 | 54 | 3224 | 46 | 70 | [5 empty] | Other |  | Federally-Regulated Consumer Product | 11/17/2011 |  | 03/04/2020
Litex Industries | Harbor Breeze | E-TM52BNKB5CS | True |  | 3 | Yes | 2026 | 10 | 203 | 4030 | 31 | 130 | 5961 | 69 | 86 | [5 empty] | Incandescent |  | Federally-Regulated Consumer Product | 10/07/2010 |  | 03/04/2020
Minka Group | Minka Aire | F695-KA | True |  | 3 | Yes | 2126 | 9 | 236 | 3689 | 30 | 123 | 6002 | 71 | 85 | [5 empty] | None |  | Federally-Regulated Consumer Product | 09/24/2012 |  | 03/04/2020
Visual Comfort & Company | Monte Carlo | 8EER60***** | True |  | V | Yes | 3363 | 5 | 673 | 5652 | 13 | 435 | 8689 | 40 | 217 | [5 empty] | LED |  | Federally-Regulated Consumer Product | 03/06/2015 |  | 03/04/2020
Minka Group | Minka Aire | F734-***** | True |  | 3 | Yes | 2366 | 14 | 169 | 3597 | 27 | 133 | 5098 | 49 | 104 | [5 empty] | Other |  | Federally-Regulated Consumer Product | 12/27/2012 |  | 03/04/2020
Hunter Fan Company | Casablanca | 54123 | True |  | 4 | Yes | 1679 | 5 | 336 | 4455 | 40 | 111 | 6201 | 82 | 76 | [5 empty] | None |  | Federally-Regulated Consumer Product | 02/07/2014 |  | 03/04/2020
Hunter Fan Company | Hunter | 54068 | True |  | 3 | Yes | 2264 | 10 | 226 | 3732 | 28 | 133 | 6113 | 75 | 82 | [5 empty] | None |  | Federally-Regulated Consumer Product | 05/21/2013 |  | 03/04/2020
American De Rosa Lamparts, LLC DBA Luminance Brands | Concord Fans | 52STG5EXX | True |  | 3 | Yes | 1953 | 13 | 150 | 3334 | 35 | 95 | 4856 | 67 | 72 | [5 empty] | Incandescent |  | Federally-Regulated Consumer Product | 09/30/2015 |  | 03/04/2020
Air Cool Industrial Co., Ltd. | Seasons | 269288 | True |  | 3 | Yes | 1402 | 11 | 127 | 3117 | 35 | 89 | 4348 | 62 | 70 | [5 empty] | Incandescent |  | Federally-Regulated Consumer Product | 03/16/2011 |  | 03/04/2020
Halsey Enterprise Co., Ltd. | Halsey | 12FMC-1 | True |  | 3 | Yes | 553 | 12 | 46 | 648 | 15 | 43 | 1148 | 32 | 36 | [5 empty] | Other |  | Federally-Regulated Consumer Product | 10/29/2013 |  | 03/04/2020
King of Fans | Hampton Bay | 51352 | True |  | 3 | Yes | 1793 | 12 | 149 | 3048 | 28 | 109 | 5043 | 61 | 83 | [5 empty] | Incandescent |  | Federally-Regulated Consumer Product | 05/23/2013 |  | 03/04/2020
American De Rosa Lamparts, LLC DBA Luminance Brands | Concord Fans | 52HEF5XX | True |  | 3 | Yes | 1807 | 11 | 164 | 3291 | 29 | 113 | 4570 | 59 | 77 | [5 empty] | Compact Flourescent |  | Federally-Regulated Consumer Product | 10/05/2015 |  | 03/04/2020
Hunter Fan Company | Casablanca | C31U624Z | True |  | 6 | Yes | 871 | 8 | 109 | 6494 | 115 | 56 | 3520 | 39 | 90 | [5 empty] | None |  | Federally-Regulated Consumer Product | 11/17/2011 |  | 03/04/2020
Halsey Enterprise Co., Ltd. | Fanimation | LP8076*** | True |  | 3 | Yes | 553 | 12 | 46 | 648 | 15 | 43 | 1148 | 32 | 36 | [5 empty] | Other |  | Federally-Regulated Consumer Product | 10/29/2013 |  | 03/04/2020
Hunter Fan Company | Casablanca | 59093 | True |  | 4 | Yes | 1942 | 11 | 177 | 3640 | 31 | 117 | 6566 | 90 | 73 | [5 empty] | LED |  | Federally-Regulated Consumer Product | 11/06/2013 |  | 03/04/2020
Regency Ceiling Fans | Regency | ST-*** | True |  | 3 | Yes | 2506 | 24 | 104 | 4393 | 51 | 86 | 5782 | 80 | 72 | [5 empty] | Incandescent |  | Federally-Regulated Consumer Product | 04/17/2013 |  | 03/04/2020
Visual Comfort & Company | Monte Carlo | 3MO52***-L | True |  | 3 | Yes | 1386 | 9 | 154 | 4046 | 38 | 106 | 5873 | 71 | 83 | [5 empty] | Incandescent |  | Federally-Regulated Consumer Product | 08/28/2012 |  | 03/04/2020
American De Rosa Lamparts, LLC DBA Luminance Brands | Concord Fans | 52FEB5XX | True |  | 3 | Yes | 1908 | 11 | 173 | 3506 | 30 | 117 | 5321 | 68 | 78 | [5 empty] | None |  | Federally-Regulated Consumer Product | 09/30/2015 |  | 03/04/2020
Litex Industries | Ellington | GAT52CS5LK | True |  | 3 | Yes | 1951 | 12 | 163 | 3387 | 26 | 130 | 5213 | 54 | 97 | [5 empty] | Incandescent |  | Federally-Regulated Consumer Product | 10/07/2010 |  | 03/04/2020
Aeratron Pty Ltd. | Aeratron | AE3-50-LED-S | True |  | V | Yes | 1573 | 2 | 787 | 3001 | 5 | 600 | 5198 | 15 | 347 | [5 empty] | LED |  | Federally-Regulated Consumer Product | 05/21/2015 |  | 03/04/2020
Aeratron Pty Ltd. | Aeratron | AE3-60L | True |  | V | Yes | 2845 | 3 | 948 | 5098 | 9 | 566 | 6611 | 19 | 348 | [5 empty] | LED |  | Federally-Regulated Consumer Product | 05/21/2015 |  | 03/04/2020
Craftmade | Craftmade | FI52** | True |  | 3 | Yes | 1688 | 12 | 141 | 3367 | 28 | 120 | 5784 | 71 | 81 | [5 empty] | None |  | Federally-Regulated Consumer Product | 02/04/2014 |  | 03/04/2020
American De Rosa Lamparts, LLC DBA Luminance Brands | Concord Fans | 42HUG4XX-YG6 | True |  | 3 | Yes | 1498 | 11 | 136 | 2069 | 21 | 99 | 4056 | 49 | 83 | [5 empty] | None |  | Federally-Regulated Consumer Product | 09/30/2015 |  | 03/04/2020
Hunter Fan Company | Casablanca | 59160 | True |  | 4 | Yes | 2461 | 11 | 224 | 5085 | 44 | 116 | 6979 | 83 | 84 | [5 empty] | LED |  | Federally-Regulated Consumer Product | 02/12/2015 |  | 03/04/2020
Hunter Fan Company | Casablanca | C38U199K | True |  | 4 | Yes | 3616 | 28 | 129 | 5878 | 75 | 78 | 4667 | 48 | 97 | [5 empty] | None |  | Federally-Regulated Consumer Product | 11/17/2011 |  | 03/04/2020
Halsey Enterprise Co., Ltd. | Lamps Plus | 52LPT | True |  | 3 | Yes | 2614 | 14 | 187 | 4025 | 32 | 126 | 5814 | 68 | 86 | [5 empty] | None |  | Federally-Regulated Consumer Product | 04/29/2013 |  | 03/04/2020
Regency Ceiling Fans | Regency | CT*-*** | True |  | 3 | Yes | 1847 | 10 | 185 | 3047 | 28 | 109 | 3820 | 53 | 72 | [5 empty] | None |  | Federally-Regulated Consumer Product | 04/17/2013 |  | 03/04/2020
Hunter Fan Company | Hunter | 53109 | True |  | 3 | Yes | 1918 | 10 | 192 | 3129 | 25 | 125 | 4773 | 65 | 73 | [5 empty] | Incandescent |  | Federally-Regulated Consumer Product | 10/21/2013 |  | 03/04/2020
American De Rosa Lamparts, LLC DBA Luminance Brands | Sunset Lighting | CF52836-XX-L/TCF52836-XX-L | True |  | 3 | Yes | 1876 | 11 | 171 | 2769 | 27 | 103 | 4618 | 63 | 73 | [5 empty] | Incandescent |  | Federally-Regulated Consumer Product | 09/30/2015 |  | 03/04/2020
Hunter Fan Company | Casablanca | C18G500F | True |  | 4 | Yes | 2904 | 16 | 182 | 9042 | 93 | 97 | 4493 | 34 | 132 | [5 empty] | Incandescent |  | Federally-Regulated Consumer Product | 11/17/2011 |  | 03/04/2020
Hunter Fan Company | Hunter | 20713 | True |  | 3 | Yes | 918 | 7 | 131 | 1508 | 16 | 94 | 2975 | 51 | 58 | [5 empty] | Incandescent |  | Federally-Regulated Consumer Product | 11/17/2011 |  | 03/04/2020
King of Fans | Hampton Bay | 514*9 | True |  | 3 | Yes | 2360 | 13 | 182 | 3360 | 29 | 116 | 4921 | 63 | 78 | [5 empty] | Compact Flourescent |  | Federally-Regulated Consumer Product | 04/28/2014 |  | 03/04/2020
Hunter Fan Company | Casablanca | 59106 | True |  | 6 | Yes | 2013 | 3 | 671 | 4504 | 12 | 375 | 6142 | 32 | 192 | [5 empty] | Incandescent |  | Federally-Regulated Consumer Product | 10/21/2013 |  | 03/04/2020
Aeratron Pty Ltd. | Aeratron | AE2-60S | True |  | V | Yes | 2854 | 3 | 951 | 5130 | 9 | 570 | 6837 | 19 | 360 | [5 empty] | LED |  | Federally-Regulated Consumer Product | 05/21/2015 |  | 03/04/2020
Visual Comfort & Company | Monte Carlo | 3SKYR56SND | True |  | V | Yes | 2509 | 4 | 627 | 4008 | 10 | 401 | 6161 | 26 | 237 | [5 empty] | LED |  | Federally-Regulated Consumer Product | 03/06/2015 |  | 03/04/2020
Hunter Fan Company | Hunter | 28699 | True |  | 3 | Yes | 1467 | 9 | 163 | 2213 | 19 | 116 | 3511 | 45 | 78 | [5 empty] | Incandescent |  | Federally-Regulated Consumer Product | 11/17/2011 |  | 03/04/2020
Minka Group | Minka Aire | F843-***** | True |  | 3 | Yes | 2699 | 11 | 245 | 4537 | 31 | 146 | 6580 | 66 | 100 | [5 empty] | None |  | Federally-Regulated Consumer Product | 04/26/2013 |  | 03/04/2020
Minka Group | Minka Aire | F594-***** | True |  | 3 | Yes | 2760 | 14 | 197 | 5074 | 34 | 149 | 6565 | 61 | 108 | [5 empty] | Other |  | Federally-Regulated Consumer Product | 12/27/2012 |  | 03/04/2020
Fanim Industries | Harbor Breeze | LP8146LBN | True |  | 6 | Yes | 5601 | 8 | 700 | 6782 | 15 | 452 | 8885 | 30 | 296 | [5 empty] | Compact Flourescent |  | Federally-Regulated Consumer Product | 03/18/2015 |  | 03/04/2020
Regency Ceiling Fans | Regency | VC*-*** | True |  | 3 | Yes | 2134 | 11 | 194 | 3728 | 29 | 129 | 5580 | 55 | 101 | [5 empty] | None |  | Federally-Regulated Consumer Product | 04/17/2013 |  | 03/04/2020
Litex Industries | Harbor Breeze | E-TLE44BNK5C1 | True |  | 3 | Yes | 2169 | 13 | 167 | 3117 | 27 | 115 | 4130 | 50 | 83 | [5 empty] | Incandescent |  | Federally-Regulated Consumer Product | 04/09/2015 |  | 03/04/2020
Air Cool Industrial Co., Ltd. | Seasons | 269502 | True |  | 3 | Yes | 1655 | 13 | 127 | 2728 | 27 | 101 | 3135 | 38 | 83 | [5 empty] | Compact Flourescent |  | Federally-Regulated Consumer Product | 03/16/2011 |  | 03/04/2020
Hunter Fan Company | Casablanca | 59109 | True |  | 4 | Yes | 1902 | 11 | 173 | 4933 | 50 | 99 | 6468 | 85 | 76 | [5 empty] | LED |  | Federally-Regulated Consumer Product | 01/09/2014 |  | 03/04/2020
Visual Comfort & Company | Monte Carlo | 5GL66** | True |  | 3 | Yes | 2909 | 22 | 132 | 4849 | 46 | 105 | 6961 | 76 | 92 | [5 empty] | None |  | Federally-Regulated Consumer Product | 08/28/2012 |  | 03/04/2020
Halsey Enterprise Co., Ltd. | Lamps Plus | 60WHE-2C (U4514) | True |  | 3 | Yes | 3886 | 16 | 243 | 6851 | 41 | 167 | 10457 | 83 | 126 | [5 empty] | None |  | Federally-Regulated Consumer Product | 04/29/2013 |  | 03/04/2020
Fanimation | Fanimation | MAD3250OB | True |  | 6 | Yes | 2477 | 5 | 495 | 4262 | 15 | 284 | 5412 | 30 | 180 | [5 empty] | None |  | Federally-Regulated Consumer Product | 03/18/2015 |  | 03/04/2020
Hunter Fan Company | Hunter | 21628 | True |  | 3 | Yes | 1719 | 11 | 156 | 3690 | 33 | 112 | 6707 | 87 | 77 | [5 empty] | Compact Flourescent |  | Federally-Regulated Consumer Product | 11/17/2011 |  | 03/04/2020
Hunter Fan Company | Hunter | 21781 | True |  | 3 | Yes | 1453 | 10 | 145 | 2854 | 27 | 106 | 4893 | 68 | 72 | [5 empty] | None |  | Federally-Regulated Consumer Product | 11/17/2011 |  | 03/04/2020
Hunter Fan Company | Hunter | 53071 | True |  | 3 | Yes | 1194 | 10 | 119 | 1855 | 26 | 71 | 2852 | 65 | 44 | [5 empty] | None |  | Federally-Regulated Consumer Product | 02/15/2013 |  | 03/04/2020
Hunter Fan Company | Hunter | 23852 | True |  | 3 | Yes | 3595 | 19 | 189 | 3989 | 39 | 102 | 6947 | 87 | 80 | [5 empty] | None |  | Federally-Regulated Consumer Product | 11/17/2011 |  | 03/04/2020
Hunter Fan Company | Casablanca | 66D73G | True |  | 6 | Yes | 1236 | 5 | 247 | 6398 | 85 | 75 | 4555 | 46 | 99 | [5 empty] | None |  | Federally-Regulated Consumer Product | 11/17/2011 |  | 03/04/2020
Hong Kong China Electric Manufacture Co., Ltd. | Harbor Breeze | 593748 | True |  | 3 | Yes | 1760 | 10 | 176 | 3427 | 28 | 122 | 5300 | 66 | 80 | [5 empty] | Incandescent |  | Federally-Regulated Consumer Product | 04/29/2014 |  | 03/04/2020
Hunter Fan Company | Hunter | 53208 | True |  | 3 | Yes | 1482 | 10 | 148 | 2288 | 26 | 88 | 3623 | 65 | 56 | [5 empty] | Incandescent |  | Federally-Regulated Consumer Product | 02/15/2013 |  | 03/04/2020
Litex Industries | Bala | ELCI52**5B | True |  | 3 | Yes | 1833 | 15 | 122 | 2890 | 28 | 103 | 4522 | 58 | 78 | [5 empty] | None |  | Federally-Regulated Consumer Product | 10/07/2010 |  | 03/04/2020
Fanimation | Fanimation | FPS7981BN | True |  | 3 | Yes | 1718 | 10 | 171 | 2842 | 23 | 123 | 3855 | 45 | 85 | [5 empty] | Incandescent |  | Federally-Regulated Consumer Product | 09/04/2015 |  | 03/04/2020
Litex Industries | Ellington | LTR60ABZ5CRW | True |  | 3 | Yes | 1998 | 17 | 118 | 4369 | 47 | 93 | 6475 | 80 | 81 | [5 empty] | Incandescent |  | Federally-Regulated Consumer Product | 10/07/2010 |  | 03/04/2020
Hunter Fan Company | Hunter | 53175 | True |  | 3 | Yes | 1953 | 9 | 217 | 3181 | 25 | 127 | 5160 | 68 | 76 | [5 empty] | Incandescent |  | Federally-Regulated Consumer Product | 06/07/2013 |  | 03/04/2020
Hunter Fan Company | Hunter | 52110 | True |  | 3 | Yes | 1543 | 7 | 220 | 2357 | 16 | 147 | 4480 | 63 | 71 | [5 empty] | Compact Flourescent |  | Federally-Regulated Consumer Product | 01/09/2014 |  | 03/04/2020
Air Comfort, Inc. | Emerson | CF787*** | True |  | 4 | Yes | 2080 | 12 | 173 | 4910 | 37 | 133 | 8389 | 84 | 100 | [5 empty] | None |  | Federally-Regulated Consumer Product | 11/12/2014 |  | 03/04/2020
Hunter Fan Company | Casablanca | C35G707L | True |  | 3 | Yes | 2549 | 31 | 82 | 3915 | 73 | 54 | 3224 | 46 | 70 | [5 empty] | Other |  | Federally-Regulated Consumer Product | 11/17/2011 |  | 03/04/2020
Minka Group | Minka Aire | F513-BN | True |  | 3 | Yes | 2317 | 13 | 178 | 4312 | 38 | 113 | 6230 | 73 | 85 | [5 empty] | None |  | Federally-Regulated Consumer Product | 09/24/2012 |  | 03/04/2020
Aeratron Pty Ltd. | Aeratron | AE2-43S | True |  | V | Yes | 1894 | 3 | 631 | 3449 | 9 | 383 | 5032 | 19 | 265 | [5 empty] | LED |  | Federally-Regulated Consumer Product | 05/21/2015 |  | 03/04/2020
Hunter Fan Company | Casablanca | 3212A | True |  | 6 | Yes | 1213 | 40 | 30 | 6251 | 112 | 56 | 3497 | 73 | 48 | [5 empty] | Other |  | Federally-Regulated Consumer Product | 11/17/2011 |  | 03/04/2020
Air Comfort, Inc. | Emerson | CF788*** | True |  | 6 | Yes | 2971 | 4 | 743 | 5705 | 12 | 475 | 7930 | 30 | 264 | [5 empty] | None |  | Federally-Regulated Consumer Product | 11/12/2014 |  | 03/04/2020
Hunter Fan Company | Hunter | 52030 | True |  | 3 | Yes | 872 | 8 | 109 | 1512 | 17 | 89 | 3062 | 65 | 47 | [5 empty] | Incandescent |  | Federally-Regulated Consumer Product | 05/21/2013 |  | 03/04/2020
Fanimation | Fanimation | FP4320LT1 | True |  | 3 | Yes | 2030 | 14 | 145 | 3589 | 38 | 94 | 5413 | 72 | 75 | [5 empty] | None |  | Federally-Regulated Consumer Product | 03/18/2015 |  | 03/04/2020
Hunter Fan Company | Casablanca | C28G12M | True |  | 3 | Yes | 2208 | 16 | 138 | 5640 | 66 | 85 | 4261 | 41 | 104 | [5 empty] | Other |  | Federally-Regulated Consumer Product | 11/17/2011 |  | 03/04/2020
Visual Comfort & Company | Monte Carlo | 3CLYR42**** | True |  | 3 | Yes | 1593 | 13 | 123 | 2207 | 21 | 105 | 2799 | 37 | 76 | [5 empty] | LED |  | Federally-Regulated Consumer Product | 02/07/2014 |  | 03/04/2020
Minka Group | Minka Aire | F580-***** | True |  | 3 | Yes | 2030 | 10 | 203 | 3557 | 35 | 102 | 5375 | 79 | 68 | [5 empty] | Other |  | Federally-Regulated Consumer Product | 12/27/2012 |  | 03/04/2020
Halsey Enterprise Co., Ltd. | Kichler Lighting | 300003CZ | True |  | 3 | Yes | 2219 | 16 | 139 | 3691 | 36 | 103 | 5366 | 69 | 78 | [5 empty] | Other |  | Federally-Regulated Consumer Product | 08/13/2013 |  | 03/04/2020
Hunter Fan Company | Casablanca | 38546T | True |  | 6 | Yes | 1410 | 42 | 34 | 7174 | 119 | 60 | 3942 | 74 | 53 | [5 empty] | None |  | Federally-Regulated Consumer Product | 11/17/2011 |  | 03/04/2020
Litex Industries | Ellington | TAH52***5 | True |  | 3 | Yes | 1201 | 15 | 80 | 1996 | 31 | 64 | 2564 | 48 | 53 | [5 empty] | None |  | Federally-Regulated Consumer Product | 10/07/2010 |  | 03/04/2020
King of Fans | Hampton Bay | 56269 | True |  | 3 | Yes | 2094 | 11 | 190 | 4262 | 33 | 129 | 6470 | 73 | 89 | [5 empty] | None |  | Federally-Regulated Consumer Product | 12/20/2012 |  | 03/04/2020
Hunter Fan Company | Hunter | 59014 | True |  | 3 | Yes | 2004 | 10 | 200 | 3220 | 26 | 124 | 5026 | 65 | 77 | [5 empty] | Compact Flourescent |  | Federally-Regulated Consumer Product | 05/16/2013 |  | 03/04/2020
Hunter Fan Company | Hunter | 23903 | True |  | 3 | Yes | 511 | 8 | 64 | 751 | 17 | 44 | 2049 | 55 | 37 | [5 empty] | Incandescent |  | Federally-Regulated Consumer Product | 11/17/2011 |  | 03/04/2020
Minka Group | Minka Aire | F531-******* | True |  | 3 | Yes | 2332 | 20 | 117 | 4314 | 44 | 98 | 5703 | 67 | 85 | [5 empty] | Incandescent |  | Federally-Regulated Consumer Product | 12/27/2012 |  | 03/04/2020
Litex Industries | Mainstays | E-NOII42***5C3W | True |  | 3 | Yes | 1559 | 26 | 60 | 2901 | 35 | 83 | 3436 | 46 | 75 | [5 empty] | Incandescent |  | Federally-Regulated Consumer Product | 12/29/2010 |  | 03/04/2020
Hunter Fan Company | Hunter | 53306 | True |  | 3 | Yes | 2094 | 10 | 209 | 3376 | 27 | 125 | 5263 | 64 | 82 | [5 empty] | Incandescent |  | Federally-Regulated Consumer Product | 05/16/2013 |  | 03/04/2020
Litex Industries | Deluce | DFRV52BBZ5CRW | True |  | 3 | Yes | 1857 | 16 | 116 | 3752 | 44 | 85 | 5168 | 74 | 70 | [5 empty] | Incandescent |  | Federally-Regulated Consumer Product | 10/07/2010 |  | 03/04/2020
Hunter Fan Company | Hunter | 53157 | True |  | 3 | Yes | 1857 | 10 | 186 | 3108 | 119 | 26 | 4859 | 64 | 76 | [5 empty] | Incandescent |  | Federally-Regulated Consumer Product | 02/15/2013 |  | 03/04/2020
Litex Industries | Bala | GD52CS5LKB | True |  | 3 | Yes | 1545 | 9 | 172 | 3235 | 29 | 112 | 5072 | 66 | 77 | [5 empty] | Incandescent |  | Federally-Regulated Consumer Product | 10/07/2010 |  | 03/04/2020
Minka Group | Minka Aire | F804-***** | True |  | 3 | Yes | 2249 | 14 | 161 | 3694 | 40 | 92 | 5919 | 71 | 83 | [5 empty] | Other |  | Federally-Regulated Consumer Product | 12/27/2012 |  | 03/04/2020
Fanim Industries | Harbor Breeze | LP8055LAZ | True |  | 3 | Yes | 2314 | 11 | 210 | 4072 | 32 | 127 | 5988 | 68 | 88 | [5 empty] | Incandescent |  | Federally-Regulated Consumer Product | 03/18/2015 |  | 03/04/2020
Halsey Enterprise Co., Ltd. | Kichler Lighting | 300002OLZ | True |  | 3 | Yes | 2297 | 16 | 144 | 3944 | 37 | 107 | 5533 | 70 | 79 | [5 empty] | Other |  | Federally-Regulated Consumer Product | 08/13/2013 |  | 03/04/2020
Litex Industries | Rexcel | NP52***5C | True |  | 3 | Yes | 1420 | 10 | 142 | 3156 | 29 | 109 | 5051 | 65 | 78 | [5 empty] | Incandescent |  | Federally-Regulated Consumer Product | 10/07/2010 |  | 03/04/2020
Hunter Fan Company | Casablanca | 84U45D | True |  | 3 | Yes | 1363 | 10 | 136 | 5114 | 68 | 75 | 3090 | 27 | 114 | [5 empty] | None |  | Federally-Regulated Consumer Product | 11/17/2011 |  | 03/04/2020
Hunter Fan Company | Hunter | 53011 | True |  | 3 | Yes | 1657 | 10 | 166 | 2566 | 25 | 103 | 4193 | 63 | 67 | [5 empty] | Incandescent |  | Federally-Regulated Consumer Product | 05/21/2013 |  | 03/04/2020
Halsey Enterprise Co., Ltd. | Savoy House | 52-SGB-5RV-*** | True |  | 3 | Yes | 1734 | 10 | 173 | 3200 | 28 | 114 | 4929 | 66 | 75 | [5 empty] | Incandescent |  | Federally-Regulated Consumer Product | 02/06/2013 |  | 03/04/2020
American De Rosa Lamparts, LLC DBA Luminance Brands | Concord Fans | 52SAT5EXX | True |  | 3 | Yes | 2300 | 10 | 230 | 4214 | 31 | 136 | 6891 | 71 | 97 | [5 empty] | Compact Flourescent |  | Federally-Regulated Consumer Product | 09/30/2015 |  | 03/04/2020
King of Fans | Hampton Bay | 51221 | True |  | 3 | Yes | 2387 | 15 | 159 | 3911 | 29 | 135 | 5873 | 56 | 105 | [5 empty] | Incandescent |  | Federally-Regulated Consumer Product | 07/29/2014 |  | 03/04/2020
Litex Industries | Harbor Breeze | E-SCH48PPW3LKL | True |  | 3 | Yes | 2063 | 12 | 172 | 3253 | 25 | 130 | 4215 | 48 | 88 | [5 empty] | Other |  | Federally-Regulated Consumer Product | 02/03/2012 |  | 03/04/2020
Aeratron Pty Ltd. | Aeratron | AE2-60* | True |  | V | Yes | 2854 | 3 | 951 | 5130 | 9 | 570 | 6837 | 19 | 360 | [5 empty] | LED |  | Federally-Regulated Consumer Product | 05/21/2015 |  | 03/04/2020
Hunter Fan Company | Hunter | 59013 | True |  | 3 | Yes | 2004 | 10 | 200 | 3220 | 26 | 124 | 5026 | 65 | 77 | [5 empty] | Incandescent |  | Federally-Regulated Consumer Product | 05/16/2013 |  | 03/04/2020
Minka Group | Minka Aire | F659-BCW | True |  | 3 | Yes | 2226 | 10 | 223 | 4037 | 30 | 135 | 6313 | 72 | 88 | [5 empty] | None |  | Federally-Regulated Consumer Product | 09/24/2012 |  | 03/04/2020
Hunter Fan Company | Casablanca | 55054 | True |  | 4 | Yes | 1494 | 5 | 299 | 4858 | 44 | 110 | 6627 | 86 | 77 | [5 empty] | None |  | Federally-Regulated Consumer Product | 01/09/2014 |  | 03/04/2020
Hunter Fan Company | Hunter | 52102 | True |  | 3 | Yes | 1645 | 8 | 206 | 2382 | 18 | 132 | 4274 | 57 | 75 | [5 empty] | Incandescent |  | Federally-Regulated Consumer Product | 09/11/2013 |  | 03/04/2020
Visual Comfort & Company | Monte Carlo | 5AGR56*** | True |  | 3 | Yes | 2188 | 14 | 156 | 3673 | 31 | 118 | 5966 | 67 | 89 | [5 empty] | Incandescent |  | Federally-Regulated Consumer Product | 08/28/2012 |  | 03/04/2020
Hunter Fan Company | Casablanca | 99U69Z | True |  | 3 | Yes | 1180 | 41 | 29 | 6000 | 110 | 55 | 3346 | 72 | 46 | [5 empty] | None |  | Federally-Regulated Consumer Product | 11/17/2011 |  | 03/04/2020
Zhongshan Zhifa Electrical Appliances Co., Ltd. | Zhifa & HD Supply | 269425 | True |  | 3 | Yes | 1760 | 11 | 160 | 2205 | 21 | 105 | 3080 | 40 | 77 | [5 empty] | Incandescent |  | Federally-Regulated Consumer Product | 11/22/2011 |  | 03/04/2020
Hunter Fan Company | Hunter | 28420 | True |  | 3 | Yes | 1635 | 12 | 136 | 2769 | 27 | 103 | 3822 | 50 | 76 | [5 empty] | None |  | Federally-Regulated Consumer Product | 11/17/2011 |  | 03/04/2020
Hunter Fan Company | Hunter | 21585 | True |  | 3 | Yes | 1769 | 11 | 161 | 4101 | 40 | 103 | 6169 | 73 | 85 | [5 empty] | Compact Flourescent |  | Federally-Regulated Consumer Product | 11/17/2011 |  | 03/04/2020
Hunter Fan Company | Hunter | 53055 | True |  | 3 | Yes | 1984 | 9 | 220 | 3376 | 26 | 130 | 5537 | 71 | 78 | [5 empty] | None |  | Federally-Regulated Consumer Product | 01/09/2014 |  | 03/04/2020
Hunter Fan Company | Casablanca | 6711D | True |  | 4 | Yes | 1142 | 7 | 163 | 6105 | 106 | 58 | 3208 | 33 | 97 | [5 empty] | None |  | Federally-Regulated Consumer Product | 11/17/2011 |  | 03/04/2020
Fanimation | Fanimation | FPS7880SN | True |  | 3 | Yes | 1827 | 12 | 152 | 3296 | 29 | 113 | 5102 | 59 | 86 | [5 empty] | Compact Flourescent |  | Federally-Regulated Consumer Product | 03/18/2015 |  | 03/04/2020
Landmark Enterprise, Inc. | Harbor Breeze | LP8005*** | True |  | 3 | Yes | 1713 | 8 | 214 | 3893 | 29 | 134 | 5673 | 64 | 89 | [5 empty] | None |  | Federally-Regulated Consumer Product | 03/03/2013 |  | 03/04/2020
Minka Group | Minka Aire | F688-PW | True |  | 3 | Yes | 2126 | 9 | 236 | 3689 | 30 | 123 | 6002 | 71 | 85 | [5 empty] | None |  | Federally-Regulated Consumer Product | 09/24/2012 |  | 03/04/2020
Litex Industries | Litex | FR52ABZ5CR | True |  | 3 | Yes | 1776 | 15 | 118 | 3204 | 35 | 92 | 4777 | 67 | 71 | [5 empty] | Incandescent |  | Federally-Regulated Consumer Product | 10/07/2010 |  | 03/04/2020
Hunter Fan Company | Hunter | 28421 | True |  | 3 | Yes | 1635 | 12 | 136 | 2769 | 27 | 103 | 3822 | 50 | 76 | [5 empty] | None |  | Federally-Regulated Consumer Product | 11/17/2011 |  | 03/04/2020
Hunter Fan Company | Hunter | 53069 | True |  | 3 | Yes | 1194 | 10 | 119 | 1855 | 26 | 71 | 2852 | 65 | 44 | [5 empty] | None |  | Federally-Regulated Consumer Product | 02/15/2013 |  | 03/04/2020
American De Rosa Lamparts, LLC DBA Luminance Brands | Concord Fans | 52HES5EXX-WH | True |  | 3 | Yes | 2113 | 11 | 192 | 3589 | 29 | 124 | 4500 | 62 | 73 | [5 empty] | Compact Flourescent |  | Federally-Regulated Consumer Product | 09/30/2015 |  | 03/04/2020
Litex Industries | Ellington | LEF56BBZ5CWR | True |  | 3 | Yes | 2193 | 16 | 137 | 4026 | 42 | 96 | 5985 | 77 | 78 | [5 empty] | Incandescent |  | Federally-Regulated Consumer Product | 10/07/2010 |  | 03/04/2020
Hunter Fan Company | Hunter | 53258 | True |  | 3 | Yes | 2013 | 10 | 201 | 3278 | 26 | 126 | 5030 | 66 | 76 | [5 empty] | Compact Flourescent |  | Federally-Regulated Consumer Product | 11/08/2013 |  | 03/04/2020
King of Fans | Hampton Bay | 51328 | True |  | 3 | Yes | 2448 | 12 | 202 | 4289 | 30 | 142 | 6057 | 57 | 106 | [5 empty] | Compact Flourescent |  | Federally-Regulated Consumer Product | 09/25/2012 |  | 03/04/2020
Hunter Fan Company | Hunter | 53096 | True |  | 3 | Yes | 1932 | 10 | 193 | 3186 | 26 | 123 | 5028 | 68 | 74 | [5 empty] | Compact Flourescent |  | Federally-Regulated Consumer Product | 02/26/2013 |  | 03/04/2020
Hunter Fan Company | Casablanca | C35G707H | True |  | 3 | Yes | 2549 | 31 | 82 | 3915 | 73 | 54 | 3224 | 46 | 70 | [5 empty] | Other |  | Federally-Regulated Consumer Product | 11/17/2011 |  | 03/04/2020
Aeratron Pty Ltd. | Aeratron | AE3-50-LED-B | True |  | V | Yes | 1573 | 2 | 787 | 3001 | 5 | 600 | 5198 | 15 | 347 | [5 empty] | LED |  | Federally-Regulated Consumer Product | 05/21/2015 |  | 03/04/2020
Hunter Fan Company | Casablanca | 59165 | True |  | 6 | Yes | 2013 | 3 | 671 | 4504 | 12 | 375 | 6142 | 32 | 192 | [5 empty] | LED |  | Federally-Regulated Consumer Product | 04/17/2014 |  | 03/04/2020
Halsey Enterprise Co., Ltd. | Halsey | 20SGQ-10L-D | True |  | 3 | Yes | 608 | 10 | 61 | 917 | 16 | 57 | 1247 | 25 | 50 | [5 empty] | Other |  | Federally-Regulated Consumer Product | 03/19/2014 |  | 03/04/2020
Air Cool Industrial Co., Ltd. | Seasons | 269608 | True |  | 3 | Yes | 1768 | 9 | 196 | 3216 | 28 | 115 | 4589 | 58 | 79 | [5 empty] | Compact Flourescent |  | Federally-Regulated Consumer Product | 03/16/2011 |  | 03/04/2020
Hunter Fan Company | Hunter | 53015 | True |  | 3 | Yes | 1994 | 10 | 199 | 3203 | 26 | 123 | 5132 | 68 | 75 | [5 empty] | None |  | Federally-Regulated Consumer Product | 02/15/2013 |  | 03/04/2020
Zhongshan Weihe Electrical Appliances Co., Ltd. | Comfortair | U42MK5WH4 | True |  | 3 | Yes | 998 | 30 | 33 | 2299 | 32 | 71 | 3800 | 43 | 88 | [5 empty] | Incandescent |  | Federally-Regulated Consumer Product | 10/30/2012 |  | 03/04/2020
Hunter Fan Company | Hunter | 53269 | True |  | 3 | Yes | 1428 | 9 | 159 | 2294 | 25 | 92 | 3488 | 62 | 56 | [5 empty] | Incandescent |  | Federally-Regulated Consumer Product | 07/29/2014 |  | 03/04/2020
Litex Industries | Canopy | E-PZ52***5C1W | True |  | 3 | Yes | 1581 | 9 | 176 | 3447 | 29 | 119 | 5334 | 70 | 76 | [5 empty] | Compact Flourescent |  | Federally-Regulated Consumer Product | 12/29/2010 |  | 03/04/2020
Hunter Fan Company | Hunter | 20492 | True |  | 3 | Yes | 1664 | 11 | 151 | 2785 | 30 | 93 | 6236 | 84 | 74 | [5 empty] | Incandescent |  | Federally-Regulated Consumer Product | 11/17/2011 |  | 03/04/2020
Air Cool Industrial Co., Ltd. | Hampton Bay | 14411 | True |  | 4 | Yes | 1033 | 9 | 115 | 2097 | 28 | 75 | 2440 | 41 | 60 | [5 empty] | Other |  | Federally-Regulated Consumer Product | 10/17/2012 |  | 03/04/2020
Hunter Fan Company | Hunter | 59051 | True |  | 3 | Yes | 1966 | 13 | 151 | 3654 | 32 | 114 | 5847 | 72 | 81 | [5 empty] | Compact Flourescent |  | Federally-Regulated Consumer Product | 07/18/2013 |  | 03/04/2020
Hunter Fan Company | Hunter | 21427 | True |  | 3 | Yes | 2037 | 17 | 120 | 3094 | 30 | 103 | 4186 | 49 | 85 | [5 empty] | Compact Flourescent |  | Federally-Regulated Consumer Product | 11/17/2011 |  | 03/04/2020
Hunter Fan Company | Hunter | 53003 | True |  | 3 | Yes | 1801 | 10 | 180 | 3250 | 26 | 125 | 5197 | 66 | 79 | [5 empty] | Incandescent |  | Federally-Regulated Consumer Product | 02/26/2013 |  | 03/04/2020
Hunter Fan Company | Casablanca | 59062 | True |  | 4 | Yes | 3773 | 28 | 135 | 4660 | 44 | 106 | 6693 | 84 | 80 | [5 empty] | Other |  | Federally-Regulated Consumer Product | 05/16/2013 |  | 03/04/2020
Hunter Fan Company | Casablanca | 54118 | True |  | 4 | Yes | 1575 | 6 | 263 | 4494 | 40 | 112 | 6290 | 80 | 79 | [5 empty] | None |  | Federally-Regulated Consumer Product | 01/17/2014 |  | 03/04/2020
Hunter Fan Company | Hunter | 28830 | True |  | 3 | Yes | 1923 | 11 | 170 | 3625 | 38 | 95 | 5013 | 74 | 68 | [5 empty] | None |  | Federally-Regulated Consumer Product | 06/26/2012 |  | 03/04/2020
Halsey Enterprise Co., Ltd. | Lamps Plus | MX60-71 (R2182) | True |  | 3 | Yes | 3679 | 20 | 184 | 5980 | 47 | 127 | 8500 | 96 | 89 | [5 empty] | None |  | Federally-Regulated Consumer Product | 04/29/2013 |  | 03/04/2020
Halsey Enterprise Co., Ltd. | Kichler Lighting | 300113AW | True |  | 3 | Yes | 2133 | 13 | 164 | 4197 | 39 | 108 | 6459 | 85 | 76 | [5 empty] | Other |  | Federally-Regulated Consumer Product | 08/13/2013 |  | 03/04/2020
Hunter Fan Company | Hunter | 52006 | True |  | 3 | Yes | 1341 | 8 | 168 | 2167 | 16 | 135 | 4677 | 66 | 71 | [5 empty] | Compact Flourescent |  | Federally-Regulated Consumer Product | 05/16/2013 |  | 03/04/2020
Artisan Industrial Co., Ltd. China | Kichler Home Center | 35062(CP139391) | True |  | 3 | Yes | 1974 | 15 | 132 | 3105 | 28 | 111 | 3901 | 40 | 98 | [5 empty] | Incandescent |  | Federally-Regulated Consumer Product | 01/08/2013 |  | 03/04/2020
Artisan Industrial Co., Ltd. China | Harbor Breeze | DANRICH MARINA CPJ1239 | True |  | 3 | Yes | 2278 | 16 | 142 | 3275 | 35 | 92 | 4712 | 69 | 68 | [5 empty] | Incandescent |  | Federally-Regulated Consumer Product | 05/16/2013 |  | 03/04/2020
Halsey Enterprise Co., Ltd. | Q'Max, Inc. | 12FMC-1-5L | True |  | 3 | Yes | 813 | 17 | 48 | 1052 | 21 | 50 | 1260 | 30 | 42 | [5 empty] | Other |  | Federally-Regulated Consumer Product | 10/29/2013 |  | 03/04/2020
Litex Industries | Better Homes & Gardens | E-TDL52***5C1W | True |  | 3 | Yes | 2016 | 24 | 84 | 3267 | 36 | 91 | 4756 | 57 | 83 | [5 empty] | Incandescent |  | Federally-Regulated Consumer Product | 12/29/2010 |  | 03/04/2020
Hunter Fan Company | Casablanca | C19624F | True |  | 3 | Yes | 2269 | 15 | 151 | 6736 | 96 | 70 | 3964 | 33 | 120 | [5 empty] | None |  | Federally-Regulated Consumer Product | 11/17/2011 |  | 03/04/2020
Litex Industries | Litex | CQ52ABZ5CR | True |  | 3 | Yes | 2050 | 15 | 137 | 3411 | 34 | 100 | 4797 | 61 | 79 | [5 empty] | Incandescent |  | Federally-Regulated Consumer Product | 10/07/2010 |  | 03/04/2020
Litex Industries | Harbor Breeze | ELN52BP99 | True |  | 3 | Yes | 1896 | 9 | 211 | 3416 | 28 | 122 | 4873 | 62 | 79 | [5 empty] | Incandescent |  | Federally-Regulated Consumer Product | 02/03/2012 |  | 03/04/2020
Fanimation | Fanimation | FP8026SN | True |  | 3 | Yes | 1306 | 47 | 27 | 1914 | 25 | 76 | 3151 | 14 | 225 | [5 empty] | None |  | Federally-Regulated Consumer Product | 03/18/2015 |  | 03/04/2020
Hunter Fan Company | Hunter | 21371 | True |  | 3 | Yes | 510 | 8 | 64 | 750 | 17 | 44 | 2049 | 55 | 37 | [5 empty] | Incandescent |  | Federally-Regulated Consumer Product | 11/17/2011 |  | 03/04/2020
Hunter Fan Company | Hunter | 28702 | True |  | 3 | Yes | 2054 | 11 | 187 | 3374 | 29 | 116 | 4733 | 59 | 80 | [5 empty] | Incandescent |  | Federally-Regulated Consumer Product | 11/17/2011 |  | 03/04/2020
Chien Luen Industries (Zhongshan), Ltd. | Harbor Breeze | 396775 | True |  | 3 | Yes | 1336 | 11 | 121 | 1927 | 21 | 92 | 2940 | 43 | 68 | [5 empty] | None |  | Federally-Regulated Consumer Product | 07/03/2012 |  | 03/04/2020
Fanimation | Fanimation | FP7954OB | True |  | 3 | Yes | 1843 | 8 | 230 | 4181 | 34 | 122 | 5803 | 59 | 98 | [5 empty] | Incandescent |  | Federally-Regulated Consumer Product | 03/18/2015 |  | 03/04/2020
Air Comfort, Inc. | Emerson | CF244*** | True |  | 3 | Yes | 2011 | 14 | 144 | 3651 | 35 | 104 | 4416 | 46 | 96 | [5 empty] | Incandescent |  | Federally-Regulated Consumer Product | 02/02/2015 |  | 03/04/2020
Hunter Fan Company | Casablanca | C31U45B | True |  | 6 | Yes | 2696 | 6 | 449 | 7087 | 31 | 229 | 4787 | 12 | 399 | [5 empty] | None |  | Federally-Regulated Consumer Product | 11/17/2011 |  | 03/04/2020
Aeratron Pty Ltd. | Aeratron | AE2-43* | True |  | V | Yes | 1894 | 3 | 631 | 3449 | 9 | 383 | 5032 | 19 | 265 | [5 empty] | LED |  | Federally-Regulated Consumer Product | 05/21/2015 |  | 03/04/2020
Fanimation | Fanimation | FPD8089PW | True |  | 6 | Yes | 5382 | 8 | 672 | 7213 | 16 | 450 | 8895 | 30 | 296 | [5 empty] | Other |  | Federally-Regulated Consumer Product | 03/18/2015 |  | 03/04/2020
Hunter Fan Company | Hunter | 20496 | True |  | 3 | Yes | 1437 | 11 | 131 | 3301 | 33 | 100 | 5731 | 78 | 73 | [5 empty] | Compact Flourescent |  | Federally-Regulated Consumer Product | 11/17/2011 |  | 03/04/2020
Hunter Fan Company | Casablanca | 89U97M | True |  | 3 | Yes | 1799 | 10 | 180 | 7900 | 84 | 94 | 4066 | 30 | 136 | [5 empty] | None |  | Federally-Regulated Consumer Product | 11/17/2011 |  | 03/04/2020
Hunter Fan Company | Hunter | 28414 | True |  | 3 | Yes | 1626 | 9 | 181 | 3053 | 27 | 113 | 5251 | 66 | 80 | [5 empty] | None |  | Federally-Regulated Consumer Product | 11/17/2011 |  | 03/04/2020
Air Cool Industrial Co., Ltd. | HD Supply | 269108 | True |  | 3 | Yes | 2339 | 26 | 90 | 3771 | 45 | 84 | 4469 | 57 | 78 | [5 empty] | Incandescent |  | Federally-Regulated Consumer Product | 04/28/2011 |  | 03/04/2020
Minka Group | Minka Aire | F539-*** | True |  | 3 | Yes | 3679 | 21 | 175 | 6886 | 50 | 138 | 9071 | 106 | 86 | [5 empty] | Incandescent |  | Federally-Regulated Consumer Product | 03/14/2013 |  | 03/04/2020
Visual Comfort & Company | Monte Carlo | 5TV52*** | True |  | 3 | Yes | 2469 | 14 | 176 | 3593 | 31 | 116 | 5486 | 66 | 83 | [5 empty] | Incandescent |  | Federally-Regulated Consumer Product | 08/28/2012 |  | 03/04/2020
Big Ass Fans | Haiku | K3150-A2-P*-04-02-C | True |  | 7 | Yes | 2775 | 4 | 694 | 3341 | 5 | 668 | 6313 | 16 | 395 | [5 empty] | LED |  | Federally-Regulated Consumer Product | 12/29/2014 |  | 03/04/2020
Hunter Fan Company | Hunter | 59012 | True |  | 3 | Yes | 1882 | 11 | 171 | 3186 | 27 | 118 | 5022 | 68 | 74 | [5 empty] | Incandescent |  | Federally-Regulated Consumer Product | 04/24/2015 |  | 03/04/2020
Visual Comfort & Company | Monte Carlo | 5HS42** | True |  | 3 | Yes | 1577 | 11 | 143 | 2697 | 27 | 100 | 3900 | 57 | 68 | [5 empty] | None |  | Federally-Regulated Consumer Product | 08/28/2012 |  | 03/04/2020
Halsey Enterprise Co., Ltd. | Kichler Lighting | 300125SBK | True |  | 3 | Yes | 2371 | 16 | 148 | 4087 | 38 | 108 | 6227 | 72 | 86 | [5 empty] | Other |  | Federally-Regulated Consumer Product | 08/13/2013 |  | 03/04/2020
Air Comfort, Inc. | Emerson | CF850*** | True |  | 4 | Yes | 2402 | 15 | 160 | 3938 | 33 | 119 | 5734 | 62 | 92 | [5 empty] | Incandescent |  | Federally-Regulated Consumer Product | 02/02/2015 |  | 03/04/2020
Hunter Fan Company | Hunter | 59182 | True |  | 3 | Yes | 1528 | 7 | 218 | 2344 | 15 | 156 | 4432 | 60 | 74 | [5 empty] | Compact Flourescent |  | Federally-Regulated Consumer Product | 02/12/2015 |  | 03/04/2020
Litex Industries | Mainstays | E-ELC52WW5LK1WM | True |  | 3 | Yes | 2410 | 35 | 68 | 3436 | 38 | 90 | 4776 | 56 | 85 | [5 empty] | Incandescent |  | Federally-Regulated Consumer Product | 01/31/2013 |  | 03/04/2020
Hunter Fan Company | Casablanca | 46U546D | True |  | 3 | Yes | 1622 | 9 | 180 | 6691 | 89 | 75 | 3760 | 29 | 130 | [5 empty] | None |  | Federally-Regulated Consumer Product | 11/17/2011 |  | 03/04/2020
Fanimation | Fanimation | FP4640SN | True |  | 3 | Yes | 1930 | 9 | 214 | 3409 | 22 | 154 | 5432 | 57 | 95 | [5 empty] | None |  | Federally-Regulated Consumer Product | 03/18/2015 |  | 03/04/2020
Regency Ceiling Fans | Regency | TA*-*** | True |  | 3 | Yes | 1928 | 25 | 77 | 2404 | 22 | 109 | 2946 | 64 | 46 | [5 empty] | None |  | Federally-Regulated Consumer Product | 04/17/2013 |  | 03/04/2020
Halsey Enterprise Co., Ltd. | Savoy House | 31"PINE HARBOR | True |  | 3 | Yes | 948 | 9 | 105 | 1388 | 19 | 73 | 2036 | 49 | 42 | [5 empty] | None |  | Federally-Regulated Consumer Product | 02/06/2013 |  | 03/04/2020
Chien Luen Industries (Zhongshan), Ltd. | Harbor Breeze | 76253 | True |  | 3 | Yes | 1405 | 13 | 108 | 2196 | 24 | 91 | 2724 | 41 | 66 | [5 empty] | Incandescent |  | Federally-Regulated Consumer Product | 06/06/2013 |  | 03/04/2020
Halsey Enterprise Co., Ltd. | Q'Max, Inc. | 44DPA-L | True |  | 3 | Yes | 1547 | 14 | 111 | 2673 | 27 | 99 | 3997 | 56 | 71 | [5 empty] | Incandescent |  | Federally-Regulated Consumer Product | 01/02/2013 |  | 03/04/2020
Air Comfort, Inc. | Tommy Bahama | TB344*** | True |  | 3 | Yes | 2157 | 16 | 135 | 3425 | 38 | 90 | 5883 | 110 | 53 | [5 empty] | None |  | Federally-Regulated Consumer Product | 02/02/2015 |  | 03/04/2020
Visual Comfort & Company | Monte Carlo | 5MFR52*** | True |  | 3 | Yes | 2210 | 15 | 147 | 3558 | 32 | 111 | 5094 | 57 | 89 | [5 empty] | Incandescent |  | Federally-Regulated Consumer Product | 08/28/2012 |  | 03/04/2020
Minka Group | Minka Aire | F696-WH | True |  | 3 | Yes | 2491 | 11 | 226 | 4698 | 35 | 134 | 7557 | 85 | 89 | [5 empty] | None |  | Federally-Regulated Consumer Product | 02/28/2013 |  | 03/04/2020
Visual Comfort & Company | Monte Carlo | 5BO52*** | True |  | 3 | Yes | 1760 | 9 | 196 | 3354 | 29 | 116 | 5195 | 64 | 81 | [5 empty] | Compact Flourescent |  | Federally-Regulated Consumer Product | 04/08/2015 |  | 03/04/2020
Hunter Fan Company | Casablanca | C31U73Z | True |  | 6 | Yes | 871 | 8 | 109 | 6494 | 115 | 56 | 3520 | 39 | 90 | [5 empty] | None |  | Federally-Regulated Consumer Product | 11/17/2011 |  | 03/04/2020
Hunter Fan Company | Casablanca | C17G667A | True |  | 6 | Yes | 1488 | 8 | 186 | 6885 | 120 | 57 | 4059 | 39 | 104 | [5 empty] | Other |  | Federally-Regulated Consumer Product | 11/17/2011 |  | 03/04/2020
Litex Industries | Ellington | CPR52BC5LKRCR | True |  | 3 | Yes | 1334 | 11 | 121 | 3308 | 35 | 95 | 5643 | 74 | 76 | [5 empty] | Incandescent |  | Federally-Regulated Consumer Product | 10/07/2010 |  | 03/04/2020
Air Comfort, Inc. | Emerson | CF921*** | True |  | 6 | Yes | 2786 | 4 | 697 | 5686 | 14 | 406 | 7985 | 31 | 258 | [5 empty] | None |  | Federally-Regulated Consumer Product | 11/12/2014 |  | 03/04/2020
Air Comfort, Inc. | Emerson | CF610*** | True |  | 3 | Yes | 2076 | 11 | 189 | 3331 | 30 | 111 | 5081 | 58 | 88 | [5 empty] | None |  | Federally-Regulated Consumer Product | 05/18/2015 |  | 03/04/2020
Litex Industries | Mainstays | WOD52WW5 | True |  | 3 | Yes | 1734 | 11 | 158 | 3674 | 32 | 115 | 5532 | 59 | 94 | [5 empty] | None |  | Federally-Regulated Consumer Product | 12/01/2011 |  | 03/04/2020
Air Comfort, Inc. | Emerson | CF790*** | True |  | 4 | Yes | 2347 | 15 | 156 | 4300 | 47 | 91 | 6445 | 78 | 83 | [5 empty] | None |  | Federally-Regulated Consumer Product | 05/18/2015 |  | 03/04/2020
Air Cool Industrial Co., Ltd. | Seasons | 269256 | True |  | 3 | Yes | 1402 | 11 | 127 | 3117 | 35 | 89 | 4348 | 62 | 70 | [5 empty] | Incandescent |  | Federally-Regulated Consumer Product | 03/16/2011 |  | 03/04/2020
Visual Comfort & Company | Monte Carlo | 5GP60** | True |  | 3 | Yes | 3964 | 19 | 209 | 6438 | 47 | 137 | 10022 | 111 | 90 | [5 empty] | Incandescent |  | Federally-Regulated Consumer Product | 08/28/2012 |  | 03/04/2020
Litex Industries | Better Homes & Gardens | E-TDL52WSN5C1W | True |  | 3 | Yes | 2016 | 24 | 84 | 3267 | 36 | 91 | 4756 | 57 | 83 | [5 empty] | Incandescent |  | Federally-Regulated Consumer Product | 02/11/2011 |  | 03/04/2020
Minka Group | Minka Aire | F539-BN | True |  | 3 | Yes | 3679 | 21 | 175 | 6886 | 50 | 138 | 9071 | 106 | 86 | [5 empty] | None |  | Federally-Regulated Consumer Product | 06/17/2014 |  | 03/04/2020
Hunter Fan Company | Hunter | 52096 | True |  | 3 | Yes | 1515 | 7 | 216 | 2273 | 16 | 142 | 4566 | 65 | 70 | [5 empty] | Compact Flourescent |  | Federally-Regulated Consumer Product | 07/29/2013 |  | 03/04/2020
Fanimation | Fanimation | TF700WH | True |  | 3 | Yes | 2566 | 15 | 171 | 4751 | 38 | 125 | 7893 | 82 | 96 | [5 empty] | None |  | Federally-Regulated Consumer Product | 09/04/2015 |  | 03/04/2020
Hunter Fan Company | Hunter | 22563 | True |  | 3 | Yes | 1621 | 10 | 162 | 3123 | 28 | 112 | 5565 | 71 | 78 | [5 empty] | Incandescent |  | Federally-Regulated Consumer Product | 11/17/2011 |  | 03/04/2020
Hunter Fan Company | Casablanca | C27G546H | True |  | 4 | Yes | 1653 | 11 | 150 | 6000 | 75 | 80 | 3664 | 34 | 108 | [5 empty] | Incandescent |  | Federally-Regulated Consumer Product | 11/17/2011 |  | 03/04/2020
Litex Industries | Harbor Breeze | SN52RBZ5C | True |  | 3 | Yes | 1863 | 10 | 186 | 4250 | 36 | 118 | 6041 | 70 | 86 | [5 empty] | Incandescent |  | Federally-Regulated Consumer Product | 10/07/2010 |  | 03/04/2020
Hunter Fan Company | Hunter | 28780A | True |  | 3 | Yes | 1510 | 10 | 151 | 2880 | 26 | 111 | 4632 | 65 | 71 | [5 empty] | Incandescent |  | Federally-Regulated Consumer Product | 06/29/2012 |  | 03/04/2020
Hunter Fan Company | Hunter | 20511 | True |  | 3 | Yes | 1909 | 10 | 191 | 3340 | 29 | 115 | 5150 | 68 | 76 | [5 empty] | None |  | Federally-Regulated Consumer Product | 11/17/2011 |  | 03/04/2020
Hunter Fan Company | Hunter | 20491 | True |  | 3 | Yes | 1203 | 8 | 150 | 2904 | 29 | 100 | 5928 | 93 | 64 | [5 empty] | Incandescent |  | Federally-Regulated Consumer Product | 11/17/2011 |  | 03/04/2020
Litex Industries | Harbor Breeze | ELN52BP638 | True |  | 3 | Yes | 1852 | 9 | 206 | 3328 | 28 | 119 | 4882 | 62 | 79 | [5 empty] | Incandescent |  | Federally-Regulated Consumer Product | 02/03/2012 |  | 03/04/2020
Air Cool Industrial Co., Ltd. | Hampton Bay | 24816-xx | True |  | 3 | Yes | 1889 | 13 | 145 | 3196 | 28 | 114 | 5143 | 57 | 90 | [5 empty] | Incandescent |  | Federally-Regulated Consumer Product | 11/20/2012 |  | 03/04/2020
Hunter Fan Company | Hunter | 28530 | True |  | 3 | Yes | 1501 | 10 | 150 | 2941 | 27 | 109 | 4791 | 66 | 73 | [5 empty] | None |  | Federally-Regulated Consumer Product | 11/17/2011 |  | 03/04/2020
Hunter Fan Company | Casablanca | 54080 | True |  | 4 | Yes | 3382 | 22 | 154 | 4591 | 39 | 118 | 6546 | 80 | 82 | [5 empty] | Incandescent |  | Federally-Regulated Consumer Product | 05/16/2013 |  | 03/04/2020
Hunter Fan Company | Hunter | 54017 | True |  | 3 | Yes | 2552 | 12 | 213 | 4289 | 30 | 143 | 6855 | 78 | 88 | [5 empty] | None |  | Federally-Regulated Consumer Product | 05/21/2013 |  | 03/04/2020
Hunter Fan Company | Hunter | 28439 | True |  | 3 | Yes | 1449 | 9 | 161 | 3033 | 28 | 108 | 5203 | 67 | 78 | [5 empty] | Compact Flourescent |  | Federally-Regulated Consumer Product | 11/17/2011 |  | 03/04/2020
Hong Kong China Electric Manufacture Co., Ltd. | Harbor Breeze | 451802 | True |  | 3 | Yes | 2261 | 11 | 206 | 3783 | 29 | 130 | 5698 | 69 | 83 | [5 empty] | None |  | Federally-Regulated Consumer Product | 06/13/2013 |  | 03/04/2020
Hunter Fan Company | Hunter | 20176 | True |  | 3 | Yes | 1247 | 8 | 156 | 1963 | 16 | 123 | 3894 | 50 | 78 | [5 empty] | Incandescent |  | Federally-Regulated Consumer Product | 11/17/2011 |  | 03/04/2020
Madison Ave | Hampton Bay | 14939 | True |  | 3 | Yes | 1782 | 10 | 176 | 3247 | 27 | 120 | 4613 | 53 | 87 | [5 empty] | Compact Flourescent |  | Federally-Regulated Consumer Product | 12/03/2012 |  | 03/04/2020
Air Cool Industrial Co., Ltd. | HD Supply | 269425 | True |  | 3 | Yes | 1510 | 10 | 151 | 2858 | 27 | 106 | 3308 | 47 | 70 | [5 empty] | Incandescent |  | Federally-Regulated Consumer Product | 04/28/2011 |  | 03/04/2020
Aeratron Pty Ltd. | Aeratron | AE3-43-LED-W | True |  | V | Yes | 2072 | 3 | 691 | 3881 | 9 | 431 | 5070 | 19 | 267 | [5 empty] | LED |  | Federally-Regulated Consumer Product | 05/21/2015 |  | 03/04/2020
Hunter Fan Company | Hunter | 52075 | True |  | 3 | Yes | 1487 | 7 | 212 | 2161 | 16 | 135 | 4509 | 66 | 68 | [5 empty] | Incandescent |  | Federally-Regulated Consumer Product | 12/11/2012 |  | 03/04/2020
Litex Industries | Harbor Breeze | E-BFT52CB5C1 | True |  | 3 | Yes | 2347 | 16 | 147 | 3783 | 36 | 105 | 5382 | 65 | 83 | [5 empty] | Incandescent |  | Federally-Regulated Consumer Product | 10/07/2010 |  | 03/04/2020
Hunter Fan Company | Casablanca | C15G624L | True |  | 3 | Yes | 3505 | 25 | 140 | 7296 | 101 | 72 | 4626 | 42 | 110 | [5 empty] | Incandescent |  | Federally-Regulated Consumer Product | 11/17/2011 |  | 03/04/2020
Hunter Fan Company | Hunter | 54015 | True |  | 3 | Yes | 2011 | 10 | 201 | 3524 | 28 | 126 | 5860 | 78 | 75 | [5 empty] | Incandescent |  | Federally-Regulated Consumer Product | 02/15/2013 |  | 03/04/2020
Halsey Enterprise Co., Ltd. | Lamps Plus | MX702-F7 (73988) | True |  | 3 | Yes | 3310 | 20 | 166 | 4683 | 38 | 123 | 6524 | 71 | 92 | [5 empty] | None |  | Federally-Regulated Consumer Product | 04/29/2013 |  | 03/04/2020
King of Fans | Hampton Bay | 73540 | True |  | 3 | Yes | 1894 | 16 | 118 | 3073 | 33 | 93 | 4218 | 62 | 68 | [5 empty] | Incandescent |  | Federally-Regulated Consumer Product | 07/29/2014 |  | 03/04/2020
Hunter Fan Company | Hunter | 53104 | True |  | 3 | Yes | 2006 | 10 | 201 | 3204 | 26 | 123 | 5014 | 64 | 78 | [5 empty] | None |  | Federally-Regulated Consumer Product | 02/15/2013 |  | 03/04/2020
Minka Group | Minka Aire | F659-FB | True |  | 3 | Yes | 2226 | 10 | 223 | 4037 | 30 | 135 | 6313 | 72 | 88 | [5 empty] | None |  | Federally-Regulated Consumer Product | 09/24/2012 |  | 03/04/2020
Hunter Fan Company | Hunter | 59053 | True |  | 3 | Yes | 1966 | 13 | 151 | 3654 | 32 | 114 | 5847 | 72 | 81 | [5 empty] | Compact Flourescent |  | Federally-Regulated Consumer Product | 12/05/2014 |  | 03/04/2020
Fanimation | Fanimation | FP7900MW | True |  | 3 | Yes | 1700 | 18 | 94 | 2800 | 36 | 77 | 4400 | 58 | 75 | [5 empty] | Incandescent |  | Federally-Regulated Consumer Product | 03/18/2015 |  | 03/04/2020
Craftmade | Craftmade | CT52** | True |  | 3 | Yes | 1742 | 13 | 134 | 3414 | 30 | 114 | 5833 | 72 | 81 | [5 empty] | Compact Flourescent |  | Federally-Regulated Consumer Product | 02/04/2014 |  | 03/04/2020
Hunter Industries, Inc. | Hunter | 54044 | True |  | 3 | Yes | 2196 | 10 | 220 | 4025 | 29 | 139 | 6393 | 77 | 83 | [5 empty] | Incandescent |  | Federally-Regulated Consumer Product | 02/26/2013 |  | 03/04/2020
Minka Group | Minka Aire | F614-*** | True |  | 3 | Yes | 2363 | 12 | 197 | 4040 | 30 | 135 | 6257 | 71 | 88 | [5 empty] | None |  | Federally-Regulated Consumer Product | 10/11/2013 |  | 03/04/2020
Hunter Fan Company | Hunter | 53200 | True |  | 3 | Yes | 2085 | 10 | 209 | 3411 | 26 | 131 | 5094 | 63 | 81 | [5 empty] | Incandescent |  | Federally-Regulated Consumer Product | 05/16/2013 |  | 03/04/2020
Craftmade | Craftmade | AY56** | True |  | 3 | Yes | 1374 | 13 | 106 | 3156 | 29 | 109 | 5705 | 73 | 78 | [5 empty] | Incandescent |  | Federally-Regulated Consumer Product | 02/04/2014 |  | 03/04/2020
Hunter Fan Company | Casablanca | C32G611L | True |  | 3 | Yes | 3663 | 32 | 114 | 6251 | 85 | 74 | 4507 | 47 | 96 | [5 empty] | Other |  | Federally-Regulated Consumer Product | 11/17/2011 |  | 03/04/2020
Litex Industries | Deluce | DFO52***5 | True |  | 3 | Yes | 1734 | 11 | 158 | 3675 | 32 | 115 | 5532 | 60 | 92 | [5 empty] | None |  | Federally-Regulated Consumer Product | 10/07/2010 |  | 03/04/2020
Litex Industries | Deluce | DFB52***5C1* | True |  | 3 | Yes | 1734 | 13 | 133 | 3019 | 29 | 104 | 4882 | 58 | 84 | [5 empty] | Incandescent |  | Federally-Regulated Consumer Product | 10/07/2010 |  | 03/04/2020
Hunter Fan Company | Hunter | 53262 | True |  | 3 | Yes | 1865 | 9 | 207 | 3100 | 24 | 129 | 5040 | 62 | 81 | [5 empty] | Compact Flourescent |  | Federally-Regulated Consumer Product | 02/07/2014 |  | 03/04/2020
Hunter Fan Company | Hunter | 52100 | True |  | 3 | Yes | 1620 | 7 | 231 | 2452 | 16 | 153 | 4617 | 65 | 71 | [5 empty] | Incandescent |  | Federally-Regulated Consumer Product | 06/07/2013 |  | 03/04/2020
King of Fans | Hampton Bay | 68156 | True |  | 3 | Yes | 3511 | 22 | 160 | 5325 | 42 | 127 | 8435 | 97 | 87 | [5 empty] | None |  | Federally-Regulated Consumer Product | 12/20/2012 |  | 03/04/2020
Hunter Fan Company | Casablanca | 54116 | True |  | 4 | Yes | 1575 | 6 | 263 | 4494 | 40 | 112 | 6290 | 80 | 79 | [5 empty] | None |  | Federally-Regulated Consumer Product | 01/17/2014 |  | 03/04/2020
Hunter Fan Company | Casablanca | C21G97H | True |  | 3 | Yes | 1450 | 12 | 121 | 5093 | 67 | 76 | 3281 | 35 | 94 | [5 empty] | Other |  | Federally-Regulated Consumer Product | 11/17/2011 |  | 03/04/2020
Landmark Enterprise, Inc. | Harbor Breeze | LP8077LWH | True |  | 3 | Yes | 1725 | 13 | 132 | 2560 | 26 | 98 | 3476 | 44 | 79 | [5 empty] | Incandescent |  | Federally-Regulated Consumer Product | 03/04/2011 |  | 03/04/2020
Minka Group | Minka Aire | F689-KA | True |  | 3 | Yes | 2491 | 11 | 226 | 4698 | 35 | 134 | 7557 | 85 | 89 | [5 empty] | None |  | Federally-Regulated Consumer Product | 09/24/2012 |  | 03/04/2020
Fanimation | Fanimation | FP8003SN | True |  | 3 | Yes | 1587 | 11 | 144 | 2775 | 25 | 111 | 4774 | 60 | 80 | [5 empty] | Other |  | Federally-Regulated Consumer Product | 03/07/2014 |  | 03/04/2020
Hunter Fan Company | Hunter | 21562 | True |  | 3 | Yes | 1031 | 10 | 103 | 1946 | 29 | 67 | 3198 | 72 | 44 | [5 empty] | Incandescent |  | Federally-Regulated Consumer Product | 11/17/2011 |  | 03/04/2020
American De Rosa Lamparts, LLC DBA Luminance Brands | Concord Fans | 42RIC5EXX | True |  | 3 | Yes | 1643 | 10 | 164 | 2226 | 21 | 106 | 4205 | 49 | 86 | [5 empty] | Incandescent |  | Federally-Regulated Consumer Product | 09/30/2015 |  | 03/04/2020
Hunter Fan Company | Hunter | 23895 | True |  | 3 | Yes | 1720 | 10 | 172 | 3967 | 32 | 124 | 6184 | 76 | 81 | [5 empty] | Incandescent |  | Federally-Regulated Consumer Product | 11/17/2011 |  | 03/04/2020
Air Comfort, Inc. | Emerson | CF552*** | True |  | 3 | Yes | 1605 | 9 | 178 | 3314 | 28 | 118 | 5967 | 73 | 82 | [5 empty] | None |  | Federally-Regulated Consumer Product | 11/12/2014 |  | 03/04/2020
King of Fans | Hampton Bay | 52389 | True |  | 3 | Yes | 1249 | 12 | 104 | 3182 | 33 | 96 | 4845 | 66 | 73 | [5 empty] | Compact Flourescent |  | Federally-Regulated Consumer Product | 10/31/2012 |  | 03/04/2020
Litex Industries | Harbor Breeze | E BLHII52RBZ5C4 | True |  | 3 | Yes | 1837 | 9 | 204 | 3634 | 31 | 117 | 5526 | 72 | 77 | [5 empty] | Incandescent |  | Federally-Regulated Consumer Product | 02/03/2012 |  | 03/04/2020
Hunter Fan Company | Casablanca | 97032T | True |  | 3 | Yes | 1310 | 10 | 131 | 6162 | 94 | 66 | 3896 | 44 | 89 | [5 empty] | Incandescent |  | Federally-Regulated Consumer Product | 11/17/2011 |  | 03/04/2020
Minka Group | Minka Aire | F853-***** | True |  | 6 | Yes | 2276 | 3 | 759 | 4957 | 13 | 381 | 6604 | 26 | 254 | [5 empty] | None |  | Federally-Regulated Consumer Product | 09/18/2013 |  | 03/04/2020
Litex Industries | Ellington | ESW60ABZ5C | True |  | 3 | Yes | 2159 | 16 | 135 | 4938 | 48 | 103 | 6385 | 71 | 90 | [5 empty] | Incandescent |  | Federally-Regulated Consumer Product | 10/07/2010 |  | 03/04/2020
Minka Group | Minka Aire | F853-BN/MM | True |  | 6 | Yes | 2276 | 3 | 759 | 4957 | 13 | 381 | 6604 | 26 | 254 | [5 empty] | None |  | Federally-Regulated Consumer Product | 09/18/2013 |  | 03/04/2020
Litex Industries | Pacific Bay | TIT52***5LKRC | True |  | 3 | Yes | 1779 | 11 | 162 | 3651 | 34 | 107 | 5481 | 67 | 82 | [5 empty] | Other |  | Federally-Regulated Consumer Product | 10/07/2010 |  | 03/04/2020
Hunter Fan Company | Hunter | 25587 | True |  | 3 | Yes | 1403 | 9 | 156 | 2817 | 26 | 108 | 4696 | 62 | 76 | [5 empty] | Incandescent |  | Federally-Regulated Consumer Product | 11/17/2011 |  | 03/04/2020
Hunter Fan Company | Hunter | 51029 | True |  | 3 | Yes | 1126 | 7 | 161 | 1778 | 15 | 119 | 3532 | 57 | 62 | [5 empty] | Incandescent |  | Federally-Regulated Consumer Product | 10/31/2012 |  | 03/04/2020
Halsey Enterprise Co., Ltd. | Savoy House | 52-810-5***-*** | True |  | 3 | Yes | 2123 | 15 | 142 | 3675 | 34 | 108 | 6111 | 76 | 80 | [5 empty] | Incandescent |  | Federally-Regulated Consumer Product | 02/06/2013 |  | 03/04/2020
Progress Lighting | Progress Lighting | P2533-* | True |  | 3 | Yes | 2089 | 10 | 209 | 3996 | 31 | 129 | 5947 | 68 | 87 | [5 empty] | None |  | Federally-Regulated Consumer Product | 04/13/2012 |  | 03/04/2020
Hunter Fan Company | Casablanca | C2M72M | True |  | 3 | Yes | 1466 | 12 | 122 | 4739 | 69 | 69 | 3003 | 34 | 88 | [5 empty] | Other |  | Federally-Regulated Consumer Product | 11/17/2011 |  | 03/04/2020
Halsey Enterprise Co., Ltd. | Lamps Plus | MX60-26 (R2180) | True |  | 3 | Yes | 3679 | 20 | 184 | 5980 | 47 | 127 | 8500 | 96 | 89 | [5 empty] | None |  | Federally-Regulated Consumer Product | 04/29/2013 |  | 03/04/2020
Fanim Industries | Harbor Breeze | LP8013LABB | True |  | 3 | Yes | 1514 | 10 | 151 | 2638 | 24 | 109 | 5172 | 66 | 78 | [5 empty] | None |  | Federally-Regulated Consumer Product | 09/04/2015 |  | 03/04/2020
Hunter Fan Company | Hunter | 20430 | True |  | 3 | Yes | 1200 | 8 | 150 | 2600 | 23 | 113 | 4600 | 62 | 74 | [5 empty] | Incandescent |  | Federally-Regulated Consumer Product | 11/17/2011 |  | 03/04/2020
Litex Industries | Harbor Breeze | LKD52**5CL | True |  | 3 | Yes | 2969 | 14 | 212 | 3431 | 35 | 98 | 4912 | 62 | 79 | [5 empty] | Incandescent |  | Federally-Regulated Consumer Product | 10/07/2010 |  | 03/04/2020
Litex Industries | Ellington | MAN52***5C4 | True |  | 3 | Yes | 1722 | 25 | 69 | 3457 | 42 | 82 | 5059 | 63 | 80 | [5 empty] | Incandescent |  | Federally-Regulated Consumer Product | 10/07/2010 |  | 03/04/2020
Visual Comfort & Company | Monte Carlo | 5DM44*** | True |  | 3 | Yes | 1633 | 11 | 148 | 2813 | 26 | 108 | 4359 | 80 | 54 | [5 empty] | None |  | Federally-Regulated Consumer Product | 02/07/2014 |  | 03/04/2020
Hunter Fan Company | Casablanca | C17G8A | True |  | 6 | Yes | 1488 | 8 | 186 | 6885 | 120 | 57 | 4059 | 39 | 104 | [5 empty] | Other |  | Federally-Regulated Consumer Product | 11/17/2011 |  | 03/04/2020
Hunter Fan Company | Hunter | 53242 | True |  | 3 | Yes | 1930 | 10 | 193 | 3252 | 27 | 120 | 5049 | 66 | 77 | [5 empty] | None |  | Federally-Regulated Consumer Product | 02/15/2013 |  | 03/04/2020
Hunter Fan Company | Hunter | 51024 | True |  | 3 | Yes | 936 | 9 | 104 | 1433 | 15 | 96 | 2825 | 56 | 50 | [5 empty] | Incandescent |  | Federally-Regulated Consumer Product | 05/21/2013 |  | 03/04/2020
Hunter Fan Company | Hunter | 54059 | True |  | 3 | Yes | 1527 | 11 | 139 | 2969 | 32 | 93 | 4454 | 67 | 66 | [5 empty] | Incandescent |  | Federally-Regulated Consumer Product | 02/15/2013 |  | 03/04/2020
Regency Ceiling Fans | Regency | EN*-*** | True |  | 3 | Yes | 2544 | 13 | 196 | 3873 | 33 | 117 | 5655 | 69 | 82 | [5 empty] | Incandescent |  | Federally-Regulated Consumer Product | 04/17/2013 |  | 03/04/2020
Air Cool Industrial Co., Ltd. | Seasons | 269146 | True |  | 3 | Yes | 1420 | 11 | 129 | 2430 | 30 | 81 | 3566 | 52 | 69 | [5 empty] | Incandescent |  | Federally-Regulated Consumer Product | 03/16/2011 |  | 03/04/2020
Halsey Enterprise Co., Ltd. | Lamps Plus | 52NDA-L | True |  | 3 | Yes | 2728 | 14 | 195 | 4310 | 33 | 131 | 6318 | 73 | 87 | [5 empty] | Compact Flourescent |  | Federally-Regulated Consumer Product | 04/29/2013 |  | 03/04/2020
Halsey Enterprise Co., Ltd. | Lamps Plus | 52LPM-D | True |  | 3 | Yes | 3065 | 14 | 219 | 5020 | 35 | 143 | 7275 | 68 | 107 | [5 empty] | None |  | Federally-Regulated Consumer Product | 04/29/2013 |  | 03/04/2020
King of Fans | Home Decorators Collection | 51418 | True |  | 3 | Yes | 2610 | 11 | 237 | 3779 | 23 | 164 | 6066 | 61 | 99 | [5 empty] | Compact Flourescent |  | Federally-Regulated Consumer Product | 08/15/2013 |  | 03/04/2020
Halsey Enterprise Co., Ltd. | Lamps Plus | CDSOL-28 (37565) | True |  | 3 | Yes | 2633 | 10 | 263 | 4280 | 29 | 148 | 6834 | 72 | 95 | [5 empty] | Incandescent |  | Federally-Regulated Consumer Product | 04/29/2013 |  | 03/04/2020
Orient Electric | No Brand Home Depot | 60NB0814 | True |  | V | Exception 1 | 2635 | 19 | 139 | 4285 | 36 | 119 | 8335 | 72 | 116 | [5 empty] | None |  | Federally-Regulated Commercial & Industrial Equipment | 04/23/2015 |  | 03/04/2020
Hunter Fan Company | Casablanca | 95546T | True |  | 6 | Yes | 747 | 41 | 18 | 6591 | 116 | 57 | 3360 | 76 | 44 | [5 empty] | None |  | Federally-Regulated Consumer Product | 11/17/2011 |  | 03/04/2020
Halsey Enterprise Co., Ltd. | Savoy House | 52P-614-5***-*** | True |  | 3 | Yes | 2053 | 14 | 147 | 3401 | 32 | 106 | 4913 | 60 | 82 | [5 empty] | Incandescent |  | Federally-Regulated Consumer Product | 02/06/2013 |  | 03/04/2020
Hunter Fan Company | Hunter | 23838 | True |  | 3 | Yes | 2696 | 18 | 150 | 4164 | 39 | 107 | 6644 | 86 | 77 | [5 empty] | None |  | Federally-Regulated Consumer Product | 10/21/2013 |  | 03/04/2020
Minka Group | Minka Aire | F547-***** | True |  | 3 | Yes | 1545 | 10 | 155 | 2984 | 29 | 103 | 4565 | 61 | 75 | [5 empty] | None |  | Federally-Regulated Consumer Product | 12/27/2012 |  | 03/04/2020
Minka Group | Minka Aire | F696-VP | True |  | 3 | Yes | 2491 | 11 | 226 | 4698 | 35 | 134 | 7557 | 85 | 89 | [5 empty] | None |  | Federally-Regulated Consumer Product | 09/24/2012 |  | 03/04/2020
Halsey Enterprise Co., Ltd. | Fanimation | LP8076LBN | True |  | 3 | Yes | 553 | 12 | 46 | 648 | 15 | 43 | 1148 | 32 | 36 | [5 empty] | Other |  | Federally-Regulated Consumer Product | 10/29/2013 |  | 03/04/2020
Aeratron Pty Ltd. | Aeratron | AE2-43-LED-S | True |  | V | Yes | 1894 | 3 | 631 | 3449 | 9 | 383 | 5032 | 19 | 265 | [5 empty] | LED |  | Federally-Regulated Consumer Product | 05/21/2015 |  | 03/04/2020
Hunter Fan Company | Hunter | 54110 | True |  | 3 | Yes | 2049 | 9 | 228 | 3587 | 27 | 133 | 6514 | 85 | 77 | [5 empty] | None |  | Federally-Regulated Consumer Product | 06/07/2013 |  | 03/04/2020
Fanimation | Fanimation | FP4620PN | True |  | 4 | Yes | 1262 | 8 | 157 | 3142 | 31 | 101 | 4260 | 57 | 74 | [5 empty] | None |  | Federally-Regulated Consumer Product | 03/18/2015 |  | 03/04/2020
Halsey Enterprise Co., Ltd. | Kichler Lighting | 300005NI | True |  | 3 | Yes | 2023 | 16 | 126 | 3655 | 38 | 96 | 5142 | 69 | 75 | [5 empty] | Other |  | Federally-Regulated Consumer Product | 08/13/2013 |  | 03/04/2020
Air Cool Industrial Co., Ltd. | Hampton Bay | AC-552EY(AG578-NTS) | True |  | 3 | Yes | 1584 | 13 | 122 | 3568 | 30 | 119 | 4611 | 62 | 74 | [5 empty] | Incandescent |  | Federally-Regulated Consumer Product | 08/14/2015 |  | 03/04/2020
Fanim Industries | Harbor Breeze | LP8206LAZ | True |  | 3 | Yes | 1870 | 8 | 234 | 3489 | 25 | 140 | 5154 | 57 | 90 | [5 empty] | Other |  | Federally-Regulated Consumer Product | 03/07/2014 |  | 03/04/2020
Zhongshan Zhifa Electrical Appliances Co., Ltd. | Zhifa & HD Supply | 269475 | True |  | 3 | Yes | 1920 | 12 | 160 | 2835 | 27 | 105 | 3900 | 50 | 78 | [5 empty] | Incandescent |  | Federally-Regulated Consumer Product | 11/22/2011 |  | 03/04/2020
Litex Industries | Canopy | E-PZ52WMB5C1W | True |  | 3 | Yes | 1581 | 9 | 176 | 3447 | 29 | 119 | 5334 | 70 | 76 | [5 empty] | Compact Flourescent |  | Federally-Regulated Consumer Product | 02/10/2011 |  | 03/04/2020
Hunter Fan Company | Hunter | 21730 | True |  | 3 | Yes | 1038 | 8 | 130 | 1914 | 16 | 120 | 3478 | 50 | 70 | [5 empty] | Incandescent |  | Federally-Regulated Consumer Product | 11/17/2011 |  | 03/04/2020
Hunter Fan Company | Casablanca | 6373Z | True |  | 6 | Yes | 1359 | 42 | 32 | 6250 | 108 | 58 | 3851 | 78 | 49 | [5 empty] | None |  | Federally-Regulated Consumer Product | 11/17/2011 |  | 03/04/2020
Fanim Industries | Allen + Roth | LP8150LBN | True |  | 4 | Yes | 1578 | 9 | 175 | 3344 | 27 | 123 | 4577 | 49 | 93 | [5 empty] | Incandescent |  | Federally-Regulated Consumer Product | 03/18/2015 |  | 03/04/2020
Visual Comfort & Company | Monte Carlo | 5RYRB | True |  | 3 | Yes | 2069 | 9 | 230 | 4222 | 33 | 128 | 7397 | 92 | 80 | [5 empty] | None |  | Federally-Regulated Consumer Product | 09/06/2012 |  | 03/04/2020
Hunter Fan Company | Hunter | 51067 | True |  | 3 | Yes | 1701 | 8 | 213 | 2267 | 15 | 151 | 3830 | 49 | 78 | [5 empty] | Incandescent |  | Federally-Regulated Consumer Product | 04/17/2014 |  | 03/04/2020
Halsey Enterprise Co., Ltd. | Monte Carlo | 3KNR52(X)(Damp) | True |  | 3 | Yes | 1839 | 10 | 184 | 3707 | 33 | 112 | 6080 | 78 | 78 | [5 empty] | LED |  | Federally-Regulated Consumer Product | 03/19/2014 |  | 03/04/2020
Pan Air Electric Co., Ltd. | Vento | VT-00001-XX | True |  | 6 | Yes | 2097 | 4 | 524 | 5365 | 14 | 383 | 7848 | 32 | 245 | [5 empty] | None |  | Federally-Regulated Consumer Product | 08/26/2013 |  | 03/04/2020
Hunter Fan Company | Hunter | 53105 | True |  | 3 | Yes | 2006 | 10 | 201 | 3204 | 26 | 123 | 5014 | 64 | 78 | [5 empty] | None |  | Federally-Regulated Consumer Product | 02/15/2013 |  | 03/04/2020
Litex Industries | Ellington | GLB52CB5C | True |  | 3 | Yes | 984 | 14 | 70 | 2177 | 40 | 54 | 2771 | 74 | 37 | [5 empty] | Incandescent |  | Federally-Regulated Consumer Product | 10/07/2010 |  | 03/04/2020
Zhongshan Hongwei Motor Manufacturing Co. | Dayton | 5NRA2 | True |  | 3 | Exception 1 | 4100 | 17 | 241 | 5725 | 37 | 154 | 9580 | 100 | 96 | [5 empty] | None |  | Federally-Regulated Commercial & Industrial Equipment | 06/15/2012 |  | 03/04/2020
Halsey Enterprise Co., Ltd. | Kichler Lighting | 300002*** | True |  | 3 | Yes | 2297 | 16 | 144 | 3944 | 37 | 107 | 5533 | 70 | 79 | [5 empty] | Other |  | Federally-Regulated Consumer Product | 08/13/2013 |  | 03/04/2020
American De Rosa Lamparts, LLC DBA Luminance Brands | Concord Fans | 52HES5EXX | True |  | 3 | Yes | 2113 | 11 | 192 | 3589 | 29 | 124 | 4500 | 62 | 73 | [5 empty] | Incandescent |  | Federally-Regulated Consumer Product | 09/30/2015 |  | 03/04/2020
Torch Lighting Ltd. | World Imports | 27383-WIORB | True |  | 3 | Exception 3 | 1241 | 26 | 48 | 1420 | 30 | 47 | 1748 | 38 | 46 | [5 empty] | LED |  | Federally-Regulated Consumer Product | 06/04/2015 |  | 03/04/2020
Halsey Enterprise Co., Ltd. | Kichler Lighting | 300004*** | True |  | 3 | Yes | 1938 | 15 | 129 | 4156 | 40 | 104 | 6695 | 85 | 79 | [5 empty] | Other |  | Federally-Regulated Consumer Product | 08/13/2013 |  | 03/04/2020
Hunter Fan Company | Hunter | 26489 | True |  | 3 | Yes | 1350 | 9 | 150 | 3225 | 32 | 101 | 5805 | 76 | 76 | [5 empty] | None |  | Federally-Regulated Consumer Product | 11/17/2011 |  | 03/04/2020
Minka Group | Minka Aire | F516-***** | True |  | 3 | Yes | 1805 | 12 | 150 | 2822 | 28 | 101 | 3987 | 46 | 87 | [5 empty] | Other |  | Federally-Regulated Consumer Product | 12/27/2012 |  | 03/04/2020
Hunter Fan Company | Casablanca | 54041 | True |  | 4 | Yes | 2060 | 12 | 172 | 4540 | 46 | 99 | 6298 | 83 | 76 | [5 empty] | Incandescent |  | Federally-Regulated Consumer Product | 10/31/2012 |  | 03/04/2020
Aeratron Pty Ltd. | Aeratron | AE2-60-LED-L | True |  | V | Yes | 2854 | 3 | 951 | 5130 | 9 | 570 | 6837 | 19 | 360 | [5 empty] | LED |  | Federally-Regulated Consumer Product | 05/21/2015 |  | 03/04/2020
Landmark Enterprise, Inc. | Allen + Roth | LP8242*** | True |  | 3 | Yes | 2395 | 12 | 200 | 4320 | 35 | 123 | 5910 | 67 | 88 | [5 empty] | Incandescent |  | Federally-Regulated Consumer Product | 03/03/2013 |  | 03/04/2020
Pan Air Electric Co., Ltd. | Vento | Uragano K-000** | True |  | 6 | Yes | 1994 | 4 | 499 | 5616 | 14 | 401 | 7943 | 31 | 256 | [5 empty] | None |  | Federally-Regulated Consumer Product | 07/24/2014 |  | 03/04/2020
Hunter Fan Company | Hunter | 59007 | True |  | 4 | Yes | 2829 | 23 | 123 | 3861 | 41 | 94 | 5628 | 78 | 72 | [5 empty] | Incandescent |  | Federally-Regulated Consumer Product | 05/16/2013 |  | 03/04/2020
Hunter Fan Company | Casablanca | C30G11L | True |  | 3 | Yes | 891 | 12 | 74 | 3135 | 72 | 44 | 1942 | 33 | 59 | [5 empty] | Other |  | Federally-Regulated Consumer Product | 11/17/2011 |  | 03/04/2020
Tai-Der Electric Manufacturer Co., Ltd. | Hampton Bay | TDC-5201+5L | True |  | 3 | Yes | 1786 | 14 | 128 | 3183 | 33 | 96 | 4630 | 63 | 73 | [5 empty] | None |  | Federally-Regulated Consumer Product | 11/13/2014 |  | 03/04/2020
Aeratron Pty Ltd. | Aeratron | AE3-43-LED-S | True |  | V | Yes | 2072 | 3 | 691 | 3881 | 9 | 431 | 5070 | 19 | 267 | [5 empty] | LED |  | Federally-Regulated Consumer Product | 05/21/2015 |  | 03/04/2020
Air Comfort, Inc. | Emerson | CF955*** | True |  | 6 | Yes | 1684 | 3 | 561 | 4363 | 9 | 485 | 6085 | 18 | 338 | [5 empty] | Other |  | Federally-Regulated Consumer Product | 11/12/2014 |  | 03/04/2020
Hunter Fan Company | Casablanca | 93045M | True |  | 3 | Yes | 1786 | 10 | 179 | 7440 | 86 | 87 | 3763 | 30 | 125 | [5 empty] | Other |  | Federally-Regulated Consumer Product | 11/17/2011 |  | 03/04/2020
Hunter Fan Company | Hunter | 28721 | True |  | 3 | Yes | 1514 | 10 | 151 | 2932 | 28 | 105 | 5203 | 67 | 78 | [5 empty] | Incandescent |  | Federally-Regulated Consumer Product | 11/17/2011 |  | 03/04/2020
Hunter Fan Company | Hunter | 53107 | True |  | 3 | Yes | 1918 | 10 | 192 | 3129 | 25 | 125 | 4773 | 65 | 73 | [5 empty] | Incandescent |  | Federally-Regulated Consumer Product | 10/21/2013 |  | 03/04/2020
Regency Ceiling Fans | Regency | OA*-*** | True |  | 3 | Yes | 1972 | 11 | 179 | 3707 | 31 | 120 | 5603 | 61 | 92 | [5 empty] | None |  | Federally-Regulated Consumer Product | 04/17/2013 |  | 03/04/2020
Hunter Fan Company | Hunter | 59126 | True |  | 3 | Yes | 2019 | 11 | 184 | 3336 | 27 | 124 | 5210 | 60 | 87 | [5 empty] | None |  | Federally-Regulated Consumer Product | 11/06/2013 |  | 03/04/2020
Fanimation | Rejuvenation Hardware | MA7972DZ | True |  | 3 | Yes | 2021 | 9 | 224 | 3323 | 23 | 144 | 5492 | 59 | 92 | [5 empty] | None |  | Federally-Regulated Consumer Product | 03/18/2015 |  | 03/04/2020
Hong Kong China Electric Manufacture Co., Ltd. | Hampton Bay | 10011 | True |  | 3 | Yes | 1644 | 10 | 164 | 3090 | 27 | 114 | 4569 | 60 | 76 | [5 empty] | None |  | Federally-Regulated Consumer Product | 09/08/2011 |  | 03/04/2020
Hunter Fan Company | Hunter | 28415 | True |  | 3 | Yes | 1626 | 9 | 181 | 3053 | 27 | 113 | 5251 | 66 | 80 | [5 empty] | None |  | Federally-Regulated Consumer Product | 11/17/2011 |  | 03/04/2020
Fanimation | Fanimation | FPS7981MW | True |  | 3 | Yes | 1718 | 10 | 171 | 2842 | 23 | 123 | 3855 | 45 | 85 | [5 empty] | Incandescent |  | Federally-Regulated Consumer Product | 09/04/2015 |  | 03/04/2020
Hunter Fan Company | Hunter | 59021 | True |  | 3 | Yes | 999 | 7 | 143 | 1678 | 16 | 105 | 3563 | 63 | 57 | [5 empty] | None |  | Federally-Regulated Consumer Product | 07/29/2013 |  | 03/04/2020
Fanimation | Fanimation | FPH210AC | True |  | 3 | Yes | 342 | 3 | 114 | 525 | 35 | 15 | 923 | 52 | 17 | [5 empty] | None |  | Federally-Regulated Consumer Product | 03/18/2015 |  | 03/04/2020
Hunter Fan Company | Hunter | 59171 | True |  | 3 | Yes | 1747 | 7 | 250 | 2563 | 15 | 171 | 4821 | 61 | 79 | [5 empty] | Compact Flourescent |  | Federally-Regulated Consumer Product | 11/13/2014 |  | 03/04/2020
Hunter Fan Company | Hunter | 20498 | True |  | 3 | Yes | 1544 | 11 | 140 | 3461 | 31 | 112 | 6619 | 95 | 70 | [5 empty] | Other |  | Federally-Regulated Consumer Product | 11/17/2011 |  | 03/04/2020
King of Fans | Hampton Bay | 51012 | True |  | 3 | Yes | 1759 | 10 | 176 | 3174 | 27 | 118 | 5057 | 62 | 82 | [5 empty] | Compact Flourescent |  | Federally-Regulated Consumer Product | 10/31/2012 |  | 03/04/2020
Hunter Fan Company | Casablanca | 6632T | True |  | 4 | Yes | 1236 | 5 | 247 | 6398 | 85 | 75 | 4555 | 46 | 99 | [5 empty] | None |  | Federally-Regulated Consumer Product | 11/17/2011 |  | 03/04/2020
Hunter Fan Company | Hunter | 59010 | True |  | 3 | Yes | 1892 | 11 | 172 | 3067 | 27 | 114 | 4343 | 57 | 76 | [5 empty] | Incandescent |  | Federally-Regulated Consumer Product | 09/11/2013 |  | 03/04/2020
Aeratron Pty Ltd. | Aeratron | AE3-60B | True |  | V | Yes | 2845 | 3 | 948 | 5098 | 9 | 566 | 6611 | 19 | 348 | [5 empty] | LED |  | Federally-Regulated Consumer Product | 05/21/2015 |  | 03/04/2020
Hunter Fan Company | Casablanca | 54030 | True |  | 4 | Yes | 1488 | 5 | 298 | 4415 | 39 | 113 | 6496 | 83 | 78 | [5 empty] | None |  | Federally-Regulated Consumer Product | 10/31/2012 |  | 03/04/2020
Hunter Fan Company | Casablanca | 59123 | True |  | 4 | Yes | 1834 | 10 | 183 | 4252 | 42 | 101 | 6196 | 82 | 76 | [5 empty] | None |  | Federally-Regulated Consumer Product | 01/09/2014 |  | 03/04/2020
Hunter Fan Company | Casablanca | 3873A | True |  | 6 | Yes | 1410 | 42 | 34 | 7174 | 119 | 60 | 3942 | 74 | 53 | [5 empty] | None |  | Federally-Regulated Consumer Product | 11/17/2011 |  | 03/04/2020
Litex Industries | Harbor Breeze | BAOD52***5L | True |  | 3 | Yes | 1797 | 9 | 200 | 3635 | 30 | 121 | 5650 | 68 | 83 | [5 empty] | Incandescent |  | Federally-Regulated Consumer Product | 10/07/2010 |  | 03/04/2020
Hunter Fan Company | Hunter | 20499 | True |  | 3 | Yes | 1166 | 10 | 117 | 3002 | 32 | 94 | 6006 | 93 | 65 | [5 empty] | Incandescent |  | Federally-Regulated Consumer Product | 11/17/2011 |  | 03/04/2020
Hunter Fan Company | Hunter | 23909 | True |  | 3 | Yes | 511 | 8 | 64 | 751 | 17 | 44 | 2049 | 55 | 37 | [5 empty] | Incandescent |  | Federally-Regulated Consumer Product | 11/17/2011 |  | 03/04/2020
Halsey Enterprise Co., Ltd. | Lamps Plus | MX60-F7 (R2183) | True |  | 3 | Yes | 3679 | 20 | 184 | 5980 | 47 | 127 | 8500 | 96 | 89 | [5 empty] | None |  | Federally-Regulated Consumer Product | 04/29/2013 |  | 03/04/2020
Minka Group | Minka Aire | F701-***** | True |  | 3 | Yes | 2064 | 17 | 121 | 3293 | 35 | 94 | 5278 | 72 | 73 | [5 empty] | Other |  | Federally-Regulated Consumer Product | 12/27/2012 |  | 03/04/2020
King of Fans | Hampton Bay | 69156 | True |  | 3 | Yes | 2094 | 11 | 190 | 4262 | 33 | 129 | 6470 | 73 | 89 | [5 empty] | None |  | Federally-Regulated Consumer Product | 12/20/2012 |  | 03/04/2020
Air Cool Industrial Co., Ltd. | Hampton Bay | AC-374(AC374-WB) | True |  | 3 | Yes | 2546 | 17 | 150 | 3718 | 46 | 81 | 5608 | 81 | 69 | [5 empty] | Incandescent |  | Federally-Regulated Consumer Product | 08/14/2015 |  | 03/04/2020
Halsey Enterprise Co., Ltd. | Lamps Plus | HS332-2C (43969) | True |  | 3 | Yes | 2566 | 11 | 233 | 4102 | 29 | 141 | 6064 | 63 | 96 | [5 empty] | None |  | Federally-Regulated Consumer Product | 04/29/2013 |  | 03/04/2020
Zhongshan Zhifa Electrical Appliances Co., Ltd. | Zhifa & HD Supply | 261032 | True |  | 3 | Yes | 1760 | 11 | 160 | 2205 | 21 | 105 | 3080 | 40 | 77 | [5 empty] | Incandescent |  | Federally-Regulated Consumer Product | 11/22/2011 |  | 03/04/2020
Kichler Lighting | Kichler Lighting | 310140(CP157738) | True |  | 3 | Yes | 1943 | 15 | 130 | 3672 | 37 | 99 | 6074 | 79 | 77 | [5 empty] | Incandescent |  | Federally-Regulated Consumer Product | 07/29/2015 |  | 03/04/2020
Litex Industries | Litex | E-BFT52BNK5C1 | True |  | 3 | Yes | 2578 | 15 | 172 | 4007 | 34 | 118 | 5146 | 60 | 86 | [5 empty] | Incandescent |  | Federally-Regulated Consumer Product | 04/09/2015 |  | 03/04/2020
Hunter Fan Company | Hunter | 21315 | True |  | 3 | Yes | 1615 | 10 | 162 | 3008 | 28 | 107 | 5140 | 67 | 77 | [5 empty] | Incandescent |  | Federally-Regulated Consumer Product | 11/17/2011 |  | 03/04/2020
Visual Comfort & Company | Monte Carlo | 5ALR56***-L | True |  | 3 | Yes | 2867 | 22 | 130 | 4766 | 47 | 101 | 6743 | 84 | 80 | [5 empty] | Incandescent |  | Federally-Regulated Consumer Product | 08/28/2012 |  | 03/04/2020
Hunter Fan Company | Casablanca | 6445T | True |  | 3 | Yes | 1313 | 41 | 32 | 6003 | 108 | 56 | 4625 | 94 | 49 | [5 empty] | None |  | Federally-Regulated Consumer Product | 11/17/2011 |  | 03/04/2020
Hunter Fan Company | Hunter | 59016 | True |  | 3 | Yes | 1985 | 10 | 199 | 3343 | 26 | 129 | 5116 | 66 | 78 | [5 empty] | Incandescent |  | Federally-Regulated Consumer Product | 05/16/2013 |  | 03/04/2020
Hunter Fan Company | Hunter | 28460 | True |  | 3 | Yes | 1449 | 9 | 161 | 3033 | 28 | 108 | 5203 | 67 | 78 | [5 empty] | Compact Flourescent |  | Federally-Regulated Consumer Product | 11/17/2011 |  | 03/04/2020
Hunter Fan Company | Casablanca | 59023 | True |  | 4 | Yes | 1116 | 11 | 101 | 2676 | 50 | 54 | 3653 | 89 | 41 | [5 empty] | Incandescent |  | Federally-Regulated Consumer Product | 09/11/2013 |  | 03/04/2020
Hunter Fan Company | Casablanca | 72U2D | True |  | 3 | Yes | 1363 | 10 | 136 | 5100 | 80 | 64 | 3090 | 27 | 114 | [5 empty] | None |  | Federally-Regulated Consumer Product | 11/17/2011 |  | 03/04/2020
Hunter Fan Company | Casablanca | 6672G | True |  | 4 | Yes | 1236 | 5 | 247 | 6398 | 85 | 75 | 4555 | 46 | 99 | [5 empty] | None |  | Federally-Regulated Consumer Product | 11/17/2011 |  | 03/04/2020
Halsey Enterprise Co., Ltd. | Lamps Plus | 56LPK | True |  | 3 | Yes | 3482 | 21 | 166 | 5327 | 48 | 111 | 7943 | 99 | 80 | [5 empty] | Incandescent |  | Federally-Regulated Consumer Product | 04/29/2013 |  | 03/04/2020
Regency Ceiling Fans | Regency | LF*-*** | True |  | 3 | Yes | 1331 | 9 | 148 | 3580 | 31 | 115 | 5910 | 76 | 78 | [5 empty] | None |  | Federally-Regulated Consumer Product | 04/17/2013 |  | 03/04/2020
Litex Industries | Ellington | GAL52BC4CR | True |  | 3 | Yes | 1790 | 17 | 105 | 3678 | 43 | 86 | 5178 | 68 | 76 | [5 empty] | Other |  | Federally-Regulated Consumer Product | 10/07/2010 |  | 03/04/2020
Hunter Fan Company | Casablanca | 41U11D | True |  | 6 | Yes | 1398 | 12 | 117 | 3127 | 50 | 63 | 2268 | 27 | 84 | [5 empty] | None |  | Federally-Regulated Consumer Product | 11/17/2011 |  | 03/04/2020
Kichler Lighting | Kichler Lighting | 300215 (CP138865) | True |  | 3 | Yes | 276 | 9 | 31 | 655 | 17 | 39 | 1029 | 34 | 30 | [5 empty] | Other |  | Federally-Regulated Consumer Product | 01/07/2014 |  | 03/04/2020
Hunter Fan Company | Hunter | 52222 | True |  | 3 | Yes | 1461 | 7 | 209 | 2226 | 16 | 139 | 4542 | 65 | 70 | [5 empty] | Incandescent |  | Federally-Regulated Consumer Product | 10/21/2013 |  | 03/04/2020
Hunter Fan Company | Hunter | 54156 | True |  | 3 | Yes | 2121 | 9 | 236 | 3639 | 27 | 135 | 6294 | 82 | 77 | [5 empty] | Incandescent |  | Federally-Regulated Consumer Product | 10/21/2013 |  | 03/04/2020
Landmark Enterprise, Inc. | Harbor Breeze | LP8300*** | True |  | 3 | Yes | 3544 | 17 | 208 | 5444 | 38 | 143 | 7108 | 60 | 118 | [5 empty] | None |  | Federally-Regulated Consumer Product | 07/29/2014 |  | 03/04/2020
Regency Ceiling Fans | Regency | CN-*** | True |  | 3 | Yes | 2043 | 10 | 204 | 3784 | 31 | 122 | 5345 | 62 | 86 | [5 empty] | Incandescent |  | Federally-Regulated Consumer Product | 04/17/2013 |  | 03/04/2020
Hunter Fan Company | Hunter | 59022 | True |  | 3 | Yes | 999 | 7 | 143 | 1678 | 16 | 105 | 3563 | 63 | 57 | [5 empty] | None |  | Federally-Regulated Consumer Product | 07/29/2013 |  | 03/04/2020
American De Rosa Lamparts, LLC DBA Luminance Brands | Concord Fans | 52HA5EXX | True |  | 3 | Yes | 1876 | 11 | 171 | 2769 | 27 | 103 | 4618 | 63 | 73 | [5 empty] | Incandescent |  | Federally-Regulated Consumer Product | 09/30/2015 |  | 03/04/2020
Landmark Enterprise, Inc. | Harbor Breeze | LP8210*** | True |  | 6 | Yes | 1962 | 4 | 491 | 4300 | 16 | 269 | 5823 | 32 | 182 | [5 empty] | Compact Flourescent |  | Federally-Regulated Consumer Product | 03/03/2013 |  | 03/04/2020
Litex Industries | Harbor Breeze | E-PEN52BCW5MC | True |  | 3 | Yes | 1514 | 11 | 138 | 2913 | 27 | 108 | 4411 | 59 | 75 | [5 empty] | Incandescent |  | Federally-Regulated Consumer Product | 02/03/2012 |  | 03/04/2020
American De Rosa Lamparts, LLC DBA Luminance Brands | Concord Fans | 52HEF5EXX-ES | True |  | 3 | Yes | 1984 | 11 | 180 | 3563 | 30 | 119 | 5400 | 65 | 83 | [5 empty] | Compact Flourescent |  | Federally-Regulated Consumer Product | 09/30/2015 |  | 03/04/2020
Hunter Fan Company | Casablanca | 7946D | True |  | 3 | Yes | 2052 | 9 | 228 | 7078 | 81 | 87 | 3698 | 30 | 123 | [5 empty] | None |  | Federally-Regulated Consumer Product | 11/17/2011 |  | 03/04/2020
Hunter Fan Company | Casablanca | 59111 | True |  | 4 | Yes | 1902 | 11 | 173 | 4933 | 50 | 99 | 6468 | 85 | 76 | [5 empty] | LED |  | Federally-Regulated Consumer Product | 07/29/2014 |  | 03/04/2020
Litex Industries | Harbor Breeze | E-BDB52LABZ5BC4N | True |  | 3 | Yes | 2081 | 10 | 208 | 3907 | 30 | 130 | 5665 | 61 | 93 | [5 empty] | Incandescent |  | Federally-Regulated Consumer Product | 06/07/2013 |  | 03/04/2020
Aeratron Pty Ltd. | Aeratron | AE2-60B | True |  | V | Yes | 2854 | 3 | 951 | 5130 | 9 | 570 | 6837 | 19 | 360 | [5 empty] | LED |  | Federally-Regulated Consumer Product | 05/21/2015 |  | 03/04/2020
Visual Comfort & Company | Monte Carlo | 5CSR60*** | True |  | 3 | Yes | 1267 | 12 | 106 | 4017 | 49 | 82 | 5734 | 76 | 75 | [5 empty] | Incandescent |  | Federally-Regulated Consumer Product | 08/28/2012 |  | 03/04/2020
Hunter Fan Company | Hunter | 25511 | True |  | 3 | Yes | 1523 | 9 | 169 | 2906 | 25 | 116 | 5186 | 66 | 79 | [5 empty] | None |  | Federally-Regulated Consumer Product | 11/17/2011 |  | 03/04/2020
Hunter Fan Company | Hunter | 53214 | True |  | 3 | Yes | 2087 | 9 | 232 | 3498 | 27 | 130 | 5407 | 70 | 77 | [5 empty] | Compact Flourescent |  | Federally-Regulated Consumer Product | 09/11/2013 |  | 03/04/2020
Litex Industries | Harbor Breeze | E-AR54BNK5C1 | True |  | 3 | Yes | 2366 | 14 | 169 | 3839 | 31 | 124 | 5202 | 56 | 93 | [5 empty] | Incandescent |  | Federally-Regulated Consumer Product | 02/03/2012 |  | 03/04/2020
Fanimation | Fanimation | OF110PW | True |  | 3 | Yes | 467 | 47 | 10 | 768 | 69 | 11 | 847 | 85 | 10 | [5 empty] | None |  | Federally-Regulated Consumer Product | 03/07/2014 |  | 03/04/2020
Hunter Fan Company | Hunter | 52122 | True |  | 3 | Yes | 1867 | 7 | 267 | 2566 | 16 | 160 | 4624 | 62 | 75 | [5 empty] | Incandescent |  | Federally-Regulated Consumer Product | 05/09/2014 |  | 03/04/2020
Fanim Industries | Harbor Breeze | LP8294LBN | True |  | 6 | Yes | 1450 | 2 | 725 | 2741 | 4 | 685 | 5719 | 17 | 336 | [5 empty] | Other |  | Federally-Regulated Consumer Product | 03/18/2015 |  | 03/04/2020
Hunter Fan Company | Hunter | 28711 | True |  | 3 | Yes | 1976 | 10 | 198 | 3354 | 27 | 124 | 5240 | 66 | 79 | [5 empty] | Incandescent |  | Federally-Regulated Consumer Product | 11/17/2011 |  | 03/04/2020
Halsey Enterprise Co., Ltd. | Savoy House | 68-227-5**-*** | True |  | 3 | Yes | 2408 | 12 | 201 | 5615 | 42 | 134 | 9322 | 106 | 88 | [5 empty] | None |  | Federally-Regulated Consumer Product | 02/06/2013 |  | 03/04/2020
American De Rosa Lamparts, LLC DBA Luminance Brands | Concord Fans | 52LIN5EXX | True |  | 3 | Yes | 1952 | 11 | 177 | 2736 | 28 | 98 | 4504 | 62 | 73 | [5 empty] | Compact Flourescent |  | Federally-Regulated Consumer Product | 09/30/2015 |  | 03/04/2020
Hunter Fan Company | Hunter | 21317 | True |  | 3 | Yes | 1285 | 10 | 129 | 2912 | 27 | 108 | 5109 | 71 | 72 | [5 empty] | Incandescent |  | Federally-Regulated Consumer Product | 11/17/2011 |  | 03/04/2020
Hunter Fan Company | Hunter | 54016 | True |  | 3 | Yes | 2090 | 8 | 261 | 3499 | 26 | 135 | 5964 | 83 | 72 | [5 empty] | Incandescent |  | Federally-Regulated Consumer Product | 06/25/2014 |  | 03/04/2020
King of Fans | Hampton Bay | 266*7 | True |  | 3 | Yes | 1673 | 12 | 139 | 2609 | 25 | 104 | 3771 | 51 | 74 | [5 empty] | Compact Flourescent |  | Federally-Regulated Consumer Product | 07/29/2014 |  | 03/04/2020
Hunter Fan Company | Casablanca | 74U73D | True |  | 3 | Yes | 353 | 9 | 39 | 4134 | 60 | 69 | 1499 | 26 | 58 | [5 empty] | None |  | Federally-Regulated Consumer Product | 11/17/2011 |  | 03/04/2020
Fanimation | Fanimation | OF110SN | True |  | 3 | Yes | 467 | 47 | 10 | 768 | 69 | 11 | 847 | 85 | 10 | [5 empty] | None |  | Federally-Regulated Consumer Product | 03/07/2014 |  | 03/04/2020
Litex Industries | Ellington | UT56WW3M | True |  | 5 | No | 4482 | 39 | 115 | 6048 | 60 | 101 | 7197 | 74 | 97 | [5 empty] | None |  | Federally-Regulated Consumer Product | 10/07/2010 |  | 03/04/2020
Hunter Fan Company | Hunter | 28684 | True |  | 3 | Yes | 1111 | 7 | 159 | 1733 | 15 | 116 | 3252 | 50 | 65 | [5 empty] | Incandescent |  | Federally-Regulated Consumer Product | 11/17/2011 |  | 03/04/2020
Halsey Enterprise Co., Ltd. | Lamps Plus | MX702-2C (74557) | True |  | 3 | Yes | 3310 | 20 | 166 | 4683 | 38 | 123 | 6524 | 71 | 92 | [5 empty] | None |  | Federally-Regulated Consumer Product | 04/29/2013 |  | 03/04/2020
Hunter Fan Company | Hunter | 22540 | True |  | 3 | Yes | 1393 | 9 | 155 | 2765 | 25 | 111 | 4905 | 63 | 78 | [5 empty] | Incandescent |  | Federally-Regulated Consumer Product | 11/17/2011 |  | 03/04/2020
King of Fans | Hampton Bay | 68168 | True |  | 3 | Yes | 3511 | 22 | 160 | 5325 | 42 | 127 | 8435 | 97 | 87 | [5 empty] | None |  | Federally-Regulated Consumer Product | 12/20/2012 |  | 03/04/2020
Minka Group | Minka Aire | F759-PBL | True |  | 3 | Yes | 2226 | 10 | 223 | 4037 | 30 | 135 | 6313 | 72 | 88 | [5 empty] | Incandescent |  | Federally-Regulated Consumer Product | 02/12/2013 |  | 03/04/2020
Shell Electric Manufacturing (H.K.) Co., Ltd. | Hampton Bay | HL52QVWH-3LC | True |  | 3 | Yes | 1281 | 11 | 116 | 2759 | 28 | 99 | 3989 | 50 | 80 | [5 empty] | Incandescent |  | Federally-Regulated Consumer Product | 01/15/2013 |  | 03/04/2020
King of Fans | Hampton Bay | 51010 | True |  | 3 | Yes | 1759 | 10 | 176 | 3174 | 27 | 118 | 5057 | 62 | 82 | [5 empty] | Compact Flourescent |  | Federally-Regulated Consumer Product | 10/31/2012 |  | 03/04/2020
Hunter Fan Company | Casablanca | 59524 | True |  | 4 | Yes | 1068 | 6 | 178 | 2607 | 37 | 70 | 3055 | 64 | 48 | [5 empty] | None |  | Federally-Regulated Consumer Product | 01/09/2014 |  | 03/04/2020
Hunter Fan Company | Hunter | 59178 | True |  | 3 | Yes | 1528 | 7 | 218 | 2344 | 15 | 156 | 4432 | 60 | 74 | [5 empty] | Compact Flourescent |  | Federally-Regulated Consumer Product | 02/12/2015 |  | 03/04/2020
Hunter Fan Company | Casablanca | 3832T | True |  | 6 | Yes | 1410 | 42 | 34 | 7174 | 119 | 60 | 3942 | 74 | 53 | [5 empty] | None |  | Federally-Regulated Consumer Product | 11/17/2011 |  | 03/04/2020
Landmark Enterprise, Inc. | Harbor Breeze | LP8072LAZ | True |  | 3 | Yes | 1676 | 12 | 140 | 3867 | 37 | 104 | 5266 | 60 | 87 | [5 empty] | Incandescent |  | Federally-Regulated Consumer Product | 03/04/2011 |  | 03/04/2020
Landmark Enterprise, Inc. | Harbor Breeze | LP8293XXX | True |  | 6 | Yes | 1751 | 2 | 876 | 4112 | 11 | 374 | 6455 | 31 | 208 | [5 empty] | Other |  | Federally-Regulated Consumer Product | 05/21/2013 |  | 03/04/2020
Hunter Fan Company | Casablanca | C38G11K | True |  | 4 | Yes | 3616 | 28 | 129 | 5878 | 75 | 78 | 4667 | 48 | 97 | [5 empty] | None |  | Federally-Regulated Consumer Product | 11/17/2011 |  | 03/04/2020
Hunter Fan Company | Hunter | 53278 | True |  | 3 | Yes | 1935 | 10 | 194 | 3277 | 25 | 131 | 5041 | 63 | 80 | [5 empty] | Incandescent |  | Federally-Regulated Consumer Product | 10/21/2013 |  | 03/04/2020
King of Fans | Hampton Bay | 26685 | True |  | 3 | Yes | 2257 | 13 | 174 | 3466 | 31 | 112 | 5034 | 67 | 75 | [5 empty] | None |  | Federally-Regulated Consumer Product | 12/20/2012 |  | 03/04/2020
Hunter Fan Company | Casablanca | 55035 | True |  | 4 | Yes | 4127 | 34 | 121 | 5148 | 55 | 94 | 6351 | 87 | 73 | [5 empty] | None |  | Federally-Regulated Consumer Product | 05/16/2013 |  | 03/04/2020
Madison Avenue Lighting & Fan Co. | Home Decorators Collection | 34346 | True |  | 3 | Yes | 1912 | 10 | 191 | 3361 | 29 | 116 | 5524 | 70 | 79 | [5 empty] | Compact Flourescent |  | Federally-Regulated Consumer Product | 12/15/2014 |  | 03/04/2020
Air Cool Industrial Co., Ltd. | Hampton Bay | AC-552 (YG395-ORB) | True |  | 3 | Yes | 1685 | 11 | 153 | 3259 | 30 | 109 | 4718 | 57 | 83 | [5 empty] | Incandescent |  | Federally-Regulated Consumer Product | 08/14/2015 |  | 03/04/2020
Minka Group | Minka Aire | F705-*** | True |  | 3 | Yes | 2419 | 20 | 121 | 3939 | 42 | 94 | 6765 | 93 | 73 | [5 empty] | Incandescent |  | Federally-Regulated Consumer Product | 03/14/2013 |  | 03/04/2020
Hunter Fan Company | Hunter | 20717 | True |  | 3 | Yes | 467 | 9 | 52 | 1462 | 26 | 56 | 3169 | 74 | 43 | [5 empty] | Incandescent |  | Federally-Regulated Consumer Product | 11/17/2011 |  | 03/04/2020
Visual Comfort & Company | Monte Carlo | 3FSR52*** | True |  | 3 | Yes | 2561 | 16 | 160 | 4129 | 34 | 121 | 5216 | 56 | 93 | [5 empty] | Incandescent |  | Federally-Regulated Consumer Product | 08/28/2012 |  | 03/04/2020
Halsey Enterprise Co., Ltd. | Kichler Lighting | 300111*** | True |  | 3 | Yes | 2098 | 15 | 140 | 3914 | 40 | 98 | 6380 | 86 | 74 | [5 empty] | Other |  | Federally-Regulated Consumer Product | 08/13/2013 |  | 03/04/2020
Hunter Fan Company | Hunter | 59177 | True |  | 3 | Yes | 1528 | 7 | 218 | 2344 | 15 | 156 | 4432 | 60 | 74 | [5 empty] | Compact Flourescent |  | Federally-Regulated Consumer Product | 02/12/2015 |  | 03/04/2020
Minka Group | Minka Aire | F688-DBB | True |  | 3 | Yes | 2126 | 9 | 236 | 3689 | 30 | 123 | 6002 | 71 | 85 | [5 empty] | None |  | Federally-Regulated Consumer Product | 09/24/2012 |  | 03/04/2020
Hunter Fan Company | Hunter | 53176 | True |  | 3 | Yes | 1953 | 9 | 217 | 3181 | 25 | 127 | 5160 | 68 | 76 | [5 empty] | Incandescent |  | Federally-Regulated Consumer Product | 06/07/2013 |  | 03/04/2020
Halsey Enterprise Co., Ltd. | Monte Carlo | MORTON | True |  | 3 | Yes | 2176 | 15 | 145 | 3346 | 34 | 98 | 4620 | 64 | 72 | [5 empty] | Incandescent |  | Federally-Regulated Consumer Product | 05/28/2013 |  | 03/04/2020
Fanim Industries | Allen + Roth | LP8062LAZ | True |  | 3 | Yes | 1776 | 9 | 197 | 3231 | 23 | 140 | 5461 | 59 | 92 | [5 empty] | Incandescent |  | Federally-Regulated Consumer Product | 03/18/2015 |  | 03/04/2020
Hunter Fan Company | Casablanca | 3845Z | True |  | 6 | Yes | 1410 | 42 | 34 | 7174 | 119 | 60 | 3942 | 74 | 53 | [5 empty] | None |  | Federally-Regulated Consumer Product | 11/17/2011 |  | 03/04/2020
Hunter Fan Company | Casablanca | 59527 | True |  | 4 | Yes | 3902 | 24 | 163 | 5428 | 46 | 118 | 6865 | 82 | 84 | [5 empty] | None |  | Federally-Regulated Consumer Product | 06/07/2013 |  | 03/04/2020
Chien Luen Industries (Zhongshan), Ltd. | Harbor Breeze | 356928 | True |  | 3 | Yes | 2764 | 15 | 184 | 4011 | 30 | 134 | 5481 | 55 | 100 | [5 empty] | Incandescent |  | Federally-Regulated Consumer Product | 06/06/2013 |  | 03/04/2020
Litex Industries | Deluce | DFF52***5 | True |  | 3 | Yes | 1913 | 13 | 147 | 3225 | 29 | 111 | 5819 | 76 | 77 | [5 empty] | None |  | Federally-Regulated Consumer Product | 10/07/2010 |  | 03/04/2020
Litex Industries | Home Elegance | E-DF42AB5C3WM | True |  | 3 | Yes | 1693 | 26 | 65 | 2874 | 32 | 90 | 3508 | 45 | 77 | [5 empty] | Incandescent |  | Federally-Regulated Consumer Product | 01/23/2013 |  | 03/04/2020
Fanimation | Fanimation | TF600WH | True |  | 3 | Yes | 2020 | 12 | 168 | 4309 | 36 | 119 | 6876 | 87 | 79 | [5 empty] | None |  | Federally-Regulated Consumer Product | 09/04/2015 |  | 03/04/2020
Halsey Enterprise Co., Ltd. | Monte Carlo | 44" ELLIPTICAL | True |  | 3 | Yes | 1811 | 14 | 129 | 3301 | 34 | 97 | 5110 | 70 | 73 | [5 empty] | None |  | Federally-Regulated Consumer Product | 05/28/2013 |  | 03/04/2020
Minka Group | Minka Aire | F837-***** | True |  | 3 | Yes | 1764 | 14 | 126 | 3378 | 37 | 91 | 4940 | 62 | 80 | [5 empty] | Other |  | Federally-Regulated Consumer Product | 12/27/2012 |  | 03/04/2020
Litex Industries | Harbor Breeze | RLC52**5C1R | True |  | 3 | Yes | 1787 | 12 | 149 | 3334 | 31 | 108 | 4967 | 60 | 83 | [5 empty] | Incandescent |  | Federally-Regulated Consumer Product | 04/09/2015 |  | 03/04/2020
Pan Air Electric Co., Ltd. | Vento | Fino K-00068 | True |  | 3 | Yes | 856 | 21 | 41 | 1122 | 30 | 37 | 1314 | 39 | 34 | [5 empty] | None |  | Federally-Regulated Consumer Product | 11/18/2013 |  | 03/04/2020
King of Fans | Hampton Bay | 26603R | True |  | 3 | Yes | 2448 | 12 | 202 | 4289 | 30 | 142 | 6057 | 57 | 106 | [5 empty] | Compact Flourescent |  | Federally-Regulated Consumer Product | 10/31/2012 |  | 03/04/2020
Aeratron Pty Ltd. | Aeratron | AE3-50-LED-L | True |  | V | Yes | 1573 | 2 | 787 | 3001 | 5 | 600 | 5198 | 15 | 347 | [5 empty] | LED |  | Federally-Regulated Consumer Product | 05/21/2015 |  | 03/04/2020
Hunter Fan Company | Casablanca | 59076 | True |  | 4 | Yes | 4368 | 32 | 137 | 5438 | 51 | 107 | 7133 | 86 | 83 | [5 empty] | Incandescent |  | Federally-Regulated Consumer Product | 06/07/2013 |  | 03/04/2020
Minka Group | Minka Aire | F812-*** | True |  | 3 | Yes | 1526 | 12 | 127 | 3187 | 35 | 91 | 6534 | 100 | 65 | [5 empty] | Incandescent |  | Federally-Regulated Consumer Product | 03/14/2013 |  | 03/04/2020
Hunter Fan Company | Casablanca | C19500K | True |  | 4 | Yes | 2269 | 15 | 151 | 6736 | 96 | 70 | 3964 | 33 | 120 | [5 empty] | None |  | Federally-Regulated Consumer Product | 11/17/2011 |  | 03/04/2020
King of Fans | Home Depot | 32760 | True |  | 3 | Yes | 2190 | 10 | 219 | 3737 | 30 | 125 | 5352 | 64 | 84 | [5 empty] | None |  | Federally-Regulated Consumer Product | 03/10/2015 |  | 03/04/2020
Hunter Fan Company | Casablanca | 7911D | True |  | 3 | Yes | 2052 | 9 | 228 | 7078 | 81 | 87 | 3698 | 30 | 123 | [5 empty] | None |  | Federally-Regulated Consumer Product | 11/17/2011 |  | 03/04/2020
American De Rosa Lamparts, LLC DBA Luminance Brands | Concord Fans | 52HEHZ5EXX | True |  | 3 | Yes | 1876 | 11 | 171 | 2769 | 27 | 103 | 4618 | 63 | 73 | [5 empty] | Incandescent |  | Federally-Regulated Consumer Product | 09/30/2015 |  | 03/04/2020
Halsey Enterprise Co., Ltd. | Q'Max, Inc. | SPLASH | True |  | 3 | Yes | 1553 | 12 | 129 | 2427 | 26 | 93 | 3850 | 56 | 69 | [5 empty] | Incandescent |  | Federally-Regulated Consumer Product | 01/02/2013 |  | 03/04/2020
Chien Luen Industries (Zhongshan), Ltd. | Harbor Breeze | 464469 | True |  | V | Yes | 1681 | 3 | 560 | 2986 | 8 | 373 | 4458 | 24 | 186 | [5 empty] | Other |  | Federally-Regulated Consumer Product | 06/06/2013 |  | 03/04/2020
Hunter Fan Company | Hunter | 53094 | True |  | 3 | Yes | 2240 | 9 | 249 | 3641 | 26 | 140 | 5496 | 67 | 82 | [5 empty] | Incandescent |  | Federally-Regulated Consumer Product | 07/15/2014 |  | 03/04/2020
Hunter Fan Company | Hunter | 54098 | True |  | 3 | Yes | 2123 | 10 | 212 | 3491 | 29 | 120 | 5580 | 74 | 75 | [5 empty] | Incandescent |  | Federally-Regulated Consumer Product | 05/16/2013 |  | 03/04/2020
Aeratron Pty Ltd. | Aeratron | AE3-43-LED-B | True |  | V | Yes | 2072 | 3 | 691 | 3881 | 9 | 431 | 5070 | 19 | 267 | [5 empty] | LED |  | Federally-Regulated Consumer Product | 05/21/2015 |  | 03/04/2020
Fanimation | Fanimation | FPS7955MWCW2 | True |  | 3 | Yes | 2063 | 9 | 229 | 3844 | 32 | 120 | 5509 | 48 | 114 | [5 empty] | Incandescent |  | Federally-Regulated Consumer Product | 09/24/2015 |  | 03/04/2020
Hunter Fan Company | Hunter | 54097 | True |  | 3 | Yes | 2123 | 10 | 212 | 3491 | 29 | 120 | 5580 | 74 | 75 | [5 empty] | Incandescent |  | Federally-Regulated Consumer Product | 05/16/2013 |  | 03/04/2020
King of Fans | Hampton Bay | 43242 | True |  | 3 | Yes | 1606 | 10 | 161 | 2431 | 21 | 116 | 3482 | 49 | 71 | [5 empty] | Compact Flourescent |  | Federally-Regulated Consumer Product | 06/10/2015 |  | 03/04/2020
Litex Industries | Bala | WSC52WB5LKB | True |  | 3 | Yes | 1476 | 9 | 164 | 3273 | 29 | 113 | 5223 | 64 | 82 | [5 empty] | Incandescent |  | Federally-Regulated Consumer Product | 10/07/2010 |  | 03/04/2020
Hunter Fan Company | Hunter | 21808 | True |  | 3 | Yes | 1907 | 11 | 173 | 3298 | 28 | 118 | 5102 | 67 | 76 | [5 empty] | Incandescent |  | Federally-Regulated Consumer Product | 11/17/2011 |  | 03/04/2020
Hunter Fan Company | Casablanca | C30G707L | True |  | 3 | Yes | 891 | 12 | 74 | 3135 | 72 | 44 | 1942 | 33 | 59 | [5 empty] | Other |  | Federally-Regulated Consumer Product | 11/17/2011 |  | 03/04/2020
Landmark Enterprise, Inc. | Harbor Breeze | LP8115*** | True |  | 3 | Yes | 1871 | 7 | 267 | 3515 | 22 | 160 | 5731 | 60 | 96 | [5 empty] | Other |  | Federally-Regulated Consumer Product | 03/03/2013 |  | 03/04/2020
Fanimation | Fanimation | OF110BL | True |  | 3 | Yes | 467 | 47 | 10 | 768 | 69 | 11 | 847 | 85 | 10 | [5 empty] | None |  | Federally-Regulated Consumer Product | 03/07/2014 |  | 03/04/2020
Big Ass Fans | Haiku | K3127-S0-P*-04-02-C | True |  | 6 | Yes | 2899 | 4 | 725 | 3435 | 5 | 687 | 5082 | 12 | 424 | [5 empty] | LED |  | Federally-Regulated Consumer Product | 03/10/2015 |  | 03/04/2020
Big Ass Fans | Haiku Bamboo | S3127-S0-B*-04-03-C | True |  | 6 | Yes | 1484 | 2 | 742 | 4157 | 8 | 520 | 5580 | 15 | 372 | [5 empty] | LED |  | Federally-Regulated Consumer Product | 03/10/2015 |  | 03/04/2020
Hunter Fan Company | Casablanca | 83U11D | True |  | 3 | Yes | 1919 | 11 | 174 | 5439 | 80 | 68 | 3542 | 29 | 122 | [5 empty] | None |  | Federally-Regulated Consumer Product | 11/17/2011 |  | 03/04/2020
Hunter Fan Company | Hunter | 22289 | True |  | 3 | Yes | 1046 | 23 | 45 | 1717 | 41 | 42 | 2570 | 62 | 41 | [5 empty] | None |  | Federally-Regulated Consumer Product | 11/17/2011 |  | 03/04/2020
Air Cool Industrial Co., Ltd. | HD Supply | 269477 | True |  | 3 | Yes | 2339 | 26 | 90 | 3771 | 45 | 84 | 4469 | 57 | 78 | [5 empty] | Incandescent |  | Federally-Regulated Consumer Product | 04/28/2011 |  | 03/04/2020
Hunter Fan Company | Casablanca | 66H45F | True |  | 4 | Yes | 1236 | 5 | 247 | 6398 | 85 | 75 | 4555 | 46 | 99 | [5 empty] | None |  | Federally-Regulated Consumer Product | 11/17/2011 |  | 03/04/2020
Kichler Lighting | Kichler Lighting | 300269(CP155118) | True |  | 3 | Yes | 2940 | 15 | 196 | 5332 | 37 | 144 | 8601 | 87 | 99 | [5 empty] | None |  | Federally-Regulated Consumer Product | 07/29/2015 |  | 03/04/2020
Hunter Fan Company | Casablanca | C10G8M | True |  | 3 | Yes | 1763 | 13 | 136 | 5832 | 72 | 81 | 3553 | 55 | 65 | [5 empty] | Other |  | Federally-Regulated Consumer Product | 11/17/2011 |  | 03/04/2020
Hunter Fan Company | Casablanca | C45G695B | True |  | 6 | Yes | 2022 | 11 | 184 | 6553 | 30 | 218 | 4205 | 30 | 140 | [5 empty] | Other |  | Federally-Regulated Consumer Product | 11/17/2011 |  | 03/04/2020
Hunter Fan Company | Casablanca | 4973D | True |  | 3 | Yes | 1892 | 8 | 237 | 6640 | 81 | 82 | 3515 | 28 | 126 | [5 empty] | None |  | Federally-Regulated Consumer Product | 11/17/2011 |  | 03/04/2020
Halsey Enterprise Co., Ltd. | Lamps Plus | 52LPF/FC H0439-7W (87534)?820AL-G | True |  | 3 | Yes | 2350 | 12 | 190 | 4068 | 31 | 131 | 5980 | 70 | 85 | [5 empty] | None |  | Federally-Regulated Consumer Product | 06/19/2014 |  | 03/04/2020
Fanimation | Fanimation | FP4630SN | True |  | 4 | Yes | 1262 | 8 | 157 | 3142 | 31 | 101 | 4260 | 57 | 74 | [5 empty] | None |  | Federally-Regulated Consumer Product | 03/18/2015 |  | 03/04/2020
Air Comfort, Inc. | Emerson | CF700*** | True |  | 3 | Yes | 2077 | 10 | 208 | 3439 | 27 | 127 | 5241 | 65 | 80 | [5 empty] | None |  | Federally-Regulated Consumer Product | 11/12/2014 |  | 03/04/2020
Halsey Enterprise Co., Ltd. | Kichler Lighting | 300111OZ | True |  | 3 | Yes | 2098 | 15 | 140 | 3914 | 40 | 98 | 6380 | 86 | 74 | [5 empty] | Other |  | Federally-Regulated Consumer Product | 08/13/2013 |  | 03/04/2020
Hunter Fan Company | Casablanca | C6645L | True |  | 4 | Yes | 1236 | 5 | 247 | 6398 | 85 | 75 | 4555 | 46 | 99 | [5 empty] | None |  | Federally-Regulated Consumer Product | 11/17/2011 |  | 03/04/2020
Hunter Fan Company | Casablanca | TRIH-68 | True |  | 3 | Yes | 2054 | 12 | 171 | 6694 | 86 | 78 | 4282 | 34 | 126 | [5 empty] | Other |  | Federally-Regulated Consumer Product | 11/17/2011 |  | 03/04/2020
Minka Group | Minka Aire | F679-***** | True |  | 3 | Yes | 2428 | 18 | 135 | 3876 | 44 | 88 | 4650 | 61 | 76 | [5 empty] | Other |  | Federally-Regulated Consumer Product | 12/27/2012 |  | 03/04/2020
Visual Comfort & Company | Monte Carlo | BF1-*** | True |  | 3 | Yes | 1554 | 10 | 155 | 2920 | 29 | 101 | 4198 | 58 | 72 | [5 empty] | None |  | Federally-Regulated Consumer Product | 04/08/2013 |  | 03/04/2020
Hunter Fan Company | Casablanca | 9545A | True |  | 6 | Yes | 747 | 41 | 18 | 6591 | 116 | 57 | 3360 | 76 | 44 | [5 empty] | None |  | Federally-Regulated Consumer Product | 11/17/2011 |  | 03/04/2020
Hunter Fan Company | Hunter | 28736 | True |  | 3 | Yes | 1111 | 7 | 159 | 1733 | 15 | 116 | 3252 | 50 | 65 | [5 empty] | Incandescent |  | Federally-Regulated Consumer Product | 06/29/2012 |  | 03/04/2020
Halsey Enterprise Co., Ltd. | Lamps Plus | 52LPC/FC | True |  | 3 | Yes | 3310 | 20 | 166 | 4683 | 38 | 123 | 6524 | 71 | 92 | [5 empty] | None |  | Federally-Regulated Consumer Product | 04/29/2013 |  | 03/04/2020
American De Rosa Lamparts, LLC DBA Luminance Brands | Concord Fans | 52SM5EXX | True |  | 3 | Yes | 1896 | 11 | 172 | 2810 | 27 | 104 | 4730 | 59 | 80 | [5 empty] | Incandescent |  | Federally-Regulated Consumer Product | 09/30/2015 |  | 03/04/2020
Halsey Enterprise Co., Ltd. | Kichler Lighting | 300006*** | True |  | 3 | Yes | 2117 | 15 | 141 | 4172 | 41 | 102 | 6433 | 83 | 78 | [5 empty] | Other |  | Federally-Regulated Consumer Product | 08/13/2013 |  | 03/04/2020
Litex Industries | Harbor Breeze | DTB54EP5C | True |  | 3 | Yes | 1657 | 12 | 138 | 3776 | 39 | 97 | 5009 | 66 | 76 | [5 empty] | None |  | Federally-Regulated Consumer Product | 10/07/2010 |  | 03/04/2020
Hunter Fan Company | Casablanca | 54084 | True |  | 4 | Yes | 4020 | 22 | 183 | 5148 | 40 | 129 | 7157 | 80 | 89 | [5 empty] | None |  | Federally-Regulated Consumer Product | 05/16/2013 |  | 03/04/2020
Landmark Enterprise, Inc. | Harbor Breeze | LP8137*** | True |  | 3 | Yes | 2842 | 18 | 158 | 4122 | 33 | 125 | 5431 | 57 | 95 | [5 empty] | Other |  | Federally-Regulated Consumer Product | 03/03/2013 |  | 03/04/2020
Hunter Fan Company | Casablanca | 6744D | True |  | 4 | Yes | 1142 | 7 | 163 | 6105 | 106 | 58 | 3208 | 33 | 97 | [5 empty] | None |  | Federally-Regulated Consumer Product | 11/17/2011 |  | 03/04/2020
King of Fans | Hampton Bay | 39087 | True |  | 3 | Yes | 1685 | 17 | 99 | 2999 | 35 | 86 | 4589 | 63 | 73 | [5 empty] | Incandescent |  | Federally-Regulated Consumer Product | 07/29/2014 |  | 03/04/2020
Hunter Fan Company | Hunter | 28730 | True |  | 3 | Yes | 1523 | 9 | 169 | 2906 | 25 | 116 | 5186 | 66 | 79 | [5 empty] | Compact Flourescent |  | Federally-Regulated Consumer Product | 11/17/2011 |  | 03/04/2020
Hunter Fan Company | Hunter | 26421 | True |  | 3 | Yes | 1497 | 10 | 150 | 2835 | 21 | 135 | 5012 | 60 | 84 | [5 empty] | Incandescent |  | Federally-Regulated Consumer Product | 11/17/2011 |  | 03/04/2020
Visual Comfort & Company | Monte Carlo | 5AHR60***-L | True |  | 3 | Yes | 2016 | 10 | 202 | 4064 | 35 | 116 | 6967 | 88 | 79 | [5 empty] | Incandescent |  | Federally-Regulated Consumer Product | 08/28/2012 |  | 03/04/2020
Litex Industries | Harbor Breeze | E-UBW48EB4CL | True |  | 3 | Yes | 2507 | 14 | 179 | 3684 | 29 | 127 | 5057 | 60 | 84 | [5 empty] | Incandescent |  | Federally-Regulated Consumer Product | 06/07/2013 |  | 03/04/2020
Hunter Fan Company | Hunter | 28716 | True |  | 3 | Yes | 1865 | 10 | 187 | 3238 | 27 | 120 | 4869 | 65 | 75 | [5 empty] | Incandescent |  | Federally-Regulated Consumer Product | 11/17/2011 |  | 03/04/2020
Litex Industries | Litex | KM52ABZ5LKRC | True |  | 3 | Yes | 2045 | 16 | 128 | 3643 | 36 | 101 | 5513 | 72 | 77 | [5 empty] | Incandescent |  | Federally-Regulated Consumer Product | 10/07/2010 |  | 03/04/2020
Visual Comfort & Company | Monte Carlo | 5LLR56RZWD | True |  | V | Yes | 2589 | 3 | 863 | 4480 | 7 | 640 | 7126 | 28 | 255 | [5 empty] | LED |  | Federally-Regulated Consumer Product | 03/06/2015 |  | 03/04/2020
Halsey Enterprise Co., Ltd. | Monte Carlo | 5BCTR20(X)(Damp) | True |  | 3 | Yes | 608 | 10 | 61 | 917 | 16 | 57 | 1247 | 25 | 50 | [5 empty] | Other |  | Federally-Regulated Consumer Product | 03/19/2014 |  | 03/04/2020
Hunter Fan Company | Casablanca | 46U4M | True |  | 3 | Yes | 1622 | 9 | 180 | 6691 | 89 | 75 | 3760 | 29 | 130 | [5 empty] | None |  | Federally-Regulated Consumer Product | 11/17/2011 |  | 03/04/2020
Hunter Fan Company | Hunter | 20171 | True |  | 3 | Yes | 1664 | 11 | 151 | 2785 | 30 | 93 | 6236 | 84 | 74 | [5 empty] | Incandescent |  | Federally-Regulated Consumer Product | 11/17/2011 |  | 03/04/2020
Landmark Enterprise, Inc. | Harbor Breeze | LP8071LBN | True |  | 3 | Yes | 1590 | 9 | 177 | 3254 | 25 | 130 | 5285 | 57 | 92 | [5 empty] | Incandescent |  | Federally-Regulated Consumer Product | 03/04/2011 |  | 03/04/2020
Litex Industries | Deluce | DFPD52***5C4 | True |  | 3 | Yes | 1391 | 26 | 54 | 2546 | 38 | 67 | 4142 | 60 | 69 | [5 empty] | Incandescent |  | Federally-Regulated Consumer Product | 10/07/2010 |  | 03/04/2020
Hunter Fan Company | Hunter | 23593 | True |  | 3 | Yes | 929 | 11 | 84 | 2852 | 38 | 75 | 4348 | 76 | 57 | [5 empty] | Other |  | Federally-Regulated Consumer Product | 11/17/2011 |  | 03/04/2020
Hunter Fan Company | Casablanca | 23B002 | True |  | 3 | Yes | 1185 | 9 | 132 | 5170 | 103 | 50 | 2217 | 36 | 62 | [5 empty] | None |  | Federally-Regulated Consumer Product | 11/17/2011 |  | 03/04/2020
Litex Industries | Deluce | DFLB52CB5C | True |  | 3 | Yes | 984 | 14 | 70 | 2177 | 40 | 54 | 2771 | 74 | 37 | [5 empty] | Incandescent |  | Federally-Regulated Consumer Product | 10/07/2010 |  | 03/04/2020
Fanimation | Fanimation | FP8042OB | True |  | 3 | Yes | 1951 | 12 | 162 | 2898 | 25 | 115 | 3943 | 47 | 83 | [5 empty] | None |  | Federally-Regulated Consumer Product | 03/18/2015 |  | 03/04/2020
King of Fans | Home Depot | EF200S(L)-52(A) | True |  | 3 | Yes | 2190 | 10 | 219 | 3737 | 30 | 125 | 5352 | 64 | 84 | [5 empty] | None |  | Federally-Regulated Consumer Product | 03/10/2015 |  | 03/04/2020
Litex Industries | Bala | ELC52**5LK4B (757C) | True |  | 3 | Yes | 1672 | 25 | 67 | 2966 | 39 | 76 | 4437 | 60 | 74 | [5 empty] | Incandescent |  | Federally-Regulated Consumer Product | 10/07/2010 |  | 03/04/2020
Hunter Fan Company | Casablanca | 59154 | True |  | 4 | Yes | 1899 | 11 | 173 | 3508 | 36 | 97 | 4159 | 57 | 73 | [5 empty] | LED |  | Federally-Regulated Consumer Product | 02/12/2015 |  | 03/04/2020
Litex Industries | Ellington | CAD60***5CRW | True |  | 3 | Yes | 2003 | 16 | 125 | 3862 | 35 | 110 | 5720 | 64 | 89 | [5 empty] | Incandescent |  | Federally-Regulated Consumer Product | 10/07/2010 |  | 03/04/2020
Craftmade | Craftmade | FA52** | True |  | 3 | Yes | 1912 | 15 | 127 | 3400 | 31 | 110 | 5165 | 66 | 78 | [5 empty] | Incandescent |  | Federally-Regulated Consumer Product | 02/04/2014 |  | 03/04/2020
Hunter Fan Company | Casablanca | 55015 | True |  | 4 | Yes | 1591 | 5 | 318 | 5104 | 46 | 111 | 7090 | 87 | 81 | [5 empty] | None |  | Federally-Regulated Consumer Product | 07/29/2013 |  | 03/04/2020
Hunter Fan Company | Hunter | 52109 | True |  | 3 | Yes | 1543 | 7 | 220 | 2357 | 16 | 147 | 4480 | 63 | 71 | [5 empty] | Compact Flourescent |  | Federally-Regulated Consumer Product | 01/09/2014 |  | 03/04/2020
Halsey Enterprise Co., Ltd. | Kichler Lighting | 300001*** | True |  | 3 | Yes | 2052 | 15 | 137 | 3645 | 37 | 99 | 5317 | 70 | 76 | [5 empty] | Other |  | Federally-Regulated Consumer Product | 08/13/2013 |  | 03/04/2020
Halsey Enterprise Co., Ltd. | Allen + Roth | LP8076*** | True |  | 3 | Yes | 553 | 12 | 46 | 648 | 15 | 43 | 1148 | 32 | 36 | [5 empty] | Other |  | Federally-Regulated Consumer Product | 10/29/2013 |  | 03/04/2020
Air Comfort, Inc. | Emerson | CF830*** | True |  | 3 | Yes | 1845 | 12 | 154 | 4672 | 48 | 97 | 7169 | 97 | 74 | [5 empty] | Incandescent |  | Federally-Regulated Consumer Product | 02/02/2015 |  | 03/04/2020
Halsey Enterprise Co., Ltd. | Halsey | 44DPA-L | True |  | 3 | Yes | 1547 | 14 | 111 | 2673 | 27 | 99 | 3997 | 56 | 71 | [5 empty] | Incandescent |  | Federally-Regulated Consumer Product | 01/02/2013 |  | 03/04/2020
Hunter Fan Company | Hunter | 52080 | True |  | 3 | Yes | 1418 | 7 | 203 | 2083 | 16 | 130 | 4085 | 64 | 64 | [5 empty] | Incandescent |  | Federally-Regulated Consumer Product | 05/21/2013 |  | 03/04/2020
Fanimation | Fanimation | HF6050DS | True |  | 3 | Yes | 2052 | 15 | 136 | 3470 | 32 | 108 | 5784 | 72 | 80 | [5 empty] | None |  | Federally-Regulated Consumer Product | 03/18/2015 |  | 03/04/2020
Air Comfort, Inc. | Emerson | CF542*** | True |  | 3 | Yes | 1810 | 11 | 165 | 3220 | 28 | 115 | 4375 | 52 | 84 | [5 empty] | None |  | Federally-Regulated Consumer Product | 02/02/2015 |  | 03/04/2020
Hunter Fan Company | Hunter | 28701 | True |  | 3 | Yes | 1749 | 14 | 125 | 2719 | 32 | 85 | 3945 | 67 | 59 | [5 empty] | Incandescent |  | Federally-Regulated Consumer Product | 11/17/2011 |  | 03/04/2020
Litex Industries | Harbor Breeze | WIC52VP5C | True |  | 3 | Yes | 2383 | 13 | 183 | 3421 | 33 | 104 | 5537 | 74 | 75 | [5 empty] | Incandescent |  | Federally-Regulated Consumer Product | 10/07/2010 |  | 03/04/2020
Air Cool Industrial Co., Ltd. | Hampton Bay | AC-MGB2 (AL14-BN) | True |  | 3 | Exception 3 | 736 | 13 | 57 | 1025 | 18 | 57 | 1458 | 42 | 35 | [5 empty] | None |  | Federally-Regulated Consumer Product | 08/16/2015 |  | 03/04/2020
Litex Industries | Deluce | DFET52***5C | True |  | 3 | Yes | 1374 | 11 | 125 | 3650 | 37 | 99 | 5862 | 69 | 85 | [5 empty] | Incandescent |  | Federally-Regulated Consumer Product | 10/07/2010 |  | 03/04/2020
Litex Industries | Mainstays | E-CAW42FBZ5C1W | True |  | 3 | Yes | 1582 | 26 | 61 | 2668 | 31 | 86 | 3400 | 43 | 79 | [5 empty] | Incandescent |  | Federally-Regulated Consumer Product | 02/10/2012 |  | 03/04/2020
Air Cool Industrial Co., Ltd. | Seasons | 269510 | True |  | 3 | Yes | 2055 | 10 | 206 | 3774 | 30 | 126 | 5341 | 63 | 84 | [5 empty] | Compact Flourescent |  | Federally-Regulated Consumer Product | 03/16/2011 |  | 03/04/2020
Air Comfort, Inc. | Emerson | CF784*** | True |  | 3 | Yes | 2827 | 13 | 217 | 4442 | 33 | 135 | 6868 | 78 | 88 | [5 empty] | None |  | Federally-Regulated Consumer Product | 05/18/2015 |  | 03/04/2020
Aeratron Pty Ltd. | Aeratron | AE3-60* | True |  | V | Yes | 2845 | 3 | 948 | 5098 | 9 | 566 | 6611 | 19 | 348 | [5 empty] | LED |  | Federally-Regulated Consumer Product | 05/21/2015 |  | 03/04/2020
Hunter Fan Company | Casablanca | 55055 | True |  | 4 | Yes | 1494 | 5 | 299 | 4858 | 44 | 110 | 6627 | 86 | 77 | [5 empty] | None |  | Federally-Regulated Consumer Product | 01/09/2014 |  | 03/04/2020
Halsey Enterprise Co., Ltd. | Lamps Plus | HS332-82 (P9604) | True |  | 3 | Yes | 2566 | 11 | 233 | 4102 | 29 | 141 | 6064 | 63 | 96 | [5 empty] | None |  | Federally-Regulated Consumer Product | 04/29/2013 |  | 03/04/2020
Landmark Enterprise, Inc. | Harbor Breeze | LP8200*** | True |  | 3 | Yes | 1161 | 10 | 116 | 3562 | 27 | 132 | 5688 | 57 | 100 | [5 empty] | Incandescent |  | Federally-Regulated Consumer Product | 03/03/2013 |  | 03/04/2020
Aeratron Pty Ltd. | Aeratron | AE3-60-LED-W | True |  | V | Yes | 2845 | 3 | 948 | 5098 | 9 | 566 | 6611 | 19 | 348 | [5 empty] | LED |  | Federally-Regulated Consumer Product | 05/21/2015 |  | 03/04/2020
Halsey Enterprise Co., Ltd. | Lamps Plus | 60LP12-L-D 02-3353-13708-2C(3W521)?825AL-L | True |  | 3 | Yes | 4872 | 22 | 221 | 7311 | 45 | 162 | 10607 | 85 | 125 | [5 empty] | LED |  | Federally-Regulated Consumer Product | 08/19/2014 |  | 03/04/2020
Hunter Fan Company | Hunter | 59049 | True |  | 3 | Yes | 1966 | 13 | 151 | 3654 | 32 | 114 | 5847 | 72 | 81 | [5 empty] | Compact Flourescent |  | Federally-Regulated Consumer Product | 07/18/2013 |  | 03/04/2020
Hunter Fan Company | Casablanca | 4911D | True |  | 4 | Yes | 1892 | 8 | 237 | 6640 | 81 | 82 | 3515 | 28 | 126 | [5 empty] | None |  | Federally-Regulated Consumer Product | 11/17/2011 |  | 03/04/2020
Visual Comfort & Company | Monte Carlo | 5SKR52***-L | True |  | 3 | Yes | 1683 | 14 | 120 | 2236 | 28 | 80 | 4542 | 58 | 78 | [5 empty] | None |  | Federally-Regulated Consumer Product | 08/28/2012 |  | 03/04/2020
Hunter Fan Company | Casablanca | C16G73L | True |  | 3 | Yes | 1164 | 8 | 146 | 2004 | 22 | 91 | 1342 | 11 | 122 | [5 empty] | Other |  | Federally-Regulated Consumer Product | 11/17/2011 |  | 03/04/2020
King of Fans | Hampton Bay | 66266 | True |  | 3 | Yes | 2448 | 12 | 202 | 4289 | 30 | 142 | 6057 | 57 | 106 | [5 empty] | Other |  | Federally-Regulated Consumer Product | 09/25/2012 |  | 03/04/2020
Air Comfort, Inc. | Emerson | CF430** | True |  | 4 | Yes | 1713 | 12 | 143 | 3244 | 32 | 101 | 4263 | 50 | 85 | [5 empty] | LED |  | Federally-Regulated Consumer Product | 11/12/2014 |  | 03/04/2020
Fanimation | Fanimation | FPS7981DZCW2 | True |  | 3 | Yes | 1718 | 10 | 171 | 2842 | 23 | 123 | 3855 | 45 | 85 | [5 empty] | Incandescent |  | Federally-Regulated Consumer Product | 09/04/2015 |  | 03/04/2020
Fanim Industries | Harbor Breeze | LP8293LBN | True |  | 6 | Yes | 1751 | 2 | 875 | 3208 | 6 | 534 | 6455 | 31 | 208 | [5 empty] | Other |  | Federally-Regulated Consumer Product | 03/18/2015 |  | 03/04/2020
Kichler Lighting | Home Decorators Collection | 89763 (CP139958) | True |  | 3 | Yes | 1492 | 10 | 149 | 3265 | 34 | 96 | 5443 | 72 | 76 | [5 empty] | Compact Flourescent |  | Federally-Regulated Consumer Product | 12/05/2014 |  | 03/04/2020
Hunter Fan Company | Casablanca | 7988D | True |  | 3 | Yes | 2052 | 9 | 228 | 7078 | 81 | 87 | 3698 | 30 | 123 | [5 empty] | None |  | Federally-Regulated Consumer Product | 11/17/2011 |  | 03/04/2020
Hunter Fan Company | Hunter | 53229 | True |  | 3 | Yes | 1783 | 10 | 178 | 2903 | 26 | 112 | 4977 | 65 | 77 | [5 empty] | Incandescent |  | Federally-Regulated Consumer Product | 10/31/2012 |  | 03/04/2020
Litex Industries | Ellington | PRL52BN5CRW | True |  | 3 | Yes | 2009 | 18 | 112 | 3949 | 46 | 86 | 5047 | 70 | 72 | [5 empty] | Incandescent |  | Federally-Regulated Consumer Product | 10/07/2010 |  | 03/04/2020
Litex Industries | Rexcel | AW52WW5 | True |  | 3 | Yes | 1995 | 11 | 181 | 3692 | 27 | 137 | 6019 | 65 | 93 | [5 empty] | None |  | Federally-Regulated Consumer Product | 10/07/2010 |  | 03/04/2020
Fanim Industries | Harbor Breeze | LP8013LAZ | True |  | 3 | Yes | 1514 | 10 | 151 | 2638 | 24 | 109 | 5172 | 66 | 78 | [5 empty] | None |  | Federally-Regulated Consumer Product | 09/04/2015 |  | 03/04/2020
Litex Industries | Litex | CPR52BC5LKMRCR | True |  | 3 | Yes | 1333 | 11 | 121 | 3308 | 35 | 95 | 5642 | 74 | 76 | [5 empty] | Incandescent |  | Federally-Regulated Consumer Product | 10/07/2010 |  | 03/04/2020
Halsey Enterprise Co., Ltd. | Q'Max, Inc. | 42DPB-L | True |  | 3 | Yes | 1529 | 11 | 139 | 2385 | 24 | 99 | 3281 | 51 | 64 | [5 empty] | Incandescent |  | Federally-Regulated Consumer Product | 01/02/2013 |  | 03/04/2020
American De Rosa Lamparts, LLC DBA Luminance Brands | Sunset Lighting | CF52148-XX | True |  | 3 | Yes | 1738 | 10 | 174 | 2905 | 26 | 112 | 4413 | 54 | 82 | [5 empty] | None |  | Federally-Regulated Consumer Product | 09/30/2015 |  | 03/04/2020
Hunter Fan Company | Hunter | 23260 | True |  | 3 | Yes | 1620 | 8 | 203 | 3701 | 31 | 119 | 6963 | 91 | 77 | [5 empty] | None |  | Federally-Regulated Consumer Product | 11/17/2011 |  | 03/04/2020
Litex Industries | Harbor Breeze | E-BDB52****5BC4N | True |  | 3 | Yes | 1952 | 10 | 195 | 3697 | 31 | 119 | 4956 | 60 | 83 | [5 empty] | Incandescent |  | Federally-Regulated Consumer Product | 02/03/2012 |  | 03/04/2020
Kichler Lighting | Kichler Home Center | 89763 (CP139958) | True |  | 3 | Yes | 1492 | 10 | 149 | 3265 | 34 | 96 | 5443 | 72 | 76 | [5 empty] | Compact Flourescent |  | Federally-Regulated Consumer Product | 11/26/2014 |  | 03/04/2020
Hunter Fan Company | Hunter | 51049 | True |  | 3 | Yes | 968 | 8 | 121 | 1312 | 15 | 87 | 2851 | 59 | 48 | [5 empty] | Incandescent |  | Federally-Regulated Consumer Product | 10/31/2012 |  | 03/04/2020
Visual Comfort & Company | Monte Carlo | 5CNR52***-L | True |  | 3 | Yes | 2823 | 20 | 141 | 4757 | 48 | 99 | 6838 | 87 | 79 | [5 empty] | Incandescent |  | Federally-Regulated Consumer Product | 08/28/2012 |  | 03/04/2020
Hong Kong China Electric Manufacture Co., Ltd. | Honeywell | 10208 | True |  | 3 | Yes | 2315 | 11 | 210 | 3514 | 26 | 135 | 4964 | 56 | 89 | [5 empty] | Incandescent |  | Federally-Regulated Consumer Product | 03/26/2013 |  | 03/04/2020
Litex Industries | Harbor Breeze | E-NO52AB5C4 | True |  | 3 | Yes | 1923 | 14 | 137 | 3498 | 36 | 97 | 5058 | 69 | 73 | [5 empty] | Incandescent |  | Federally-Regulated Consumer Product | 02/03/2012 |  | 03/04/2020
Fanimation | Fanimation | MA7300AB | True |  | 3 | Yes | 1939 | 17 | 114 | 3307 | 38 | 87 | 4087 | 54 | 75 | [5 empty] | None |  | Federally-Regulated Consumer Product | 09/04/2015 |  | 03/04/2020
Fanim Industries | Harbor Breeze | LP8007LABN | True |  | 3 | Yes | 1843 | 10 | 184 | 3819 | 30 | 127 | 6004 | 66 | 90 | [5 empty] | None |  | Federally-Regulated Consumer Product | 09/04/2015 |  | 03/04/2020
Hunter Fan Company | Hunter | 52082 | True |  | 3 | Yes | 1418 | 7 | 203 | 2083 | 16 | 130 | 4085 | 64 | 64 | [5 empty] | Incandescent |  | Federally-Regulated Consumer Product | 05/21/2013 |  | 03/04/2020
Visual Comfort & Company | Monte Carlo | 3VMR38*** | True |  | 3 | Yes | 1281 | 11 | 116 | 2539 | 29 | 88 | 3927 | 63 | 62 | [5 empty] | Compact Flourescent |  | Federally-Regulated Consumer Product | 08/28/2012 |  | 03/04/2020
Halsey Enterprise Co., Ltd. | Fanimation | FP4820PW | True |  | 3 | Yes | 599 | 15 | 40 | 949 | 19 | 50 | 1131 | 29 | 39 | [5 empty] | Other |  | Federally-Regulated Consumer Product | 10/29/2013 |  | 03/04/2020
Hunter Fan Company | Hunter | 21095 | True |  | 3 | Yes | 1627 | 12 | 136 | 3245 | 32 | 101 | 4382 | 56 | 78 | [5 empty] | Incandescent |  | Federally-Regulated Consumer Product | 11/17/2011 |  | 03/04/2020
Fanim Industries | Harbor Breeze | LP8300SLAZ | True |  | 3 | Yes | 3544 | 17 | 208 | 5444 | 38 | 143 | 7108 | 60 | 118 | [5 empty] | None |  | Federally-Regulated Consumer Product | 03/18/2015 |  | 03/04/2020
Halsey Enterprise Co., Ltd. | Lamps Plus | 8151G-28 (57538) | True |  | 3 | Yes | 2947 | 14 | 211 | 4606 | 33 | 140 | 6713 | 73 | 92 | [5 empty] | None |  | Federally-Regulated Consumer Product | 04/29/2013 |  | 03/04/2020
Landmark Enterprise, Inc. | Harbor Breeze | LP8004(FN533)LBN | True |  | 3 | Yes | 2354 | 16 | 147 | 3506 | 30 | 116 | 4995 | 52 | 96 | [5 empty] | Incandescent |  | Federally-Regulated Consumer Product | 03/04/2011 |  | 03/04/2020
Zhongshan Zhifa Electrical Appliances Co., Ltd. | Zhifa & HD Supply | 269429 | True |  | 3 | Yes | 1760 | 11 | 160 | 2205 | 21 | 105 | 3080 | 40 | 77 | [5 empty] | Incandescent |  | Federally-Regulated Consumer Product | 11/22/2011 |  | 03/04/2020
Hunter Fan Company | Casablanca | 97052A | True |  | 6 | Yes | 1310 | 10 | 131 | 6162 | 94 | 66 | 3896 | 44 | 89 | [5 empty] | Incandescent |  | Federally-Regulated Consumer Product | 11/17/2011 |  | 03/04/2020
Fanimation | Fanimation | MAD3250RS | True |  | 6 | Yes | 2477 | 5 | 495 | 4262 | 15 | 284 | 5412 | 30 | 180 | [5 empty] | None |  | Federally-Regulated Consumer Product | 03/18/2015 |  | 03/04/2020
Aeratron Pty Ltd. | Aeratron | AE2-43-LED-L | True |  | V | Yes | 1894 | 3 | 631 | 3449 | 9 | 383 | 5032 | 19 | 265 | [5 empty] | LED |  | Federally-Regulated Consumer Product | 05/21/2015 |  | 03/04/2020
Zhongshan Zhifa Electrical Appliances Co., Ltd. | Zhifa & HD Supply | 269126 | True |  | 3 | Yes | 1920 | 12 | 160 | 2835 | 27 | 105 | 3900 | 50 | 78 | [5 empty] | Incandescent |  | Federally-Regulated Consumer Product | 11/22/2011 |  | 03/04/2020
King of Fans | Home Decorators Collection | 26662 | True |  | 3 | Yes | 2448 | 12 | 204 | 4289 | 30 | 143 | 6057 | 57 | 106 | [5 empty] | Compact Flourescent |  | Federally-Regulated Consumer Product | 09/10/2013 |  | 03/04/2020
Orient Electric | No Brand Home Depot | 42NB0814 | True |  | V | Exception 1 | 1722 | 16 | 108 | 2610 | 26 | 100 | 4548 | 49 | 93 | [5 empty] | None |  | Federally-Regulated Commercial & Industrial Equipment | 04/23/2015 |  | 03/04/2020
King of Fans | Hampton Bay | 266*5 | True |  | 3 | Yes | 1664 | 10 | 166 | 3209 | 27 | 119 | 5543 | 65 | 85 | [5 empty] | Compact Flourescent |  | Federally-Regulated Consumer Product | 07/29/2014 |  | 03/04/2020
Hunter Fan Company | Hunter | 21879 | True |  | 3 | Yes | 1291 | 7 | 184 | 1840 | 15 | 123 | 3350 | 49 | 68 | [5 empty] | Incandescent |  | Federally-Regulated Consumer Product | 11/17/2011 |  | 03/04/2020
Hunter Fan Company | Casablanca | 59090 | True |  | 4 | Yes | 1942 | 11 | 177 | 3640 | 31 | 117 | 6566 | 90 | 73 | [5 empty] | LED |  | Federally-Regulated Consumer Product | 11/06/2013 |  | 03/04/2020
Hunter Fan Company | Hunter | 22720 | True |  | 3 | Yes | 1591 | 8 | 199 | 3168 | 29 | 109 | 5934 | 80 | 74 | [5 empty] | Incandescent |  | Federally-Regulated Consumer Product | 11/17/2011 |  | 03/04/2020
Hunter Fan Company | Casablanca | 4944D | True |  | 3 | Yes | 1892 | 8 | 237 | 6640 | 81 | 82 | 3515 | 28 | 126 | [5 empty] | None |  | Federally-Regulated Consumer Product | 11/17/2011 |  | 03/04/2020
Hunter Fan Company | Casablanca | 59525 | True |  | 4 | Yes | 1068 | 6 | 178 | 2607 | 37 | 70 | 3055 | 64 | 48 | [5 empty] | None |  | Federally-Regulated Consumer Product | 01/09/2014 |  | 03/04/2020
Halsey Enterprise Co., Ltd. | Halsey | 52DPC-L | True |  | 3 | Yes | 1642 | 10 | 164 | 2825 | 24 | 118 | 4700 | 65 | 72 | [5 empty] | Incandescent |  | Federally-Regulated Consumer Product | 01/02/2013 |  | 03/04/2020
Hunter Fan Company | Hunter | 22390 | True |  | 3 | Yes | 1393 | 9 | 155 | 2765 | 25 | 111 | 4905 | 63 | 78 | [5 empty] | Incandescent |  | Federally-Regulated Consumer Product | 11/17/2011 |  | 03/04/2020
Hunter Fan Company | Hunter | 51027 | True |  | 3 | Yes | 1126 | 7 | 161 | 1778 | 15 | 119 | 3532 | 57 | 62 | [5 empty] | Incandescent |  | Federally-Regulated Consumer Product | 10/31/2012 |  | 03/04/2020
Hunter Fan Company | Hunter | 22436 | True |  | 3 | Yes | 1499 | 10 | 150 | 2941 | 27 | 109 | 5091 | 66 | 77 | [5 empty] | Incandescent |  | Federally-Regulated Consumer Product | 11/17/2011 |  | 03/04/2020
Hunter Fan Company | Hunter | 59133 | True |  | 3 | Yes | 7384 | 27 | 273 | 9832 | 51 | 193 | 14258 | 109 | 131 | [5 empty] | None |  | Federally-Regulated Consumer Product | 05/09/2014 |  | 03/04/2020
Hunter Fan Company | Hunter | 59035 | True |  | 3 | Yes | 2112 | 13 | 162 | 3412 | 29 | 118 | 5249 | 68 | 77 | [5 empty] | LED |  | Federally-Regulated Consumer Product | 05/21/2013 |  | 03/04/2020
Litex Industries | Canopy | E-NP52WMB5C4W | True |  | 3 | Yes | 1914 | 9 | 213 | 3614 | 29 | 125 | 5363 | 67 | 80 | [5 empty] | Compact Flourescent |  | Federally-Regulated Consumer Product | 12/29/2010 |  | 03/04/2020
King of Fans | Hampton Bay | 51227 | True |  | 3 | Yes | 2153 | 14 | 154 | 3148 | 30 | 105 | 4467 | 60 | 74 | [5 empty] | Compact Flourescent |  | Federally-Regulated Consumer Product | 12/20/2012 |  | 03/04/2020
King of Fans | Home Decorators Collection | 51472 | True |  | 4 | Yes | 2611 | 11 | 237 | 4742 | 37 | 128 | 6602 | 71 | 93 | [5 empty] | Incandescent |  | Federally-Regulated Consumer Product | 08/05/2013 |  | 03/04/2020
Visual Comfort & Company | Monte Carlo | 5HNR52*** | True |  | 3 | Yes | 1802 | 15 | 120 | 3155 | 30 | 105 | 4807 | 57 | 84 | [5 empty] | None |  | Federally-Regulated Consumer Product | 08/28/2012 |  | 03/04/2020
Aeratron Pty Ltd. | Aeratron | AE2-50-LED-L | True |  | V | Yes | 1349 | 2 | 675 | 3281 | 5 | 656 | 5641 | 15 | 376 | [5 empty] | LED |  | Federally-Regulated Consumer Product | 05/21/2015 |  | 03/04/2020
King of Fans | Hampton Bay | 41350 | True |  | 3 | Yes | 2616 | 9 | 291 | 4008 | 24 | 166 | 5938 | 57 | 104 | [5 empty] | Incandescent |  | Federally-Regulated Consumer Product | 07/12/2013 |  | 03/04/2020
Hunter Fan Company | Hunter | 28803 | True |  | 3 | Yes | 1848 | 11 | 168 | 3612 | 32 | 113 | 5448 | 65 | 84 | [5 empty] | None |  | Federally-Regulated Consumer Product | 06/29/2012 |  | 03/04/2020
Minka Group | Minka Aire | F738-PN | True |  | 3 | Yes | 2066 | 13 | 159 | 3562 | 31 | 115 | 5405 | 64 | 84 | [5 empty] | None |  | Federally-Regulated Consumer Product | 07/02/2014 |  | 03/04/2020
Hunter Fan Company | Hunter | 28665 | True |  | 3 | Yes | 3472 | 25 | 139 | 4893 | 47 | 104 | 6595 | 82 | 80 | [5 empty] | Incandescent |  | Federally-Regulated Consumer Product | 11/17/2011 |  | 03/04/2020
Zhongshan Zhifa Electrical Appliances Co., Ltd. | Zhifa & HD Supply | 269127 | True |  | 3 | Yes | 1920 | 12 | 160 | 2835 | 27 | 105 | 3900 | 50 | 78 | [5 empty] | Incandescent |  | Federally-Regulated Consumer Product | 11/22/2011 |  | 03/04/2020
Litex Industries | Mainstays | E-WR44WSN5C3W | True |  | 3 | Yes | 2065 | 28 | 74 | 3119 | 34 | 92 | 4100 | 49 | 84 | [5 empty] | Incandescent |  | Federally-Regulated Consumer Product | 12/01/2011 |  | 03/04/2020
Hunter Fan Company | Hunter | 26448 | True |  | 3 | Yes | 1497 | 10 | 150 | 2835 | 21 | 135 | 5012 | 60 | 84 | [5 empty] | Incandescent |  | Federally-Regulated Consumer Product | 11/17/2011 |  | 03/04/2020
Litex Industries | Ellington | BFT52***5C | True |  | 3 | Yes | 1540 | 10 | 154 | 3267 | 29 | 113 | 5221 | 66 | 79 | [5 empty] | Incandescent |  | Federally-Regulated Consumer Product | 10/07/2010 |  | 03/04/2020
King of Fans | Hampton Bay | 51350 | True |  | 3 | Yes | 1793 | 12 | 149 | 3048 | 28 | 109 | 5043 | 61 | 83 | [5 empty] | Incandescent |  | Federally-Regulated Consumer Product | 05/23/2013 |  | 03/04/2020
Hunter Fan Company | Casablanca | 77546D | True |  | 3 | Yes | 1949 | 9 | 217 | 6152 | 80 | 77 | 3690 | 30 | 123 | [5 empty] | None |  | Federally-Regulated Consumer Product | 11/17/2011 |  | 03/04/2020
Litex Industries | Ellington | OCN52SBZ5LKT | True |  | 3 | Yes | 1753 | 10 | 175 | 3423 | 29 | 118 | 5735 | 70 | 82 | [5 empty] | Incandescent |  | Federally-Regulated Consumer Product | 10/07/2010 |  | 03/04/2020
Aeratron Pty Ltd. | Aeratron | AE2-60D | True |  | V | Yes | 2854 | 3 | 951 | 5130 | 9 | 570 | 6837 | 19 | 360 | [5 empty] | LED |  | Federally-Regulated Consumer Product | 05/21/2015 |  | 03/04/2020
Hunter Fan Company | Hunter | 52099 | True |  | 3 | Yes | 1620 | 7 | 231 | 2452 | 16 | 153 | 4617 | 65 | 71 | [5 empty] | Incandescent |  | Federally-Regulated Consumer Product | 06/07/2013 |  | 03/04/2020
Litex Industries | Litex | AVA52BNK5CR | True |  | 3 | Yes | 1655 | 13 | 127 | 3543 | 38 | 93 | 4825 | 66 | 73 | [5 empty] | Incandescent |  | Federally-Regulated Consumer Product | 10/07/2010 |  | 03/04/2020
Hunter Fan Company | Hunter | 53207 | True |  | 3 | Yes | 1482 | 10 | 148 | 2288 | 26 | 88 | 3623 | 65 | 56 | [5 empty] | Incandescent |  | Federally-Regulated Consumer Product | 02/15/2013 |  | 03/04/2020
Hunter Fan Company | Hunter | 53019 | True |  | 3 | Yes | 2042 | 10 | 204 | 3306 | 26 | 127 | 5032 | 66 | 76 | [5 empty] | Incandescent |  | Federally-Regulated Consumer Product | 05/21/2013 |  | 03/04/2020
Litex Industries | Harbor Breeze | KA52NI5C | True |  | 3 | Yes | 2229 | 16 | 139 | 4071 | 42 | 97 | 5725 | 74 | 77 | [5 empty] | Incandescent |  | Federally-Regulated Consumer Product | 10/07/2010 |  | 03/04/2020
Hunter Fan Company | Casablanca | C12D89D | True |  | 3 | Yes | 1605 | 10 | 161 | 6297 | 84 | 75 | 3684 | 33 | 112 | [5 empty] | None |  | Federally-Regulated Consumer Product | 11/17/2011 |  | 03/04/2020
Minka Group | Minka Aire | F695-CC | True |  | 3 | Yes | 2126 | 9 | 236 | 3689 | 30 | 123 | 6002 | 71 | 85 | [5 empty] | None |  | Federally-Regulated Consumer Product | 09/24/2012 |  | 03/04/2020
Hunter Fan Company | Hunter | 53169 | True |  | 3 | Yes | 2033 | 10 | 203 | 3322 | 26 | 128 | 5237 | 65 | 81 | [5 empty] | Incandescent |  | Federally-Regulated Consumer Product | 02/15/2013 |  | 03/04/2020
Hunter Fan Company | Hunter | 28462 | True |  | 3 | Yes | 1514 | 10 | 151 | 2932 | 28 | 105 | 5203 | 67 | 78 | [5 empty] | Incandescent |  | Federally-Regulated Consumer Product | 11/17/2011 |  | 03/04/2020
Shell Electric Manufacturing (H.K.) Co., Ltd. | Hampton Bay | MQD42WH-GL | True |  | 3 | Yes | 1170 | 9 | 130 | 1785 | 20 | 89 | 2956 | 47 | 63 | [5 empty] | Incandescent |  | Federally-Regulated Consumer Product | 01/15/2013 |  | 03/04/2020
Hunter Fan Company | Hunter | 59032 | True |  | 3 | Yes | 1948 | 10 | 195 | 3174 | 26 | 122 | 4827 | 63 | 77 | [5 empty] | LED |  | Federally-Regulated Consumer Product | 02/15/2013 |  | 03/04/2020
Litex Industries | Harbor Breeze | E-LUB52HRB5C1 | True |  | 3 | Yes | 2258 | 11 | 205 | 3880 | 30 | 129 | 5321 | 59 | 90 | [5 empty] | Incandescent |  | Federally-Regulated Consumer Product | 02/03/2012 |  | 03/04/2020
Hunter Fan Company | Hunter | 28706 | True |  | 3 | Yes | 1467 | 9 | 163 | 2213 | 19 | 116 | 3511 | 45 | 78 | [5 empty] | Incandescent |  | Federally-Regulated Consumer Product | 11/17/2011 |  | 03/04/2020
Air Comfort, Inc. | Emerson | CF652*** | True |  | 3 | Yes | 1651 | 10 | 165 | 3173 | 27 | 118 | 5334 | 62 | 86 | [5 empty] | None |  | Federally-Regulated Consumer Product | 11/12/2014 |  | 03/04/2020
Fanimation | Fanimation | PL8274DZ | True |  | 3 | Yes | 1623 | 8 | 202 | 3721 | 27 | 137 | 4911 | 56 | 87 | [5 empty] | None |  | Federally-Regulated Consumer Product | 03/18/2015 |  | 03/04/2020
Halsey Enterprise Co., Ltd. | Lamps Plus | 60LP7-D | True |  | 3 | Yes | 3470 | 22 | 158 | 5325 | 49 | 109 | 7519 | 93 | 81 | [5 empty] | None |  | Federally-Regulated Consumer Product | 04/29/2013 |  | 03/04/2020
Halsey Enterprise Co., Ltd. | Kichler Lighting | 310131*** | True |  | 3 | Yes | 2080 | 9 | 231 | 4126 | 30 | 138 | 7032 | 82 | 86 | [5 empty] | Other |  | Federally-Regulated Consumer Product | 08/21/2013 |  | 03/04/2020
Litex Industries | Ellington | WOD52***5P | True |  | 3 | Yes | 1819 | 10 | 182 | 3719 | 30 | 124 | 5284 | 60 | 88 | [5 empty] | None |  | Federally-Regulated Consumer Product | 10/07/2010 |  | 03/04/2020
Fanimation | Fanimation | FP810AM | True |  | 3 | Yes | 2776 | 22 | 126 | 3696 | 35 | 105 | 4514 | 48 | 94 | [5 empty] | Incandescent |  | Federally-Regulated Consumer Product | 03/18/2015 |  | 03/04/2020
American De Rosa Lamparts, LLC DBA Luminance Brands | Concord Fans | 52HEH5EXX | True |  | 3 | Yes | 1876 | 11 | 171 | 2769 | 27 | 103 | 4618 | 63 | 73 | [5 empty] | Incandescent |  | Federally-Regulated Consumer Product | 09/30/2015 |  | 03/04/2020
Hunter Fan Company | Hunter | 52026 | True |  | 3 | Yes | 1279 | 8 | 160 | 2205 | 17 | 130 | 4661 | 65 | 72 | [5 empty] | Incandescent |  | Federally-Regulated Consumer Product | 11/07/2012 |  | 03/04/2020
Hunter Fan Company | Casablanca | 55024 | True |  | 4 | Yes | 1598 | 5 | 320 | 5107 | 45 | 113 | 7264 | 91 | 80 | [5 empty] | None |  | Federally-Regulated Consumer Product | 10/31/2012 |  | 03/04/2020
Hong Kong China Electric Manufacture Co., Ltd. | Harbor Breeze | 638281 | True |  | 3 | Yes | 1567 | 10 | 156 | 3227 | 26 | 124 | 4750 | 55 | 86 | [5 empty] | Incandescent |  | Federally-Regulated Consumer Product | 04/15/2015 |  | 03/04/2020
Hunter Fan Company | Hunter | 28523 | True |  | 3 | Yes | 1687 | 8 | 211 | 3630 | 28 | 130 | 6772 | 84 | 81 | [5 empty] | Incandescent |  | Federally-Regulated Consumer Product | 11/17/2011 |  | 03/04/2020
Torch Lighting Ltd. | World Imports | 27394-WI | True |  | 3 | Exception 3 | 788 | 20 | 39 | 903 | 23 | 39 | 1108 | 29 | 38 | [5 empty] | Compact Flourescent |  | Federally-Regulated Consumer Product | 06/04/2015 |  | 03/04/2020
Hong Kong China Electric Manufacture Co., Ltd. | Harbor Breeze | 451811 | True |  | 3 | Yes | 2375 | 11 | 216 | 3572 | 27 | 132 | 4751 | 56 | 85 | [5 empty] | Incandescent |  | Federally-Regulated Consumer Product | 06/13/2013 |  | 03/04/2020
Hunter Fan Company | Casablanca | 6992D | True |  | 3 | Yes | 1456 | 11 | 132 | 6005 | 108 | 56 | 3023 | 32 | 94 | [5 empty] | None |  | Federally-Regulated Consumer Product | 11/17/2011 |  | 03/04/2020
Fanimation | Fanimation | FPH210RS | True |  | 3 | Yes | 342 | 3 | 114 | 525 | 35 | 15 | 923 | 52 | 17 | [5 empty] | None |  | Federally-Regulated Consumer Product | 03/18/2015 |  | 03/04/2020
Hunter Fan Company | Casablanca | 97052T | True |  | 6 | Yes | 1310 | 10 | 131 | 6162 | 94 | 66 | 3896 | 44 | 89 | [5 empty] | Incandescent |  | Federally-Regulated Consumer Product | 11/17/2011 |  | 03/04/2020
Hunter Fan Company | Hunter | 53111 | True |  | 3 | Yes | 1918 | 10 | 192 | 3129 | 25 | 125 | 4773 | 65 | 73 | [5 empty] | Incandescent |  | Federally-Regulated Consumer Product | 10/21/2013 |  | 03/04/2020
Hunter Fan Company | Hunter | 21435 | True |  | 3 | Yes | 1356 | 8 | 170 | 3351 | 29 | 116 | 5680 | 77 | 74 | [5 empty] | Compact Flourescent |  | Federally-Regulated Consumer Product | 11/17/2011 |  | 03/04/2020
Hunter Fan Company | Casablanca | 55056 | True |  | 4 | Yes | 1494 | 5 | 299 | 4858 | 44 | 110 | 6627 | 86 | 77 | [5 empty] | None |  | Federally-Regulated Consumer Product | 01/09/2014 |  | 03/04/2020
Hunter Fan Company | Hunter | 59539 | True |  | 3 | Yes | 1916 | 10 | 192 | 3122 | 25 | 125 | 4927 | 64 | 77 | [5 empty] | Incandescent |  | Federally-Regulated Consumer Product | 10/21/2013 |  | 03/04/2020
Halsey Enterprise Co., Ltd. | Halsey | 50SYA-3 | True |  | 6 | Yes | 1573 | 2 | 787 | 3001 | 5 | 600 | 5198 | 15 | 347 | [5 empty] | None |  | Federally-Regulated Consumer Product | 11/02/2012 |  | 03/04/2020
Visual Comfort & Company | Monte Carlo | 3VER56*** | True |  | 3 | Yes | 2944 | 18 | 164 | 4131 | 31 | 133 | 5809 | 59 | 98 | [5 empty] | Compact Flourescent |  | Federally-Regulated Consumer Product | 08/28/2012 |  | 03/04/2020
Hunter Fan Company | Hunter | 59050 | True |  | 3 | Yes | 1966 | 13 | 151 | 3654 | 32 | 114 | 5847 | 72 | 81 | [5 empty] | Compact Flourescent |  | Federally-Regulated Consumer Product | 07/18/2013 |  | 03/04/2020
Aeratron Pty Ltd. | Aeratron | AE2-43-LED-D | True |  | V | Yes | 1894 | 3 | 631 | 3449 | 9 | 383 | 5032 | 19 | 265 | [5 empty] | LED |  | Federally-Regulated Consumer Product | 05/21/2015 |  | 03/04/2020
Hunter Fan Company | Hunter Fan Co. | 51069 | True |  | 3 | Yes | 1126 | 7 | 161 | 1778 | 15 | 119 | 3532 | 57 | 62 | [5 empty] | Incandescent |  | Federally-Regulated Consumer Product | 08/17/2015 |  | 03/04/2020
Hunter Fan Company | Casablanca | 59113 | True |  | 4 | Yes | 2005 | 11 | 182 | 4981 | 50 | 100 | 6585 | 87 | 76 | [5 empty] | Incandescent |  | Federally-Regulated Consumer Product | 01/09/2014 |  | 03/04/2020
Artisan Industrial Co., Ltd. China | Harbor Breeze | BAY BRIDGE CPJ1240 | True |  | 3 | Yes | 2311 | 16 | 144 | 3579 | 35 | 101 | 5155 | 69 | 75 | [5 empty] | Incandescent |  | Federally-Regulated Consumer Product | 05/16/2013 |  | 03/04/2020
Hunter Fan Company | Casablanca | C30G546L | True |  | 3 | Yes | 891 | 12 | 74 | 3135 | 72 | 44 | 1942 | 33 | 59 | [5 empty] | Other |  | Federally-Regulated Consumer Product | 11/17/2011 |  | 03/04/2020
Chien Luen Industries (Zhongshan), Ltd. | Harbor Breeze | 464467 | True |  | V | Yes | 1681 | 3 | 560 | 2986 | 8 | 373 | 4458 | 24 | 186 | [5 empty] | Other |  | Federally-Regulated Consumer Product | 06/06/2013 |  | 03/04/2020
Litex Industries | Deluce | DFB52***5 | True |  | 3 | Yes | 1712 | 10 | 171 | 3539 | 31 | 114 | 5691 | 66 | 86 | [5 empty] | None |  | Federally-Regulated Consumer Product | 10/07/2010 |  | 03/04/2020
Air Cool Industrial Co., Ltd. | Hampton Bay | 14413 | True |  | 3 | Yes | 2052 | 15 | 137 | 3160 | 29 | 109 | 4501 | 55 | 82 | [5 empty] | Incandescent |  | Federally-Regulated Consumer Product | 03/31/2014 |  | 03/04/2020
Aeratron Pty Ltd. | Aeratron | AE3-43B | True |  | V | Yes | 2072 | 3 | 691 | 3881 | 9 | 431 | 5070 | 19 | 267 | [5 empty] | LED |  | Federally-Regulated Consumer Product | 05/21/2015 |  | 03/04/2020
Halsey Enterprise Co., Ltd. | Kichler Lighting | 300126PN | True |  | 3 | Yes | 1950 | 15 | 130 | 3635 | 39 | 93 | 6171 | 88 | 70 | [5 empty] | Other |  | Federally-Regulated Consumer Product | 08/13/2013 |  | 03/04/2020
King of Fans | Hampton Bay | 51329 | True |  | 3 | Yes | 2448 | 12 | 202 | 4289 | 30 | 142 | 6057 | 57 | 106 | [5 empty] | Compact Flourescent |  | Federally-Regulated Consumer Product | 09/25/2012 |  | 03/04/2020
Visual Comfort & Company | Monte Carlo | 5PE56*** | True |  | 3 | Yes | 1584 | 10 | 158 | 4074 | 36 | 113 | 6417 | 84 | 76 | [5 empty] | None |  | Federally-Regulated Consumer Product | 04/08/2015 |  | 03/04/2020
American De Rosa Lamparts, LLC DBA Luminance Brands | Concord Fans | 52FQ5XX | True |  | 3 | Yes | 2104 | 22 | 96 | 3857 | 43 | 90 | 5483 | 70 | 78 | [5 empty] | None |  | Federally-Regulated Consumer Product | 09/30/2015 |  | 03/04/2020
Hunter Fan Company | Hunter | 53253 | True |  | 3 | Yes | 1390 | 9 | 154 | 2134 | 24 | 89 | 3763 | 66 | 57 | [5 empty] | Incandescent |  | Federally-Regulated Consumer Product | 05/21/2013 |  | 03/04/2020
Litex Industries | Ellington | UT56TBC3M | True |  | 5 | No | 2569 | 36 | 71 | 3451 | 56 | 62 | 3852 | 73 | 53 | [5 empty] | None |  | Federally-Regulated Consumer Product | 10/07/2010 |  | 03/04/2020
Hunter Fan Company | Hunter | 25601 | True |  | 3 | Yes | 3595 | 19 | 189 | 3989 | 39 | 102 | 6947 | 87 | 80 | [5 empty] | None |  | Federally-Regulated Consumer Product | 11/17/2011 |  | 03/04/2020
Visual Comfort & Company | Monte Carlo | 5CU52** | True |  | 3 | Yes | 2079 | 14 | 149 | 3543 | 37 | 96 | 4892 | 68 | 72 | [5 empty] | None |  | Federally-Regulated Consumer Product | 08/28/2012 |  | 03/04/2020
Litex Industries | Ellington | COR52ABZ5LKRCR* | True |  | 3 | Yes | 1796 | 14 | 128 | 3589 | 35 | 103 | 5859 | 74 | 79 | [5 empty] | None |  | Federally-Regulated Consumer Product | 10/07/2010 |  | 03/04/2020
Hunter Fan Company | Casablanca | 6344Z | True |  | 4 | Yes | 1359 | 42 | 32 | 6250 | 108 | 58 | 3851 | 78 | 49 | [5 empty] | None |  | Federally-Regulated Consumer Product | 11/17/2011 |  | 03/04/2020
Fanim Industries | Harbor Breeze | LP8006LBN | True |  | 3 | Yes | 1808 | 10 | 180 | 4032 | 34 | 118 | 6807 | 69 | 98 | [5 empty] | None |  | Federally-Regulated Consumer Product | 09/04/2015 |  | 03/04/2020
Visual Comfort & Company | Monte Carlo | 5STR52** | True |  | 3 | Yes | 985 | 20 | 49 | 2153 | 55 | 39 | 3378 | 108 | 31 | [5 empty] | None |  | Federally-Regulated Consumer Product | 08/28/2012 |  | 03/04/2020
Hunter Fan Company | Casablanca | 3873T | True |  | 6 | Yes | 1410 | 42 | 34 | 7174 | 119 | 60 | 3942 | 74 | 53 | [5 empty] | None |  | Federally-Regulated Consumer Product | 11/17/2011 |  | 03/04/2020
Litex Industries | Ellington | BLD52***5C3 | True |  | 3 | Yes | 1960 | 13 | 151 | 3660 | 34 | 108 | 5642 | 70 | 81 | [5 empty] | Incandescent |  | Federally-Regulated Consumer Product | 10/07/2010 |  | 03/04/2020
Visual Comfort & Company | Monte Carlo | 3MRR52*** | True |  | 3 | Yes | 1948 | 12 | 162 | 3650 | 31 | 118 | 4978 | 58 | 86 | [5 empty] | Compact Flourescent |  | Federally-Regulated Consumer Product | 08/28/2012 |  | 03/04/2020
Progress Lighting | Progress Lighting | P2531-* | True |  | 3 | Yes | 2414 | 13 | 186 | 3607 | 27 | 134 | 5275 | 57 | 93 | [5 empty] | None |  | Federally-Regulated Consumer Product | 04/13/2012 |  | 03/04/2020
Halsey Enterprise Co., Ltd. | Hampton Bay | 44DPA-L | True |  | 3 | Yes | 1547 | 14 | 111 | 2673 | 27 | 99 | 3997 | 56 | 71 | [5 empty] | Incandescent |  | Federally-Regulated Consumer Product | 01/02/2013 |  | 03/04/2020
Minka Group | Minka Aire | F715-*** | True |  | 3 | Yes | 2675 | 21 | 127 | 4768 | 50 | 95 | 7581 | 104 | 73 | [5 empty] | Incandescent |  | Federally-Regulated Consumer Product | 03/14/2013 |  | 03/04/2020
Litex Industries | Harbor Breeze | AM54AI5LKL | True |  | 3 | Yes | 1669 | 11 | 152 | 3777 | 36 | 105 | 6540 | 70 | 93 | [5 empty] | Incandescent |  | Federally-Regulated Consumer Product | 10/07/2010 |  | 03/04/2020
Fanimation | Fanimation | MAD3260SN | True |  | 6 | Yes | 2477 | 5 | 495 | 4262 | 15 | 284 | 5412 | 30 | 180 | [5 empty] | Other |  | Federally-Regulated Consumer Product | 03/18/2015 |  | 03/04/2020
Minka Group | Minka Aire | F707-*** | True |  | 3 | Yes | 1862 | 13 | 143 | 3667 | 37 | 99 | 6825 | 97 | 70 | [5 empty] | Incandescent |  | Federally-Regulated Consumer Product | 03/14/2013 |  | 03/04/2020
Visual Comfort & Company | Monte Carlo | 8ATR44***-L | True |  | 3 | Yes | 778 | 9 | 86 | 2960 | 29 | 102 | 5449 | 83 | 66 | [5 empty] | Incandescent |  | Federally-Regulated Consumer Product | 08/28/2012 |  | 03/04/2020
Fanim Industries | Harbor Breeze | LP8115LAZ | True |  | 3 | Yes | 1871 | 7 | 267 | 3515 | 22 | 160 | 5731 | 60 | 96 | [5 empty] | Other |  | Federally-Regulated Consumer Product | 03/07/2014 |  | 03/04/2020
King of Fans | Hampton Bay | 266*2 | True |  | 3 | Yes | 2499 | 17 | 147 | 3725 | 35 | 106 | 5699 | 65 | 88 | [5 empty] | Compact Flourescent |  | Federally-Regulated Consumer Product | 07/29/2014 |  | 03/04/2020
Hunter Fan Company | Hunter | 26419 | True |  | 3 | Yes | 1497 | 10 | 150 | 2835 | 21 | 135 | 5012 | 60 | 84 | [5 empty] | None |  | Federally-Regulated Consumer Product | 11/17/2011 |  | 03/04/2020
Hunter Fan Company | Hunter | 51058 | True |  | 3 | Yes | 1718 | 8 | 215 | 2331 | 15 | 155 | 4182 | 52 | 80 | [5 empty] | Incandescent |  | Federally-Regulated Consumer Product | 05/16/2013 |  | 03/04/2020
Hunter Fan Company | Casablanca | 84G11D | True |  | 3 | Yes | 1363 | 10 | 136 | 5100 | 80 | 64 | 3090 | 27 | 114 | [5 empty] | Incandescent |  | Federally-Regulated Consumer Product | 11/17/2011 |  | 03/04/2020
Hunter Fan Company | Hunter | 20720 | True |  | 3 | Yes | 1577 | 9 | 175 | 2891 | 25 | 116 | 4982 | 71 | 70 | [5 empty] | Incandescent |  | Federally-Regulated Consumer Product | 11/17/2011 |  | 03/04/2020
Air Comfort, Inc. | Emerson | CF705*** | True |  | 3 | Yes | 1738 | 10 | 174 | 3357 | 28 | 120 | 5399 | 66 | 82 | [5 empty] | None |  | Federally-Regulated Consumer Product | 11/12/2014 |  | 03/04/2020
Fanimation | Fanimation | FP8003PN | True |  | 3 | Yes | 1587 | 11 | 144 | 2775 | 25 | 111 | 4774 | 60 | 80 | [5 empty] | Other |  | Federally-Regulated Consumer Product | 03/07/2014 |  | 03/04/2020
Hunter Fan Company | Casablanca | 59064 | True |  | 4 | Yes | 3400 | 29 | 117 | 4425 | 44 | 101 | 6234 | 81 | 77 | [5 empty] | Other |  | Federally-Regulated Consumer Product | 05/16/2013 |  | 03/04/2020
Hunter Fan Company | Hunter | 28690 | True |  | 3 | Yes | 1295 | 8 | 162 | 2058 | 16 | 129 | 4139 | 55 | 75 | [5 empty] | Compact Flourescent |  | Federally-Regulated Consumer Product | 11/17/2011 |  | 03/04/2020
Hunter Fan Company | Hunter | 59072 | True |  | 3 | Yes | 1943 | 12 | 162 | 3560 | 31 | 115 | 5892 | 77 | 77 | [5 empty] | Compact Flourescent |  | Federally-Regulated Consumer Product | 05/21/2013 |  | 03/04/2020
Hunter Fan Company | Hunter | 23762 | True |  | 3 | Yes | 1403 | 9 | 156 | 2817 | 26 | 108 | 4696 | 62 | 76 | [5 empty] | Incandescent |  | Federally-Regulated Consumer Product | 11/17/2011 |  | 03/04/2020
Hunter Fan Company | Hunter | 28496 | True |  | 3 | Yes | 2673 | 20 | 134 | 4286 | 36 | 119 | 7037 | 70 | 101 | [5 empty] | None |  | Federally-Regulated Consumer Product | 11/17/2011 |  | 03/04/2020
Minka Group | Minka Aire | F696-KA | True |  | 3 | Yes | 2491 | 11 | 226 | 4698 | 35 | 134 | 7557 | 85 | 89 | [5 empty] | None |  | Federally-Regulated Consumer Product | 09/24/2012 |  | 03/04/2020
Hunter Fan Company | Hunter | 21711 | True |  | 3 | Yes | 1415 | 9 | 157 | 3296 | 30 | 110 | 6356 | 85 | 75 | [5 empty] | Incandescent |  | Federally-Regulated Consumer Product | 11/17/2011 |  | 03/04/2020
Fanimation | Fanimation | BP220SN1 | True |  | 3 | Yes | 1744 | 10 | 174 | 3701 | 29 | 127 | 5897 | 64 | 92 | [5 empty] | Incandescent |  | Federally-Regulated Consumer Product | 03/18/2015 |  | 03/04/2020
Zhongshan Weihe Electrical Appliances Co., Ltd. | Comfortair | U36MP4WH3 | True |  | 3 | Yes | 899 | 31 | 29 | 1769 | 34 | 52 | 2988 | 44 | 67 | [5 empty] | Incandescent |  | Federally-Regulated Consumer Product | 10/30/2012 |  | 03/04/2020
Fanimation | Fanimation | FPS7955MW | True |  | 3 | Yes | 2063 | 9 | 229 | 3844 | 32 | 120 | 5509 | 48 | 114 | [5 empty] | Incandescent |  | Federally-Regulated Consumer Product | 09/24/2015 |  | 03/04/2020
Air Cool Industrial Co., Ltd. | Seasons | 269226 | True |  | 3 | Yes | 2007 | 11 | 182 | 3424 | 29 | 118 | 4748 | 58 | 82 | [5 empty] | Incandescent |  | Federally-Regulated Consumer Product | 11/22/2013 |  | 03/04/2020
Minka Group | Minka Aire | F565-***** | True |  | 3 | Yes | 1547 | 10 | 155 | 3178 | 30 | 106 | 5092 | 66 | 77 | [5 empty] | None |  | Federally-Regulated Consumer Product | 12/27/2012 |  | 03/04/2020
Hong Kong China Electric Manufacture Co., Ltd. | Harbor Breeze | 451798 | True |  | 3 | Yes | 2223 | 11 | 202 | 3669 | 28 | 131 | 5332 | 63 | 85 | [5 empty] | None |  | Federally-Regulated Consumer Product | 06/13/2013 |  | 03/04/2020
Hunter Fan Company | Hunter | 54018 | True |  | 3 | Yes | 2552 | 12 | 213 | 4289 | 30 | 143 | 6855 | 78 | 88 | [5 empty] | None |  | Federally-Regulated Consumer Product | 05/21/2013 |  | 03/04/2020
Fanimation | Fanimation | FP8026OB | True |  | 3 | Yes | 1306 | 47 | 27 | 1914 | 25 | 76 | 3151 | 14 | 225 | [5 empty] | None |  | Federally-Regulated Consumer Product | 03/18/2015 |  | 03/04/2020
Hunter Fan Company | Casablanca | P2G61H | True |  | 3 | Yes | 1686 | 10 | 169 | 5909 | 69 | 86 | 3838 | 31 | 124 | [5 empty] | Incandescent |  | Federally-Regulated Consumer Product | 11/17/2011 |  | 03/04/2020
Hong Kong China Electric Manufacture Co., Ltd. | Harbor Breeze | 294981 | True |  | 3 | Yes | 2454 | 11 | 223 | 3866 | 29 | 133 | 5502 | 61 | 90 | [5 empty] | None |  | Federally-Regulated Consumer Product | 06/13/2013 |  | 03/04/2020
Litex Industries | Ellington | PD52***5C4 | True |  | 3 | Yes | 1391 | 25 | 56 | 2546 | 38 | 67 | 4142 | 60 | 69 | [5 empty] | Incandescent |  | Federally-Regulated Consumer Product | 10/07/2010 |  | 03/04/2020
Litex Industries | Bala | QLT52***5LK | True |  | 3 | Yes | 1520 | 10 | 152 | 3251 | 32 | 102 | 4945 | 67 | 74 | [5 empty] | Incandescent |  | Federally-Regulated Consumer Product | 10/07/2010 |  | 03/04/2020
Landmark Enterprise, Inc. | Harbor Breeze | LP8079*** | True |  | 3 | Yes | 2197 | 12 | 183 | 4109 | 35 | 117 | 5500 | 59 | 93 | [5 empty] | None |  | Federally-Regulated Consumer Product | 03/03/2013 |  | 03/04/2020
Aeratron Pty Ltd. | Aeratron | AE3-43W | True |  | V | Yes | 2072 | 3 | 691 | 3881 | 9 | 431 | 5070 | 19 | 267 | [5 empty] | LED |  | Federally-Regulated Consumer Product | 05/21/2015 |  | 03/04/2020
Hunter Fan Company | Casablanca | 74U45D | True |  | 3 | Yes | 353 | 9 | 39 | 4134 | 60 | 69 | 1499 | 26 | 58 | [5 empty] | None |  | Federally-Regulated Consumer Product | 11/17/2011 |  | 03/04/2020
Hunter Fan Company | Hunter | 28692 | True |  | 3 | Yes | 1873 | 11 | 170 | 3412 | 29 | 118 | 5489 | 65 | 84 | [5 empty] | None |  | Federally-Regulated Consumer Product | 11/17/2011 |  | 03/04/2020
Hunter Fan Company | Hunter | 25517 | True |  | 3 | Yes | 1523 | 9 | 169 | 2906 | 25 | 116 | 5186 | 66 | 79 | [5 empty] | None |  | Federally-Regulated Consumer Product | 11/17/2011 |  | 03/04/2020
Aeratron Pty Ltd. | Aeratron | AE2-60-LED-B | True |  | V | Yes | 2854 | 3 | 951 | 5130 | 9 | 570 | 6837 | 19 | 360 | [5 empty] | LED |  | Federally-Regulated Consumer Product | 05/21/2015 |  | 03/04/2020
Artisan Industrial Co., Ltd. China | Harbor Breeze | OCRACOKE L1305 | True |  | 3 | Yes | 1365 | 8 | 171 | 3171 | 31 | 102 | 5217 | 67 | 78 | [5 empty] | None |  | Federally-Regulated Consumer Product | 05/22/2013 |  | 03/04/2020
Zhongshan Zhifa Electrical Appliances Co., Ltd. | Zhifa & HD Supply | 269433 | True |  | 3 | Yes | 1760 | 11 | 160 | 2205 | 21 | 105 | 3080 | 40 | 77 | [5 empty] | Incandescent |  | Federally-Regulated Consumer Product | 11/22/2011 |  | 03/04/2020
Hunter Fan Company | Hunter | 59134 | True |  | 3 | Yes | 5014 | 30 | 167 | 6710 | 55 | 122 | 8926 | 97 | 92 | [5 empty] | None |  | Federally-Regulated Consumer Product | 11/13/2014 |  | 03/04/2020
Zhongshan Zhifa Electrical Appliances Co., Ltd. | Zhifa & HD Supply | 261329 | True |  | 3 | Yes | 1920 | 12 | 160 | 2835 | 27 | 105 | 3900 | 50 | 78 | [5 empty] | Incandescent |  | Federally-Regulated Consumer Product | 11/22/2011 |  | 03/04/2020
Halsey Enterprise Co., Ltd. | Lamps Plus | 52LE/FC | True |  | 3 | Yes | 3542 | 18 | 197 | 5399 | 46 | 117 | 8229 | 101 | 81 | [5 empty] | None |  | Federally-Regulated Consumer Product | 04/29/2013 |  | 03/04/2020
Hunter Fan Company | Hunter | 53260 | True |  | 3 | Yes | 2096 | 10 | 210 | 3256 | 25 | 130 | 4859 | 63 | 77 | [5 empty] | Incandescent |  | Federally-Regulated Consumer Product | 02/07/2014 |  | 03/04/2020
Litex Industries | Ellington | DL60DMI5LKRCRD | True |  | 3 | Yes | 2178 | 16 | 136 | 4741 | 44 | 108 | 7352 | 88 | 84 | [5 empty] | Incandescent |  | Federally-Regulated Consumer Product | 10/07/2010 |  | 03/04/2020
Hunter Fan Company | Hunter | 28678 | True |  | 3 | Yes | 2095 | 10 | 210 | 3868 | 33 | 117 | 5456 | 71 | 77 | [5 empty] | Incandescent |  | Federally-Regulated Consumer Product | 11/17/2011 |  | 03/04/2020
Hunter Fan Company | Casablanca | C31U546B | True |  | 6 | Yes | 2696 | 6 | 449 | 7087 | 31 | 229 | 4787 | 12 | 399 | [5 empty] | None |  | Federally-Regulated Consumer Product | 11/17/2011 |  | 03/04/2020
Air Cool Industrial Co., Ltd. | Seasons | 269338 | True |  | 3 | Yes | 2074 | 22 | 94 | 3356 | 38 | 88 | 4518 | 56 | 81 | [5 empty] | None |  | Federally-Regulated Consumer Product | 04/27/2012 |  | 03/04/2020
Visual Comfort & Company | Monte Carlo | 5GMR52***-L | True |  | 3 | Yes | 2050 | 16 | 128 | 3449 | 33 | 105 | 5518 | 69 | 80 | [5 empty] | Incandescent |  | Federally-Regulated Consumer Product | 08/28/2012 |  | 03/04/2020
Hunter Fan Company | Hunter | 25518 | True |  | 3 | Yes | 1523 | 9 | 169 | 2906 | 25 | 116 | 5186 | 66 | 79 | [5 empty] | None |  | Federally-Regulated Consumer Product | 11/17/2011 |  | 03/04/2020
Hunter Fan Company | Hunter | 53050 | True |  | 3 | Yes | 1927 | 10 | 193 | 3240 | 25 | 130 | 5289 | 65 | 81 | [5 empty] | Incandescent |  | Federally-Regulated Consumer Product | 05/16/2013 |  | 03/04/2020
Halsey Enterprise Co., Ltd. | Hampton Bay | 36LGM-L | True |  | 3 | Yes | 1553 | 12 | 129 | 2427 | 26 | 93 | 3850 | 56 | 69 | [5 empty] | Incandescent |  | Federally-Regulated Consumer Product | 01/02/2013 |  | 03/04/2020
Progress Lighting | Progress Lighting | P2503-* | True |  | 3 | Yes | 2008 | 10 | 201 | 3847 | 30 | 128 | 5989 | 71 | 84 | [5 empty] | None |  | Federally-Regulated Consumer Product | 08/30/2013 |  | 03/04/2020
Torch Lighting Ltd. | World Imports | 27383-WI | True |  | 3 | Exception 3 | 1241 | 26 | 48 | 1420 | 30 | 47 | 1748 | 38 | 46 | [5 empty] | LED |  | Federally-Regulated Consumer Product | 06/04/2015 |  | 03/04/2020
Visual Comfort & Company | Monte Carlo | 5DCR60** | True |  | 7 | Yes | 2351 | 3 | 784 | 4226 | 6 | 704 | 6772 | 22 | 308 | [5 empty] | None |  | Federally-Regulated Consumer Product | 08/28/2012 |  | 03/04/2020
Aeratron Pty Ltd. | Aeratron | AE3-50-LED-* | True |  | V | Yes | 1573 | 2 | 787 | 3001 | 5 | 600 | 5198 | 15 | 347 | [5 empty] | LED |  | Federally-Regulated Consumer Product | 05/21/2015 |  | 03/04/2020
Air Cool Industrial Co., Ltd. | HD Supply Repair & Remodel | 925503 | True |  | 3 | Yes | 1044 | 18 | 58 | 2347 | 33 | 71 | 3174 | 47 | 67 | [5 empty] | Incandescent |  | Federally-Regulated Consumer Product | 07/19/2011 |  | 03/04/2020
Hunter Fan Company | Hunter | 28670 | True |  | 3 | Yes | 2879 | 22 | 131 | 3722 | 38 | 98 | 5118 | 69 | 74 | [5 empty] | Incandescent |  | Federally-Regulated Consumer Product | 11/17/2011 |  | 03/04/2020
American De Rosa Lamparts, LLC DBA Luminance Brands | Concord Fans | 52SKY3EXX | True |  | 3 | Yes | 1724 | 11 | 157 | 2896 | 25 | 116 | 4950 | 56 | 88 | [5 empty] | Incandescent |  | Federally-Regulated Consumer Product | 09/30/2015 |  | 03/04/2020
Minka Group | Minka Aire | 24026-***** | True |  | 6 | Yes | 1835 | 4 | 459 | 3965 | 12 | 330 | 5559 | 30 | 185 | [5 empty] | None |  | Federally-Regulated Consumer Product | 12/27/2012 |  | 03/04/2020
Fanim Industries | Allen + Roth | LP8143LAZ | True |  | 3 | Yes | 2303 | 10 | 230 | 3609 | 28 | 128 | 5713 | 66 | 86 | [5 empty] | Incandescent |  | Federally-Regulated Consumer Product | 03/18/2015 |  | 03/04/2020
Litex Industries | Ellington | ELS60ABZ5 | True |  | 3 | Yes | 1142 | 11 | 104 | 3620 | 57 | 64 | 4273 | 74 | 58 | [5 empty] | None |  | Federally-Regulated Consumer Product | 10/07/2010 |  | 03/04/2020
Sienhua Electric Fan Co., Ltd. Guandong | Hampton Bay | UB42SWH-SH | True |  | 3 | Yes | 1302 | 25 | 52 | 2202 | 30 | 73 | 2968 | 43 | 69 | [5 empty] | Compact Flourescent |  | Federally-Regulated Consumer Product | 08/20/2013 |  | 03/04/2020
Litex Industries | Ellington | GD52***5C | True |  | 3 | Yes | 2009 | 15 | 134 | 3295 | 33 | 100 | 5033 | 63 | 80 | [5 empty] | Incandescent |  | Federally-Regulated Consumer Product | 10/07/2010 |  | 03/04/2020
Pan Air Electric Co., Ltd. | Vento | Fiore G-00029 | True |  | 3 | Yes | 1397 | 14 | 100 | 2650 | 35 | 75 | 4661 | 82 | 57 | [5 empty] | Compact Flourescent |  | Federally-Regulated Consumer Product | 12/28/2012 |  | 03/04/2020
Hunter Fan Company | Hunter | 23254 | True |  | 3 | Yes | 1620 | 8 | 203 | 3701 | 31 | 119 | 6963 | 91 | 77 | [5 empty] | None |  | Federally-Regulated Consumer Product | 11/17/2011 |  | 03/04/2020
Hunter Fan Company | Hunter | 21955 | True |  | 3 | Yes | 1848 | 11 | 168 | 3632 | 29 | 125 | 5716 | 63 | 91 | [5 empty] | None |  | Federally-Regulated Consumer Product | 11/17/2011 |  | 03/04/2020
Hunter Fan Company | Casablanca | 46U45M | True |  | 3 | Yes | 1622 | 9 | 180 | 6691 | 89 | 75 | 3760 | 29 | 130 | [5 empty] | None |  | Federally-Regulated Consumer Product | 11/17/2011 |  | 03/04/2020
Hong Kong China Electric Manufacture Co., Ltd. | Harbor Breeze | 451809 | True |  | 3 | Yes | 2523 | 11 | 229 | 4081 | 30 | 136 | 5647 | 62 | 91 | [5 empty] | None |  | Federally-Regulated Consumer Product | 06/13/2013 |  | 03/04/2020
Minka Group | Minka Aire | F599-*** | True |  | 3 | Yes | 1770 | 14 | 126 | 3577 | 38 | 94 | 6349 | 94 | 68 | [5 empty] | Incandescent |  | Federally-Regulated Consumer Product | 03/14/2013 |  | 03/04/2020
King of Fans | Home Decorators Collection | 26663 | True |  | 3 | Yes | 2448 | 12 | 204 | 4289 | 30 | 143 | 6057 | 57 | 106 | [5 empty] | Compact Flourescent |  | Federally-Regulated Consumer Product | 09/10/2013 |  | 03/04/2020
Halsey Enterprise Co., Ltd. | Lamps Plus | WDSRP-99 (34053) | True |  | 3 | Yes | 2318 | 10 | 232 | 4028 | 27 | 149 | 6106 | 67 | 91 | [5 empty] | None |  | Federally-Regulated Consumer Product | 04/29/2013 |  | 03/04/2020
Hunter Fan Company | Casablanca | 83U46D | True |  | 3 | Yes | 1919 | 11 | 174 | 5439 | 80 | 68 | 3542 | 29 | 122 | [5 empty] | None |  | Federally-Regulated Consumer Product | 11/17/2011 |  | 03/04/2020
Zhongshan Zhifa Electrical Appliances Co., Ltd. | Zhifa & HD Supply | 269431 | True |  | 3 | Yes | 1760 | 11 | 160 | 2205 | 21 | 105 | 3080 | 40 | 77 | [5 empty] | Incandescent |  | Federally-Regulated Consumer Product | 11/22/2011 |  | 03/04/2020
Minka Group | Minka Aire | F842-***** | True |  | 3 | Yes | 2303 | 22 | 105 | 3555 | 41 | 87 | 4641 | 58 | 80 | [5 empty] | Incandescent |  | Federally-Regulated Consumer Product | 12/27/2012 |  | 03/04/2020
American De Rosa Lamparts, LLC DBA Luminance Brands | Concord Fans | 52PD5XX | True |  | 3 | Yes | 1799 | 15 | 120 | 3956 | 38 | 104 | 5482 | 61 | 90 | [5 empty] | None |  | Federally-Regulated Consumer Product | 09/30/2015 |  | 03/04/2020
Hunter Fan Company | Casablanca | 59523 | True |  | 4 | Yes | 1068 | 6 | 178 | 2607 | 37 | 70 | 3055 | 64 | 48 | [5 empty] | None |  | Federally-Regulated Consumer Product | 01/09/2014 |  | 03/04/2020
Hunter Fan Company | Casablanca | 95546Z | True |  | 6 | Yes | 747 | 41 | 18 | 6591 | 116 | 57 | 3360 | 76 | 44 | [5 empty] | None |  | Federally-Regulated Consumer Product | 11/17/2011 |  | 03/04/2020
Hunter Fan Company | Hunter | 20181 | True |  | 3 | Yes | 1403 | 9 | 156 | 2817 | 26 | 108 | 4696 | 62 | 76 | [5 empty] | Incandescent |  | Federally-Regulated Consumer Product | 11/17/2011 |  | 03/04/2020
Hunter Fan Company | Hunter | 21191 | True |  | 3 | Yes | 859 | 10 | 86 | 2462 | 28 | 88 | 4516 | 67 | 67 | [5 empty] | None |  | Federally-Regulated Consumer Product | 11/17/2011 |  | 03/04/2020
Hunter Fan Company | Hunter | 53257 | True |  | 3 | Yes | 2013 | 10 | 201 | 3278 | 26 | 126 | 5030 | 66 | 76 | [5 empty] | Compact Flourescent |  | Federally-Regulated Consumer Product | 11/08/2013 |  | 03/04/2020
Fanim Industries | Allen + Roth | LP7942LBZ | True |  | 3 | Yes | 1224 | 7 | 174 | 4218 | 36 | 117 | 6471 | 73 | 88 | [5 empty] | Incandescent |  | Federally-Regulated Consumer Product | 03/18/2015 |  | 03/04/2020
Fanim Industries | Allen + Roth | LP7942LBN | True |  | 5 | Yes | 1224 | 7 | 175 | 4218 | 36 | 117 | 6471 | 73 | 89 | [5 empty] | Incandescent |  | Federally-Regulated Consumer Product | 10/24/2014 |  | 03/04/2020
Air Comfort, Inc. | Emerson | CF773*** | True |  | 3 | Yes | 1487 | 13 | 114 | 2544 | 27 | 94 | 3556 | 47 | 76 | [5 empty] | None |  | Federally-Regulated Consumer Product | 11/12/2014 |  | 03/04/2020
Hunter Fan Company | Hunter | 23258 | True |  | 3 | Yes | 1620 | 8 | 203 | 3701 | 31 | 119 | 6963 | 91 | 77 | [5 empty] | None |  | Federally-Regulated Consumer Product | 11/17/2011 |  | 03/04/2020
Litex Industries | Litex | E-MPS52EB5C1 | True |  | 3 | Yes | 1651 | 11 | 150 | 3112 | 32 | 97 | 4008 | 55 | 73 | [5 empty] | Incandescent |  | Federally-Regulated Consumer Product | 04/09/2015 |  | 03/04/2020
Hunter Fan Company | Hunter | 21425 | True |  | 3 | Yes | 2037 | 17 | 120 | 3094 | 30 | 103 | 4186 | 49 | 85 | [5 empty] | Compact Flourescent |  | Federally-Regulated Consumer Product | 11/17/2011 |  | 03/04/2020
Hunter Fan Company | Casablanca | P2G63H | True |  | 3 | Yes | 1686 | 10 | 169 | 5909 | 69 | 86 | 3838 | 31 | 124 | [5 empty] | Incandescent |  | Federally-Regulated Consumer Product | 11/17/2011 |  | 03/04/2020
Litex Industries | Mainstays | E-DCF52***5C4W | True |  | 3 | Yes | 2042 | 25 | 82 | 3160 | 30 | 105 | 4532 | 58 | 78 | [5 empty] | Incandescent |  | Federally-Regulated Consumer Product | 12/29/2010 |  | 03/04/2020
King of Fans | Home Decorators Collection | 52-ESW | True |  | 3 | Yes | 2502 | 15 | 167 | 3716 | 32 | 116 | 5507 | 68 | 81 | [5 empty] | LED |  | Federally-Regulated Consumer Product | 08/10/2015 |  | 03/04/2020
Hunter Fan Company | Hunter | 53102 | True |  | 3 | Yes | 2006 | 10 | 201 | 3204 | 26 | 123 | 5014 | 64 | 78 | [5 empty] | None |  | Federally-Regulated Consumer Product | 02/15/2013 |  | 03/04/2020
Minka Group | Minka Aire | F844-***** | True |  | 3 | Yes | 1752 | 11 | 159 | 3393 | 32 | 106 | 5024 | 65 | 77 | [5 empty] | LED |  | Federally-Regulated Consumer Product | 01/27/2014 |  | 03/04/2020
Air Comfort, Inc. | Emerson | CF550***** | True |  | 3 | Yes | 1897 | 3 | 632 | 5055 | 12 | 421 | 7095 | 31 | 229 | [5 empty] | Incandescent |  | Federally-Regulated Consumer Product | 02/02/2015 |  | 03/04/2020
King of Fans | Hampton Bay | 52371 | True |  | 3 | Yes | 1745 | 11 | 159 | 3003 | 27 | 111 | 4961 | 60 | 83 | [5 empty] | Incandescent |  | Federally-Regulated Consumer Product | 10/31/2012 |  | 03/04/2020
Air Cool Industrial Co., Ltd. | Hampton Bay | AC-MGB2(AL14-NI) | True |  | 3 | Exception 3 | 736 | 13 | 57 | 1025 | 18 | 57 | 1458 | 42 | 35 | [5 empty] | None |  | Federally-Regulated Consumer Product | 08/16/2015 |  | 03/04/2020
Hunter Fan Company | Hunter | 23722 | True |  | 3 | Yes | 1514 | 10 | 151 | 2932 | 28 | 105 | 5203 | 67 | 78 | [5 empty] | Incandescent |  | Federally-Regulated Consumer Product | 11/17/2011 |  | 03/04/2020
Minka Group | Minka Aire | F524-***** | True |  | 4 | Yes | 2060 | 8 | 258 | 4473 | 30 | 149 | 5816 | 51 | 114 | [5 empty] | None |  | Federally-Regulated Consumer Product | 02/24/2014 |  | 03/04/2020
Hunter Fan Company | Hunter | 21375 | True |  | 3 | Yes | 1608 | 8 | 201 | 2244 | 17 | 132 | 4026 | 54 | 75 | [5 empty] | Compact Flourescent |  | Federally-Regulated Consumer Product | 11/17/2011 |  | 03/04/2020
Hunter Fan Company | Hunter | 59033 | True |  | 3 | Yes | 2092 | 13 | 161 | 3294 | 28 | 118 | 4632 | 60 | 77 | [5 empty] | Incandescent |  | Federally-Regulated Consumer Product | 02/15/2013 |  | 03/04/2020
Hunter Fan Company | Hunter | 20431 | True |  | 3 | Yes | 1200 | 8 | 150 | 2600 | 23 | 113 | 4600 | 62 | 74 | [5 empty] | Incandescent |  | Federally-Regulated Consumer Product | 11/17/2011 |  | 03/04/2020
Hunter Fan Company | Hunter | 21361 | True |  | 3 | Yes | 1608 | 8 | 201 | 2244 | 17 | 132 | 4026 | 54 | 75 | [5 empty] | Compact Flourescent |  | Federally-Regulated Consumer Product | 11/17/2011 |  | 03/04/2020
Litex Industries | Litex | E-MPS52BNK5C3 | True |  | 3 | Yes | 1585 | 20 | 79 | 3078 | 37 | 83 | 4776 | 61 | 78 | [5 empty] | Incandescent |  | Federally-Regulated Consumer Product | 04/09/2015 |  | 03/04/2020
Hunter Fan Company | Hunter | 52004 | True |  | 3 | Yes | 1605 | 7 | 229 | 2429 | 15 | 162 | 4304 | 63 | 68 | [5 empty] | Incandescent |  | Federally-Regulated Consumer Product | 03/04/2015 |  | 03/04/2020
Hunter Fan Company | Hunter | 25122 | True |  | 3 | Yes | 511 | 8 | 64 | 751 | 17 | 44 | 2049 | 55 | 37 | [5 empty] | LED |  | Federally-Regulated Consumer Product | 06/29/2012 |  | 03/04/2020
Halsey Enterprise Co., Ltd. | Kichler Lighting | 300126*** | True |  | 3 | Yes | 1950 | 15 | 130 | 3635 | 39 | 93 | 6171 | 88 | 70 | [5 empty] | Other |  | Federally-Regulated Consumer Product | 08/13/2013 |  | 03/04/2020
Hunter Fan Company | Hunter | 23256 | True |  | 3 | Yes | 1620 | 8 | 203 | 3701 | 31 | 119 | 6963 | 91 | 77 | [5 empty] | None |  | Federally-Regulated Consumer Product | 11/17/2011 |  | 03/04/2020
Halsey Enterprise Co., Ltd. | Kichler Lighting | 300113TZ | True |  | 3 | Yes | 2133 | 13 | 164 | 4197 | 39 | 108 | 6459 | 85 | 76 | [5 empty] | Other |  | Federally-Regulated Consumer Product | 08/13/2013 |  | 03/04/2020
Hunter Fan Company | Hunter | 21433 | True |  | 3 | Yes | 1356 | 8 | 170 | 3351 | 29 | 116 | 5680 | 77 | 74 | [5 empty] | Compact Flourescent |  | Federally-Regulated Consumer Product | 11/17/2011 |  | 03/04/2020
Hunter Fan Company | Hunter | 21728 | True |  | 3 | Yes | 1038 | 8 | 130 | 1914 | 16 | 120 | 3478 | 50 | 70 | [5 empty] | Incandescent |  | Federally-Regulated Consumer Product | 11/17/2011 |  | 03/04/2020
King of Fans | Hydro Delta Corp. | 51566 | True |  | 3 | Yes | 2438 | 13 | 188 | 3556 | 30 | 119 | 5201 | 63 | 83 | [5 empty] | Compact Flourescent |  | Federally-Regulated Consumer Product | 01/20/2015 |  | 03/04/2020
Hunter Fan Company | Casablanca | 59107 | True |  | 6 | Yes | 2013 | 3 | 671 | 4504 | 12 | 375 | 6142 | 32 | 192 | [5 empty] | Incandescent |  | Federally-Regulated Consumer Product | 10/21/2013 |  | 03/04/2020
Litex Industries | Ellington | MON56GB5CWR | True |  | 3 | Yes | 2331 | 16 | 146 | 4231 | 41 | 103 | 6189 | 74 | 84 | [5 empty] | Incandescent |  | Federally-Regulated Consumer Product | 10/07/2010 |  | 03/04/2020
Landmark Enterprise, Inc. | Harbor Breeze | LP8078*** | True |  | 3 | Yes | 2092 | 12 | 174 | 3609 | 32 | 113 | 5043 | 63 | 80 | [5 empty] | Incandescent |  | Federally-Regulated Consumer Product | 03/03/2013 |  | 03/04/2020
Artisan Industrial Co., Ltd. China | Harbor Breeze | ANGORA HARBOR L1303 | True |  | 3 | Yes | 1920 | 15 | 128 | 3430 | 35 | 97 | 4895 | 66 | 74 | [5 empty] | Incandescent |  | Federally-Regulated Consumer Product | 05/16/2013 |  | 03/04/2020
Minka Group | Minka Aire | F737-(X) | True |  | 3 | Yes | 2928 | 4 | 732 | 5910 | 9 | 657 | 8421 | 28 | 301 | [5 empty] | Other |  | Federally-Regulated Consumer Product | 07/02/2014 |  | 03/04/2020
Fanimation | Fanimation | FP8016OB | True |  | 3 | Yes | 1863 | 10 | 186 | 3815 | 34 | 112 | 5715 | 70 | 81 | [5 empty] | Other |  | Federally-Regulated Consumer Product | 03/18/2015 |  | 03/04/2020
King of Fans | Hampton Bay | 51255 | True |  | 3 | Yes | 1825 | 11 | 166 | 3089 | 24 | 129 | 5693 | 60 | 95 | [5 empty] | Compact Flourescent |  | Federally-Regulated Consumer Product | 10/31/2012 |  | 03/04/2020
Summer Wind International, Ltd. | Hampton Bay | CF546KR | True |  | 3 | Yes | 1841 | 16 | 115 | 2777 | 30 | 93 | 3869 | 54 | 72 | [5 empty] | Other |  | Federally-Regulated Consumer Product | 11/02/2012 |  | 03/04/2020
King of Fans | Hampton Bay | 26699 | True |  | 3 | Yes | 1510 | 13 | 116 | 2488 | 30 | 83 | 3902 | 66 | 59 | [5 empty] | None |  | Federally-Regulated Consumer Product | 12/20/2012 |  | 03/04/2020
Hunter Fan Company | Casablanca | 7926D | True |  | 3 | Yes | 2052 | 9 | 228 | 7078 | 81 | 87 | 3698 | 30 | 123 | [5 empty] | None |  | Federally-Regulated Consumer Product | 11/17/2011 |  | 03/04/2020
Halsey Enterprise Co., Ltd. | Lamps Plus | 52CT-C1 | True |  | 3 | Yes | 1796 | 7 | 257 | 3515 | 27 | 130 | 5284 | 67 | 79 | [5 empty] | None |  | Federally-Regulated Consumer Product | 04/29/2013 |  | 03/04/2020
Hunter Fan Company | Hunter | 28707 | True |  | 3 | Yes | 1467 | 9 | 163 | 2213 | 19 | 116 | 3511 | 45 | 78 | [5 empty] | Incandescent |  | Federally-Regulated Consumer Product | 11/17/2011 |  | 03/04/2020
Hong Kong China Electric Manufacture Co., Ltd. | Honeywell | 10212 | True |  | 3 | Yes | 2375 | 11 | 216 | 3693 | 27 | 137 | 5022 | 56 | 90 | [5 empty] | Incandescent |  | Federally-Regulated Consumer Product | 03/26/2013 |  | 03/04/2020
Chien Luen Industries (Zhongshan), Ltd. | Harbor Breeze | 20160 | True |  | 3 | Yes | 2306 | 14 | 165 | 3784 | 30 | 126 | 5651 | 61 | 93 | [5 empty] | None |  | Federally-Regulated Consumer Product | 07/03/2012 |  | 03/04/2020
Air Cool Industrial Co., Ltd. | HD Supply | 269442 | True |  | 3 | Yes | 1354 | 19 | 71 | 2489 | 34 | 73 | 3301 | 47 | 70 | [5 empty] | Incandescent |  | Federally-Regulated Consumer Product | 05/01/2012 |  | 03/04/2020
Hunter Fan Company | Hunter | 23934 | True |  | 3 | Yes | 796 | 10 | 80 | 1301 | 18 | 72 | 2635 | 45 | 59 | [5 empty] | None |  | Federally-Regulated Consumer Product | 11/17/2011 |  | 03/04/2020
Hunter Fan Company | Casablanca | C21G45H | True |  | 3 | Yes | 1450 | 12 | 121 | 5093 | 67 | 76 | 3281 | 35 | 94 | [5 empty] | Other |  | Federally-Regulated Consumer Product | 11/17/2011 |  | 03/04/2020
American De Rosa Lamparts, LLC DBA Luminance Brands | Sunset Lighting | TCF52376-XX-PD-004 | True |  | 3 | Yes | 2300 | 10 | 230 | 4214 | 31 | 136 | 6891 | 71 | 97 | [5 empty] | Compact Flourescent |  | Federally-Regulated Consumer Product | 09/30/2015 |  | 03/04/2020
Sienhua Electric Fan Co., Ltd. Guandong | Hampton Bay | UE42V-NI-SHB | True |  | 3 | Yes | 1375 | 11 | 125 | 2325 | 26 | 89 | 3285 | 43 | 76 | [5 empty] | Compact Flourescent |  | Federally-Regulated Consumer Product | 11/06/2014 |  | 03/04/2020
Halsey Enterprise Co., Ltd. | Hampton Bay | HE-12027 | True |  | 3 | Yes | 1642 | 10 | 164 | 2825 | 24 | 118 | 4700 | 65 | 72 | [5 empty] | Incandescent |  | Federally-Regulated Consumer Product | 01/02/2013 |  | 03/04/2020
Air Comfort, Inc. | Emerson | CF230*** | True |  | 4 | Yes | 2055 | 17 | 121 | 3557 | 37 | 96 | 4256 | 50 | 85 | [5 empty] | Incandescent |  | Federally-Regulated Consumer Product | 02/02/2015 |  | 03/04/2020
Hunter Fan Company | Hunter | 28642 | True |  | 3 | Yes | 3472 | 25 | 139 | 4893 | 47 | 104 | 6595 | 82 | 80 | [5 empty] | Incandescent |  | Federally-Regulated Consumer Product | 11/17/2011 |  | 03/04/2020
Fanimation | Fanimation | FP815FS | True |  | 3 | Yes | 2776 | 22 | 126 | 3696 | 35 | 105 | 4514 | 48 | 94 | [5 empty] | Incandescent |  | Federally-Regulated Consumer Product | 03/18/2015 |  | 03/04/2020
Fanimation | Fanimation | PL8274BN | True |  | 3 | Yes | 1623 | 8 | 202 | 3721 | 27 | 137 | 4911 | 56 | 87 | [5 empty] | None |  | Federally-Regulated Consumer Product | 03/18/2015 |  | 03/04/2020
American De Rosa Lamparts, LLC DBA Luminance Brands | Sunset Lighting | CF52242-XX | True |  | 3 | Yes | 2322 | 12 | 194 | 3731 | 32 | 117 | 5481 | 70 | 78 | [5 empty] | None |  | Federally-Regulated Consumer Product | 09/30/2015 |  | 03/04/2020
Minka Group | Minka Aire | F833-***** | True |  | 4 | Yes | 1540 | 8 | 193 | 4561 | 30 | 152 | 6304 | 55 | 115 | [5 empty] | None |  | Federally-Regulated Consumer Product | 04/26/2013 |  | 03/04/2020
Hunter Fan Company | Casablanca | 59096 | True |  | 4 | Yes | 1281 | 9 | 142 | 3835 | 41 | 94 | 6179 | 111 | 56 | [5 empty] | None |  | Federally-Regulated Consumer Product | 01/09/2014 |  | 03/04/2020
Hunter Fan Company | Hunter | 21591 | True |  | 3 | Yes | 1871 | 12 | 156 | 3823 | 33 | 116 | 5687 | 69 | 82 | [5 empty] | Compact Flourescent |  | Federally-Regulated Consumer Product | 11/17/2011 |  | 03/04/2020
Air Cool Industrial Co., Ltd. | Seasons | 269061 | True |  | 3 | Yes | 1701 | 9 | 189 | 2524 | 27 | 93 | 3339 | 46 | 73 | [5 empty] | None |  | Federally-Regulated Consumer Product | 03/16/2011 |  | 03/04/2020
Regency Ceiling Fans | Regency | FS-*** | True |  | 3 | Yes | 2106 | 14 | 150 | 4127 | 42 | 98 | 5609 | 68 | 82 | [5 empty] | Other |  | Federally-Regulated Consumer Product | 04/17/2013 |  | 03/04/2020
Fanimation | Fanimation | BP210OB1 | True |  | 3 | Yes | 1744 | 10 | 174 | 3701 | 29 | 127 | 5897 | 64 | 92 | [5 empty] | Incandescent |  | Federally-Regulated Consumer Product | 03/18/2015 |  | 03/04/2020
American De Rosa Lamparts, LLC DBA Luminance Brands | Concord Fans | 52AC5XX | True |  | 3 | Yes | 1271 | 10 | 127 | 2704 | 29 | 93 | 5581 | 74 | 75 | [5 empty] | Incandescent |  | Federally-Regulated Consumer Product | 10/05/2015 |  | 03/04/2020
Fanimation | Fanimation | MAD3250PW | True |  | 6 | Yes | 2477 | 5 | 495 | 4262 | 15 | 284 | 5412 | 30 | 180 | [5 empty] | None |  | Federally-Regulated Consumer Product | 03/18/2015 |  | 03/04/2020
Minka Group | Minka Aire | F680-***** | True |  | 3 | Yes | 2193 | 15 | 146 | 3359 | 33 | 102 | 4341 | 50 | 87 | [5 empty] | Other |  | Federally-Regulated Consumer Product | 12/27/2012 |  | 03/04/2020
Hunter Fan Company | Hunter | 20174 | True |  | 3 | Yes | 1580 | 9 | 176 | 2930 | 25 | 117 | 5480 | 73 | 75 | [5 empty] | Incandescent |  | Federally-Regulated Consumer Product | 11/17/2011 |  | 03/04/2020
Fanimation | Fanimation | MAD3250AB | True |  | 6 | Yes | 2477 | 5 | 495 | 4262 | 15 | 284 | 5412 | 30 | 180 | [5 empty] | None |  | Federally-Regulated Consumer Product | 03/18/2015 |  | 03/04/2020
Hunter Fan Company | Hunter | 54109 | True |  | 3 | Yes | 2049 | 9 | 228 | 3587 | 27 | 133 | 6514 | 85 | 77 | [5 empty] | None |  | Federally-Regulated Consumer Product | 06/07/2013 |  | 03/04/2020
Hunter Fan Company | Hunter | 51037 | True |  | 3 | Yes | 1126 | 7 | 161 | 1778 | 15 | 119 | 3532 | 57 | 62 | [5 empty] | Incandescent |  | Federally-Regulated Consumer Product | 10/31/2012 |  | 03/04/2020
Hunter Fan Company | Casablanca | C31U45Z | True |  | 6 | Yes | 871 | 8 | 109 | 6494 | 115 | 56 | 3520 | 39 | 90 | [5 empty] | None |  | Federally-Regulated Consumer Product | 11/17/2011 |  | 03/04/2020
Air Comfort, Inc. | Emerson | CF670*** | True |  | 3 | Yes | 1840 | 9 | 204 | 3713 | 29 | 128 | 6186 | 70 | 88 | [5 empty] | None |  | Federally-Regulated Consumer Product | 11/12/2014 |  | 03/04/2020
Halsey Enterprise Co., Ltd. | Lamps Plus | 60WHE-D | True |  | 3 | Yes | 3886 | 16 | 243 | 6851 | 41 | 167 | 10457 | 83 | 126 | [5 empty] | None |  | Federally-Regulated Consumer Product | 04/29/2013 |  | 03/04/2020
Hunter Fan Company | Hunter | 51047 | True |  | 3 | Yes | 1036 | 8 | 130 | 1734 | 16 | 108 | 2881 | 59 | 49 | [5 empty] | Incandescent |  | Federally-Regulated Consumer Product | 09/10/2014 |  | 03/04/2020
Hunter Fan Company | Hunter | 20516 | True |  | 3 | Yes | 1909 | 10 | 191 | 3340 | 29 | 115 | 5150 | 68 | 76 | [5 empty] | None |  | Federally-Regulated Consumer Product | 11/17/2011 |  | 03/04/2020
Halsey Enterprise Co., Ltd. | Kichler Lighting | 300113*** | True |  | 3 | Yes | 2133 | 13 | 164 | 4197 | 39 | 108 | 6459 | 85 | 76 | [5 empty] | Other |  | Federally-Regulated Consumer Product | 08/13/2013 |  | 03/04/2020
Hunter Fan Company | Casablanca | 59077 | True |  | 4 | Yes | 4368 | 32 | 137 | 5438 | 51 | 107 | 7133 | 86 | 83 | [5 empty] | Incandescent |  | Federally-Regulated Consumer Product | 06/07/2013 |  | 03/04/2020
Hunter Fan Company | Hunter | 20810 | True |  | 3 | Yes | 1500 | 9 | 167 | 2900 | 26 | 112 | 5000 | 66 | 76 | [5 empty] | Incandescent |  | Federally-Regulated Consumer Product | 11/17/2011 |  | 03/04/2020
Hunter Fan Company | Hunter | 53120 | True |  | 3 | Yes | 1975 | 10 | 198 | 3236 | 26 | 124 | 5116 | 66 | 78 | [5 empty] | Incandescent |  | Federally-Regulated Consumer Product | 02/15/2013 |  | 03/04/2020
Hong Kong China Electric Manufacture Co., Ltd. | Harbor Breeze | 44687 | True |  | 3 | Yes | 1510 | 10 | 151 | 2987 | 25 | 119 | 4133 | 55 | 75 | [5 empty] | Incandescent |  | Federally-Regulated Consumer Product | 06/12/2012 |  | 03/04/2020
Air Comfort, Inc. | Emerson | CF452*** | True |  | 3 | Yes | 1571 | 9 | 175 | 3292 | 29 | 114 | 5614 | 72 | 78 | [5 empty] | None |  | Federally-Regulated Consumer Product | 11/12/2014 |  | 03/04/2020
Litex Industries | Litex | DC52AN5** | True |  | 3 | Yes | 1582 | 10 | 158 | 3345 | 30 | 112 | 5409 | 67 | 81 | [5 empty] | Incandescent |  | Federally-Regulated Consumer Product | 10/07/2010 |  | 03/04/2020
Hunter Fan Company | Hunter | 28705 | True |  | 3 | Yes | 1998 | 10 | 200 | 3267 | 26 | 126 | 5140 | 64 | 80 | [5 empty] | Incandescent |  | Federally-Regulated Consumer Product | 11/17/2011 |  | 03/04/2020
Litex Industries | Ellington | PAP52ABZ5RCD | True |  | 3 | Yes | 1646 | 14 | 118 | 3766 | 41 | 92 | 4838 | 61 | 79 | [5 empty] | None |  | Federally-Regulated Consumer Product | 10/07/2010 |  | 03/04/2020
Hunter Fan Company | Hunter | 28691 | True |  | 3 | Yes | 1873 | 11 | 170 | 3412 | 29 | 118 | 5489 | 65 | 84 | [5 empty] | None |  | Federally-Regulated Consumer Product | 11/17/2011 |  | 03/04/2020
Fanimation | Fanimation | FPS7955GR | True |  | 3 | Yes | 2063 | 9 | 229 | 3844 | 32 | 120 | 5509 | 48 | 114 | [5 empty] | Incandescent |  | Federally-Regulated Consumer Product | 09/24/2015 |  | 03/04/2020
Craftmade | Craftmade | CO52** | True |  | 3 | Yes | 1847 | 14 | 132 | 3409 | 31 | 110 | 5665 | 72 | 79 | [5 empty] | Incandescent |  | Federally-Regulated Consumer Product | 02/04/2014 |  | 03/04/2020
Madison Avenue Lighting & Fan Co. | Home Decorative Collection | 34344 | True |  | 3 | Yes | 2325 | 15 | 155 | 3412 | 29 | 118 | 5320 | 60 | 89 | [5 empty] | Compact Flourescent |  | Federally-Regulated Consumer Product | 07/14/2015 |  | 03/04/2020
Halsey Enterprise Co., Ltd. | Lamps Plus | 8564F-7W (R4086) | True |  | 3 | Yes | 3560 | 19 | 187 | 5641 | 46 | 123 | 7948 | 98 | 81 | [5 empty] | None |  | Federally-Regulated Consumer Product | 04/29/2013 |  | 03/04/2020
Air Cool Industrial Co., Ltd. | Seasons | 269257 | True |  | 3 | Yes | 1402 | 11 | 127 | 3117 | 35 | 89 | 4348 | 62 | 70 | [5 empty] | Incandescent |  | Federally-Regulated Consumer Product | 03/16/2011 |  | 03/04/2020
Hunter Fan Company | Hunter | 52012 | True |  | 3 | Yes | 947 | 8 | 118 | 1658 | 17 | 98 | 3270 | 17 | 192 | [5 empty] | Incandescent |  | Federally-Regulated Consumer Product | 11/07/2012 |  | 03/04/2020
Hunter Fan Company | Hunter | 23860 | True |  | 3 | Yes | 1000 | 9 | 111 | 1400 | 18 | 78 | 2900 | 51 | 57 | [5 empty] | None |  | Federally-Regulated Consumer Product | 11/17/2011 |  | 03/04/2020
Hong Kong China Electric Manufacture Co., Ltd. | Harbor Breeze | 599849 | True |  | 3 | Yes | 1510 | 10 | 151 | 2987 | 25 | 119 | 4133 | 55 | 75 | [5 empty] | Incandescent |  | Federally-Regulated Consumer Product | 04/29/2014 |  | 03/04/2020
Hunter Fan Company | Hunter | 54070 | True |  | 3 | Yes | 1750 | 10 | 175 | 3249 | 29 | 112 | 5228 | 81 | 65 | [5 empty] | Compact Flourescent |  | Federally-Regulated Consumer Product | 05/16/2013 |  | 03/04/2020
American De Rosa Lamparts, LLC DBA Luminance Brands | Concord Fans | 52RIC5EXX | True |  | 3 | Yes | 1876 | 11 | 171 | 2769 | 27 | 103 | 4618 | 63 | 73 | [5 empty] | Incandescent |  | Federally-Regulated Consumer Product | 09/30/2015 |  | 03/04/2020
Litex Industries | Litex | CA52OG5CR | True |  | 3 | Yes | 1781 | 12 | 148 | 3228 | 32 | 101 | 5104 | 64 | 80 | [5 empty] | Incandescent |  | Federally-Regulated Consumer Product | 10/07/2010 |  | 03/04/2020
Litex Industries | Harbor Breeze | ED52AN_MBK5LK | True |  | 3 | Yes | 1897 | 18 | 105 | 3288 | 40 | 82 | 4232 | 58 | 73 | [5 empty] | Incandescent |  | Federally-Regulated Consumer Product | 10/07/2010 |  | 03/04/2020
King of Fans | Hampton Bay | 43247 | True |  | 3 | Yes | 1606 | 10 | 161 | 2431 | 21 | 116 | 3482 | 49 | 71 | [5 empty] | Compact Flourescent |  | Federally-Regulated Consumer Product | 06/10/2015 |  | 03/04/2020
Big Ass Fans | Haiku Bamboo | S3127-X2-B*-04-03-C | True |  | 7 | Yes | 2474 | 3 | 825 | 4499 | 8 | 562 | 5277 | 12 | 440 | [5 empty] | LED |  | Federally-Regulated Consumer Product | 03/10/2015 |  | 03/04/2020
Visual Comfort & Company | Monte Carlo | 5WF52***-L | True |  | 3 | Yes | 1642 | 11 | 149 | 3443 | 32 | 108 | 5058 | 61 | 83 | [5 empty] | Compact Flourescent |  | Federally-Regulated Consumer Product | 08/28/2012 |  | 03/04/2020
Fanimation | Fanimation | BP220MW1 | True |  | 3 | Yes | 1744 | 10 | 174 | 3701 | 29 | 127 | 5897 | 64 | 92 | [5 empty] | Incandescent |  | Federally-Regulated Consumer Product | 03/18/2015 |  | 03/04/2020
Hunter Fan Company | Casablanca | C28G11M | True |  | 3 | Yes | 2208 | 16 | 138 | 5640 | 66 | 85 | 4261 | 41 | 104 | [5 empty] | Other |  | Federally-Regulated Consumer Product | 11/17/2011 |  | 03/04/2020
King of Fans | Hampton Bay | 51356 | True |  | 3 | Yes | 1825 | 11 | 166 | 3089 | 24 | 129 | 5693 | 60 | 95 | [5 empty] | Compact Flourescent |  | Federally-Regulated Consumer Product | 10/31/2012 |  | 03/04/2020
Hunter Fan Company | Hunter | 52072 | True |  | 3 | Yes | 1463 | 7 | 209 | 2215 | 16 | 138 | 4548 | 66 | 69 | [5 empty] | None |  | Federally-Regulated Consumer Product | 12/11/2012 |  | 03/04/2020
Hunter Fan Company | Casablanca | C38G73K | True |  | 4 | Yes | 3616 | 28 | 129 | 5878 | 75 | 78 | 4667 | 48 | 97 | [5 empty] | None |  | Federally-Regulated Consumer Product | 11/17/2011 |  | 03/04/2020
Hunter Fan Company | Casablanca | 46U45D | True |  | 3 | Yes | 1622 | 9 | 180 | 6691 | 89 | 75 | 3760 | 29 | 130 | [5 empty] | None |  | Federally-Regulated Consumer Product | 11/17/2011 |  | 03/04/2020
Hunter Fan Company | Hunter | 21539 | True |  | 3 | Yes | 1439 | 9 | 160 | 2757 | 25 | 110 | 4861 | 74 | 66 | [5 empty] | Incandescent |  | Federally-Regulated Consumer Product | 11/17/2011 |  | 03/04/2020
Hunter Fan Company | Hunter | 23845 | True |  | 3 | Yes | 2696 | 18 | 150 | 4164 | 39 | 107 | 6644 | 86 | 77 | [5 empty] | None |  | Federally-Regulated Consumer Product | 10/21/2013 |  | 03/04/2020
Craftmade | Craftmade | TAN56***5 | True |  | 3 | Yes | 1918 | 14 | 137 | 3662 | 37 | 99 | 5855 | 83 | 71 | [5 empty] | Incandescent |  | Federally-Regulated Consumer Product | 02/04/2014 |  | 03/04/2020
Regency Ceiling Fans | Regency | VP*-*** | True |  | 3 | Yes | 2134 | 11 | 194 | 3728 | 29 | 129 | 5580 | 55 | 101 | [5 empty] | None |  | Federally-Regulated Consumer Product | 04/17/2013 |  | 03/04/2020
Hong Kong China Electric Manufacture Co., Ltd. | Harbor Breeze | 176493 | True |  | 3 | Yes | 1130 | 7 | 161 | 2395 | 21 | 114 | 3325 | 57 | 58 | [5 empty] | Incandescent |  | Federally-Regulated Consumer Product | 03/26/2013 |  | 03/04/2020
Litex Industries | Harbor Breeze | DTD52ALS5C1L | True |  | 3 | Yes | 2003 | 15 | 134 | 3916 | 43 | 91 | 5146 | 72 | 71 | [5 empty] | Incandescent |  | Federally-Regulated Consumer Product | 10/07/2010 |  | 03/04/2020
Litex Industries | Harbor Breeze | E-LUK52HBB5LEDR | True |  | 3 | Yes | 1612 | 9 | 179 | 3328 | 27 | 123 | 5551 | 67 | 83 | [5 empty] | LED |  | Federally-Regulated Consumer Product | 02/03/2012 |  | 03/04/2020
Hunter Fan Company | Hunter | 22434 | True |  | 3 | Yes | 1499 | 10 | 150 | 2941 | 27 | 109 | 5091 | 66 | 77 | [5 empty] | Incandescent |  | Federally-Regulated Consumer Product | 11/17/2011 |  | 03/04/2020
Litex Industries | Home Elegance | WOD52WW5WM | True |  | 3 | Yes | 1734 | 11 | 158 | 3674 | 32 | 115 | 5532 | 59 | 94 | [5 empty] | None |  | Federally-Regulated Consumer Product | 01/09/2013 |  | 03/04/2020
Hunter Fan Company | Hunter | 53053 | True |  | 3 | Yes | 1984 | 9 | 220 | 3376 | 26 | 130 | 5537 | 71 | 78 | [5 empty] | None |  | Federally-Regulated Consumer Product | 01/09/2014 |  | 03/04/2020
Zhongshan Zhifa Electrical Appliances Co., Ltd. | Zhifa & HD Supply | 269135 | True |  | 3 | Yes | 1760 | 11 | 160 | 2205 | 21 | 105 | 3080 | 40 | 77 | [5 empty] | Incandescent |  | Federally-Regulated Consumer Product | 11/22/2011 |  | 03/04/2020
Hunter Fan Company | Hunter | 59180 | True |  | 3 | Yes | 2236 | 11 | 203 | 3625 | 27 | 134 | 5311 | 64 | 83 | [5 empty] | LED |  | Federally-Regulated Consumer Product | 07/27/2015 |  | 03/04/2020
Halsey Enterprise Co., Ltd. | Halsey | 52SGH-2/FC | True |  | 3 | Yes | 2066 | 11 | 188 | 3547 | 29 | 122 | 5237 | 67 | 78 | [5 empty] | None |  | Federally-Regulated Consumer Product | 02/06/2013 |  | 03/04/2020
Hunter Fan Company | Casablanca | C17G546Z | True |  | 6 | Yes | 1488 | 8 | 186 | 6885 | 120 | 57 | 4059 | 39 | 104 | [5 empty] | Other |  | Federally-Regulated Consumer Product | 11/17/2011 |  | 03/04/2020
Hunter Fan Company | Hunter | 23702 | True |  | 3 | Yes | 2706 | 17 | 159 | 4545 | 35 | 130 | 7501 | 82 | 91 | [5 empty] | Compact Flourescent |  | Federally-Regulated Consumer Product | 11/17/2011 |  | 03/04/2020
Hunter Fan Company | Hunter | 55046 | True |  | 3 | Yes | 1668 | 5 | 334 | 5231 | 46 | 114 | 7243 | 83 | 87 | [5 empty] | None |  | Federally-Regulated Consumer Product | 02/15/2013 |  | 03/04/2020
Fanim Industries | Harbor Breeze | LP8078LAZ | True |  | 3 | Yes | 2029 | 12 | 169 | 3609 | 32 | 112 | 5043 | 63 | 80 | [5 empty] | Incandescent |  | Federally-Regulated Consumer Product | 03/18/2015 |  | 03/04/2020
Hunter Fan Company | Hunter | 23252 | True |  | 3 | Yes | 1000 | 9 | 111 | 1500 | 18 | 83 | 3000 | 52 | 58 | [5 empty] | Incandescent |  | Federally-Regulated Consumer Product | 11/17/2011 |  | 03/04/2020
Hunter Fan Company | Hunter | 20180 | True |  | 3 | Yes | 1460 | 8 | 183 | 2104 | 17 | 124 | 3551 | 52 | 68 | [5 empty] | Incandescent |  | Federally-Regulated Consumer Product | 11/17/2011 |  | 03/04/2020
Hunter Fan Company | Hunter | 21627 | True |  | 3 | Yes | 1719 | 11 | 156 | 3690 | 33 | 112 | 6707 | 87 | 77 | [5 empty] | Compact Flourescent |  | Federally-Regulated Consumer Product | 11/17/2011 |  | 03/04/2020
Craftmade | Craftmade | PU52*** | True |  | 3 | Yes | 2239 | 18 | 124 | 3665 | 42 | 87 | 5276 | 75 | 70 | [5 empty] | Incandescent |  | Federally-Regulated Consumer Product | 02/04/2014 |  | 03/04/2020
Visual Comfort & Company | Monte Carlo | 5HS52***-L | True |  | 3 | Yes | 1422 | 11 | 129 | 2918 | 28 | 104 | 4340 | 57 | 76 | [5 empty] | Incandescent |  | Federally-Regulated Consumer Product | 08/28/2012 |  | 03/04/2020
Hunter Fan Company | Hunter | 53035 | True |  | 3 | Yes | 1428 | 10 | 143 | 2288 | 26 | 88 | 3531 | 65 | 54 | [5 empty] | Incandescent |  | Federally-Regulated Consumer Product | 02/15/2013 |  | 03/04/2020
Hunter Fan Company | Hunter | 28673 | True |  | 3 | Yes | 1641 | 11 | 149 | 3233 | 28 | 115 | 5042 | 60 | 84 | [5 empty] | Incandescent |  | Federally-Regulated Consumer Product | 11/17/2011 |  | 03/04/2020
Litex Industries | Chapter | E-ELC52WM5LK1WAL | True |  | 3 | Yes | 2410 | 35 | 68 | 3436 | 38 | 90 | 4776 | 56 | 85 | [5 empty] | Incandescent |  | Federally-Regulated Consumer Product | 04/09/2015 |  | 03/04/2020
Hunter Fan Company | Hunter | 21810 | True |  | 3 | Yes | 1907 | 11 | 173 | 3298 | 28 | 118 | 5102 | 67 | 76 | [5 empty] | Incandescent |  | Federally-Regulated Consumer Product | 11/17/2011 |  | 03/04/2020
King of Fans | Hampton Bay | 56270 | True |  | 3 | Yes | 2094 | 11 | 190 | 4262 | 33 | 129 | 6470 | 73 | 89 | [5 empty] | None |  | Federally-Regulated Consumer Product | 12/20/2012 |  | 03/04/2020
American De Rosa Lamparts, LLC DBA Luminance Brands | Sunset Lighting | CF52374-XX-L-ES | True |  | 3 | Yes | 2289 | 11 | 208 | 3841 | 28 | 137 | 5695 | 59 | 97 | [5 empty] | Compact Flourescent |  | Federally-Regulated Consumer Product | 09/30/2015 |  | 03/04/2020
Hunter Fan Company | Hunter | 28679 | True |  | 3 | Yes | 1922 | 9 | 214 | 3232 | 26 | 124 | 5018 | 67 | 75 | [5 empty] | Incandescent |  | Federally-Regulated Consumer Product | 11/17/2011 |  | 03/04/2020
American De Rosa Lamparts, LLC DBA Luminance Brands | Sunset Lighting | CF52142-XX-Y-386A-S-XX | True |  | 3 | Yes | 1625 | 11 | 148 | 2871 | 28 | 103 | 4856 | 67 | 72 | [5 empty] | Incandescent |  | Federally-Regulated Consumer Product | 09/30/2015 |  | 03/04/2020
Minka Group | Minka Aire | F823-*** | True |  | 6 | Yes | 1948 | 4 | 487 | 4519 | 15 | 301 | 5974 | 30 | 199 | [5 empty] | None |  | Federally-Regulated Consumer Product | 10/11/2013 |  | 03/04/2020
Litex Industries | Ellington | BRH52BBZ5CRW | True |  | 3 | Yes | 1688 | 16 | 106 | 3568 | 40 | 89 | 5522 | 72 | 77 | [5 empty] | Incandescent |  | Federally-Regulated Consumer Product | 10/07/2010 |  | 03/04/2020
Hunter Fan Company | Casablanca | 4746D | True |  | 3 | Yes | 2042 | 9 | 227 | 7126 | 82 | 87 | 3902 | 30 | 130 | [5 empty] | None |  | Federally-Regulated Consumer Product | 11/17/2011 |  | 03/04/2020
Halsey Enterprise Co., Ltd. | Allen + Roth | LP8075*** | True |  | 3 | Yes | 813 | 17 | 48 | 1052 | 21 | 50 | 1260 | 30 | 42 | [5 empty] | Other |  | Federally-Regulated Consumer Product | 10/29/2013 |  | 03/04/2020
Hunter Fan Company | Hunter | 54135 | True |  | 3 | Yes | 2244 | 9 | 249 | 3768 | 27 | 140 | 6574 | 83 | 79 | [5 empty] | Compact Flourescent |  | Federally-Regulated Consumer Product | 12/19/2014 |  | 03/04/2020
Hunter Fan Company | Hunter | 20578 | True |  | 3 | Yes | 1949 | 11 | 177 | 3162 | 28 | 113 | 5072 | 61 | 83 | [5 empty] | Compact Flourescent |  | Federally-Regulated Consumer Product | 11/17/2011 |  | 03/04/2020
Hunter Fan Company | Hunter | 59515 | True |  | 3 | Yes | 1796 | 10 | 180 | 3074 | 26 | 118 | 4846 | 65 | 75 | [5 empty] | None |  | Federally-Regulated Consumer Product | 02/26/2013 |  | 03/04/2020
Halsey Enterprise Co., Ltd. | Savoy House | Lancer 52-SGO-5**-** | True |  | 3 | Yes | 2203 | 11 | 200 | 3680 | 29 | 127 | 5701 | 67 | 85 | [5 empty] | None |  | Federally-Regulated Consumer Product | 02/06/2013 |  | 03/04/2020
Aeratron Pty Ltd. | Aeratron | AE2-60W | True |  | V | Yes | 2854 | 3 | 951 | 5130 | 9 | 570 | 6837 | 19 | 360 | [5 empty] | LED |  | Federally-Regulated Consumer Product | 05/21/2015 |  | 03/04/2020
Hunter Fan Company | Casablanca | 54040 | True |  | 4 | Yes | 2060 | 12 | 172 | 4540 | 46 | 99 | 6298 | 83 | 76 | [5 empty] | Incandescent |  | Federally-Regulated Consumer Product | 10/31/2012 |  | 03/04/2020
American De Rosa Lamparts, LLC DBA Luminance Brands | Concord Fans | 52CH5XX | True |  | 3 | Yes | 2322 | 12 | 194 | 3731 | 32 | 117 | 5481 | 70 | 78 | [5 empty] | None |  | Federally-Regulated Consumer Product | 09/30/2015 |  | 03/04/2020
Litex Industries | Litex | E-KA52BNK5C | True |  | 3 | Yes | 2229 | 15 | 149 | 4071 | 42 | 97 | 5725 | 73 | 78 | [5 empty] | Incandescent |  | Federally-Regulated Consumer Product | 04/09/2015 |  | 03/04/2020
Hunter Fan Company | Hunter | 20531 | True |  | 3 | Yes | 1439 | 9 | 160 | 2757 | 25 | 110 | 4861 | 74 | 66 | [5 empty] | Incandescent |  | Federally-Regulated Consumer Product | 11/17/2011 |  | 03/04/2020
Litex Industries | Harbor Breeze | NO52***5C4 | True |  | 3 | Yes | 1924 | 14 | 137 | 3499 | 36 | 97 | 5058 | 70 | 72 | [5 empty] | None |  | Federally-Regulated Consumer Product | 10/07/2010 |  | 03/04/2020
Hunter Fan Company | Hunter | 52117 | True |  | 3 | Yes | 1737 | 7 | 248 | 2566 | 16 | 160 | 4683 | 63 | 74 | [5 empty] | Incandescent |  | Federally-Regulated Consumer Product | 04/08/2015 |  | 03/04/2020
Air Cool Industrial Co., Ltd. | Seasons | 269506 | True |  | 3 | Yes | 2055 | 10 | 206 | 3774 | 30 | 126 | 5341 | 63 | 84 | [5 empty] | Compact Flourescent |  | Federally-Regulated Consumer Product | 03/16/2011 |  | 03/04/2020
Hunter Fan Company | Hunter | 59003 | True |  | 3 | Yes | 1034 | 8 | 129 | 1691 | 17 | 99 | 3532 | 65 | 54 | [5 empty] | LED |  | Federally-Regulated Consumer Product | 06/13/2013 |  | 03/04/2020
Hunter Fan Company | Hunter | 53025 | True |  | 3 | Yes | 1811 | 10 | 181 | 3015 | 26 | 116 | 4921 | 67 | 73 | [5 empty] | Incandescent |  | Federally-Regulated Consumer Product | 02/15/2013 |  | 03/04/2020
Hunter Fan Company | Hunter | 59079 | True |  | 3 | Yes | 1953 | 11 | 178 | 3352 | 31 | 108 | 5263 | 70 | 75 | [5 empty] | Compact Flourescent |  | Federally-Regulated Consumer Product | 05/21/2013 |  | 03/04/2020
Hunter Fan Company | Hunter | 52076 | True |  | 3 | Yes | 1487 | 7 | 212 | 2161 | 16 | 135 | 4509 | 66 | 68 | [5 empty] | None |  | Federally-Regulated Consumer Product | 12/11/2012 |  | 03/04/2020
Hunter Fan Company | Hunter | 59172 | True |  | 3 | Yes | 1929 | 9 | 214 | 3010 | 24 | 125 | 4669 | 62 | 75 | [5 empty] | Incandescent |  | Federally-Regulated Consumer Product | 11/13/2014 |  | 03/04/2020
Halsey Enterprise Co., Ltd. | Lamps Plus | 8691-7W (12277) | True |  | 3 | Yes | 2614 | 14 | 187 | 4025 | 32 | 126 | 5814 | 68 | 86 | [5 empty] | None |  | Federally-Regulated Consumer Product | 04/29/2013 |  | 03/04/2020
Hunter Fan Company | Hunter | 53086 | True |  | 3 | Yes | 1808 | 10 | 181 | 3157 | 25 | 126 | 5006 | 66 | 76 | [5 empty] | Incandescent |  | Federally-Regulated Consumer Product | 04/17/2014 |  | 03/04/2020
Hong Kong China Electric Manufacture Co., Ltd. | Harbor Breeze | 3464 | True |  | 3 | Yes | 2367 | 10 | 237 | 3510 | 27 | 130 | 4925 | 57 | 86 | [5 empty] | Incandescent |  | Federally-Regulated Consumer Product | 03/26/2013 |  | 03/04/2020
Hunter Fan Company | Hunter | 28464 | True |  | 3 | Yes | 1497 | 10 | 150 | 3086 | 27 | 114 | 5372 | 67 | 80 | [5 empty] | None |  | Federally-Regulated Consumer Product | 11/17/2011 |  | 03/04/2020
Fanimation | Fanimation | FP7964OB | True |  | 4 | Yes | 635 | 21 | 30 | 832 | 49 | 16 | 1009 | 63 | 16 | [5 empty] | Compact Flourescent |  | Federally-Regulated Consumer Product | 03/18/2015 |  | 03/04/2020
Hong Kong China Electric Manufacture Co., Ltd. | Harbor Breeze | 184428 | True |  | V | Yes | 4132 | 3 | 1377 | 5450 | 7 | 770 | 8286 | 29 | 284 | [5 empty] | Compact Flourescent |  | Federally-Regulated Consumer Product | 01/23/2012 |  | 03/04/2020
Craftmade | Craftmade | AT52** | True |  | 3 | Yes | 2216 | 14 | 158 | 4185 | 37 | 113 | 6593 | 82 | 80 | [5 empty] | None |  | Federally-Regulated Consumer Product | 02/04/2014 |  | 03/04/2020
Minka Group | Minka Aire | F521-***** | True |  | 4 | Yes | 1468 | 7 | 210 | 3956 | 37 | 107 | 5471 | 67 | 82 | [5 empty] | Other |  | Federally-Regulated Consumer Product | 12/27/2012 |  | 03/04/2020
Madison Avenue Lighting & Fan Co. | Home Decorators Collection | 14725 | True |  | 3 | Yes | 1847 | 12 | 154 | 4267 | 39 | 109 | 6132 | 74 | 83 | [5 empty] | Other |  | Federally-Regulated Consumer Product | 11/27/2013 |  | 03/04/2020
Halsey Enterprise Co., Ltd. | Lamps Plus | 60WHE-71 (U4515) | True |  | 3 | Yes | 3886 | 16 | 243 | 6851 | 41 | 167 | 10457 | 83 | 126 | [5 empty] | None |  | Federally-Regulated Consumer Product | 04/29/2013 |  | 03/04/2020
Hunter Fan Company | Hunter | 20436 | True |  | 3 | Yes | 1200 | 8 | 150 | 2600 | 23 | 113 | 4600 | 62 | 74 | [5 empty] | Incandescent |  | Federally-Regulated Consumer Product | 11/17/2011 |  | 03/04/2020
Minka Group | Minka Aire | F620-***** | True |  | 3 | Yes | 2185 | 16 | 137 | 3717 | 35 | 106 | 5712 | 74 | 77 | [5 empty] | Incandescent |  | Federally-Regulated Consumer Product | 12/27/2012 |  | 03/04/2020
Madison Avenue Lighting & Fan Co. | Home Decorators Collection | 14726 | True |  | 3 | Yes | 1847 | 12 | 154 | 4267 | 39 | 109 | 6132 | 74 | 83 | [5 empty] | Other |  | Federally-Regulated Consumer Product | 05/14/2015 |  | 03/04/2020
Minka Group | Minka Aire | F572-*** | True |  | 3 | Yes | 1348 | 10 | 135 | 2523 | 27 | 93 | 3428 | 52 | 66 | [5 empty] | Incandescent |  | Federally-Regulated Consumer Product | 03/14/2013 |  | 03/04/2020
Hunter Fan Company | Hunter | 51065 | True |  | 3 | Yes | 1227 | 7 | 175 | 1757 | 15 | 117 | 3041 | 50 | 61 | [5 empty] | Compact Flourescent |  | Federally-Regulated Consumer Product | 01/09/2014 |  | 03/04/2020
Hunter Fan Company | Hunter | 23915 | True |  | 3 | Yes | 638 | 8 | 80 | 980 | 16 | 61 | 1772 | 57 | 31 | [5 empty] | Compact Flourescent |  | Federally-Regulated Consumer Product | 11/17/2011 |  | 03/04/2020
Hunter Fan Company | Hunter | 59135 | True |  | 3 | Yes | 2201 | 8 | 275 | 3731 | 25 | 149 | 6239 | 81 | 77 | [5 empty] | Incandescent |  | Federally-Regulated Consumer Product | 06/25/2014 |  | 03/04/2020
Hunter Fan Company | Casablanca | C22G11L | True |  | 6 | Yes | 1910 | 9 | 212 | 5577 | 64 | 87 | 3865 | 31 | 125 | [5 empty] | Other |  | Federally-Regulated Consumer Product | 11/17/2011 |  | 03/04/2020
Minka Group | Minka Aire | F688-KA | True |  | 3 | Yes | 2126 | 9 | 236 | 3689 | 30 | 123 | 6002 | 71 | 85 | [5 empty] | None |  | Federally-Regulated Consumer Product | 09/24/2012 |  | 03/04/2020
Hunter Fan Company | Hunter | 21434 | True |  | 3 | Yes | 1356 | 8 | 170 | 3351 | 29 | 116 | 5680 | 77 | 74 | [5 empty] | Compact Flourescent |  | Federally-Regulated Consumer Product | 11/17/2011 |  | 03/04/2020
Hunter Fan Company | Casablanca | 66H73F | True |  | 4 | Yes | 1236 | 5 | 247 | 6398 | 85 | 75 | 4555 | 46 | 99 | [5 empty] | None |  | Federally-Regulated Consumer Product | 11/17/2011 |  | 03/04/2020
Hunter Fan Company | Hunter | 28777A | True |  | 3 | Yes | 1922 | 9 | 214 | 3232 | 26 | 124 | 5018 | 67 | 75 | [5 empty] | Incandescent |  | Federally-Regulated Consumer Product | 07/10/2012 |  | 03/04/2020
Litex Industries | Pacific Bay | TDCIV52***5CR | True |  | 3 | Yes | 1318 | 12 | 110 | 2893 | 33 | 88 | 4156 | 59 | 70 | [5 empty] | Incandescent |  | Federally-Regulated Consumer Product | 10/07/2010 |  | 03/04/2020
Visual Comfort & Company | Monte Carlo | 3VNR52**** | True |  | 3 | Yes | 2369 | 15 | 158 | 3242 | 25 | 130 | 4671 | 47 | 99 | [5 empty] | LED |  | Federally-Regulated Consumer Product | 02/07/2014 |  | 03/04/2020
Litex Industries | Harbor Breeze | E-PEN44BCW5MC | True |  | 3 | Yes | 1953 | 11 | 178 | 3215 | 27 | 119 | 4255 | 55 | 77 | [5 empty] | Incandescent |  | Federally-Regulated Consumer Product | 02/03/2012 |  | 03/04/2020
Hunter Fan Company | Hunter | 53225 | True |  | 3 | Yes | 1611 | 10 | 160 | 2821 | 23 | 122 | 4461 | 65 | 69 | [5 empty] | None |  | Federally-Regulated Consumer Product | 10/31/2012 |  | 03/04/2020
Hunter Fan Company | Hunter | 25579 | True |  | 3 | Yes | 1403 | 9 | 156 | 2817 | 26 | 108 | 4696 | 62 | 76 | [5 empty] | Incandescent |  | Federally-Regulated Consumer Product | 11/17/2011 |  | 03/04/2020
Hunter Fan Company | Hunter | 51028 | True |  | 3 | Yes | 1126 | 7 | 161 | 1778 | 15 | 119 | 3532 | 57 | 62 | [5 empty] | Incandescent |  | Federally-Regulated Consumer Product | 10/31/2012 |  | 03/04/2020
Hunter Fan Company | Casablanca | 59499 | True |  | 4 | Yes | 1786 | 5 | 357 | 4855 | 42 | 116 | 6678 | 72 | 93 | [5 empty] | None |  | Federally-Regulated Consumer Product | 10/08/2014 |  | 03/04/2020
Hunter Fan Company | Hunter | 52081 | True |  | 3 | Yes | 1418 | 7 | 203 | 2083 | 16 | 130 | 4085 | 64 | 64 | [5 empty] | Incandescent |  | Federally-Regulated Consumer Product | 05/21/2013 |  | 03/04/2020
Litex Industries | Ellington | BAR52****5RCD | True |  | 3 | Yes | 2108 | 17 | 124 | 4074 | 40 | 102 | 5708 | 72 | 79 | [5 empty] | None |  | Federally-Regulated Consumer Product | 10/07/2010 |  | 03/04/2020
Litex Industries | Litex | LSC52SBZ5CP | True |  | 3 | Yes | 1695 | 10 | 170 | 3570 | 30 | 119 | 5695 | 67 | 85 | [5 empty] | Incandescent |  | Federally-Regulated Consumer Product | 10/07/2010 |  | 03/04/2020
Regency Ceiling Fans | Regency | BIM-*** | True |  | 3 | Yes | 2846 | 17 | 167 | 4411 | 35 | 126 | 6857 | 72 | 95 | [5 empty] | None |  | Federally-Regulated Consumer Product | 04/17/2013 |  | 03/04/2020
Hunter Fan Company | Hunter | 53255 | True |  | 3 | Yes | 2144 | 10 | 214 | 3549 | 25 | 142 | 5524 | 66 | 84 | [5 empty] | Incandescent |  | Federally-Regulated Consumer Product | 06/07/2013 |  | 03/04/2020
Halsey Enterprise Co., Ltd. | Lamps Plus | WDSRP-28 (34047) | True |  | 3 | Yes | 2318 | 10 | 232 | 4028 | 27 | 149 | 6106 | 67 | 91 | [5 empty] | None |  | Federally-Regulated Consumer Product | 04/29/2013 |  | 03/04/2020
Halsey Enterprise Co., Ltd. | Lamps Plus | 1055-2C (68895) | True |  | 3 | Yes | 1796 | 7 | 257 | 3515 | 27 | 130 | 5284 | 67 | 79 | [5 empty] | None |  | Federally-Regulated Consumer Product | 04/29/2013 |  | 03/04/2020
Air Comfort, Inc. | Emerson | CF110*** | True |  | 4 | Yes | 1216 | 7 | 174 | 3010 | 32 | 94 | 4587 | 64 | 72 | [5 empty] | None |  | Federally-Regulated Consumer Product | 11/12/2014 |  | 03/04/2020
Landmark Enterprise, Inc. | Harbor Breeze | LP8225*** | True |  | 3 | Yes | 1873 | 11 | 170 | 3521 | 25 | 141 | 5097 | 51 | 100 | [5 empty] | None |  | Federally-Regulated Consumer Product | 03/03/2013 |  | 03/04/2020
Hunter Fan Company | Casablanca | C31U199Z | True |  | 6 | Yes | 871 | 8 | 109 | 6494 | 115 | 56 | 3520 | 39 | 90 | [5 empty] | None |  | Federally-Regulated Consumer Product | 11/17/2011 |  | 03/04/2020
Minka Group | Minka Aire | F584-***** | True |  | 3 | Yes | 2042 | 22 | 93 | 3478 | 46 | 76 | 3908 | 60 | 65 | [5 empty] | Other |  | Federally-Regulated Consumer Product | 12/27/2012 |  | 03/04/2020
American De Rosa Lamparts, LLC DBA Luminance Brands | Concord Fans | 52HUG5XX | True |  | 3 | Yes | 1694 | 9 | 188 | 3241 | 28 | 116 | 4872 | 60 | 81 | [5 empty] | None |  | Federally-Regulated Consumer Product | 09/30/2015 |  | 03/04/2020
Air Cool Industrial Co., Ltd. | Hampton Bay | AC-552 (AL875-BK) | True |  | 3 | Yes | 2076 | 16 | 130 | 3447 | 37 | 93 | 5174 | 67 | 77 | [5 empty] | Incandescent |  | Federally-Regulated Consumer Product | 08/14/2015 |  | 03/04/2020
Madison Avenue Lighting & Fan Co. | Home Decorators Collection | 14417 | True |  | 3 | Yes | 2227 | 12 | 186 | 3587 | 30 | 120 | 5912 | 67 | 88 | [5 empty] | Other |  | Federally-Regulated Consumer Product | 04/02/2014 |  | 03/04/2020
Minka Group | Minka Aire | F738-WHF | True |  | 3 | Yes | 2066 | 13 | 159 | 3562 | 31 | 115 | 5405 | 64 | 84 | [5 empty] | None |  | Federally-Regulated Consumer Product | 07/02/2014 |  | 03/04/2020
Fanimation | Fanimation | FPS7955DZ | True |  | 3 | Yes | 2063 | 9 | 229 | 3844 | 32 | 120 | 5509 | 48 | 114 | [5 empty] | Incandescent |  | Federally-Regulated Consumer Product | 09/24/2015 |  | 03/04/2020
King of Fans | Hampton Bay | 42010 | True |  | 3 | Yes | 2764 | 12 | 230 | 3903 | 25 | 156 | 5701 | 57 | 100 | [5 empty] | Incandescent |  | Federally-Regulated Consumer Product | 07/12/2013 |  | 03/04/2020
Hunter Fan Company | Casablanca | 54117 | True |  | 4 | Yes | 1575 | 6 | 263 | 4494 | 40 | 112 | 6290 | 80 | 79 | [5 empty] | None |  | Federally-Regulated Consumer Product | 01/17/2014 |  | 03/04/2020
Litex Industries | Harbor Breeze | DTA54GPT5CL | True |  | 3 | Yes | 1641 | 11 | 149 | 3795 | 38 | 100 | 5099 | 64 | 80 | [5 empty] | Incandescent |  | Federally-Regulated Consumer Product | 02/03/2012 |  | 03/04/2020
Hunter Fan Company | Hunter | 54108 | True |  | 3 | Yes | 2049 | 9 | 228 | 3587 | 27 | 133 | 6514 | 85 | 77 | [5 empty] | None |  | Federally-Regulated Consumer Product | 06/07/2013 |  | 03/04/2020
Hunter Fan Company | Casablanca | 54106 | True |  | 4 | Yes | 2648 | 22 | 120 | 3161 | 36 | 88 | 4388 | 78 | 56 | [5 empty] | Incandescent |  | Federally-Regulated Consumer Product | 05/16/2013 |  | 03/04/2020
Litex Industries | Litex | GD52AN5CM | True |  | 3 | Yes | 1902 | 24 | 79 | 3676 | 42 | 88 | 5000 | 63 | 79 | [5 empty] | Incandescent |  | Federally-Regulated Consumer Product | 10/07/2010 |  | 03/04/2020
Hunter Fan Company | Hunter | 53249 | True |  | 3 | Yes | 1915 | 10 | 192 | 3100 | 26 | 119 | 4976 | 67 | 74 | [5 empty] | Compact Flourescent |  | Federally-Regulated Consumer Product | 02/15/2013 |  | 03/04/2020
Aeratron Pty Ltd. | Aeratron | AE2-60L | True |  | V | Yes | 2854 | 3 | 951 | 5130 | 9 | 570 | 6837 | 19 | 360 | [5 empty] | LED |  | Federally-Regulated Consumer Product | 05/21/2015 |  | 03/04/2020
Litex Industries | Deluce | DFLW52ABZ5C | True |  | 3 | Yes | 2035 | 16 | 127 | 3898 | 42 | 93 | 5536 | 76 | 73 | [5 empty] | Incandescent |  | Federally-Regulated Consumer Product | 10/07/2010 |  | 03/04/2020
Hunter Fan Company | Hunter | 52070 | True |  | 3 | Yes | 1463 | 7 | 209 | 2215 | 16 | 138 | 4548 | 66 | 69 | [5 empty] | Incandescent |  | Federally-Regulated Consumer Product | 12/11/2012 |  | 03/04/2020
Hunter Fan Company | Hunter | 28697 | True |  | 3 | Yes | 1467 | 9 | 163 | 2213 | 19 | 116 | 3511 | 45 | 78 | [5 empty] | Incandescent |  | Federally-Regulated Consumer Product | 11/17/2011 |  | 03/04/2020
Hunter Fan Company | Hunter | 28669 | True |  | 3 | Yes | 1985 | 12 | 165 | 3157 | 30 | 105 | 4448 | 55 | 81 | [5 empty] | Incandescent |  | Federally-Regulated Consumer Product | 11/17/2011 |  | 03/04/2020
American De Rosa Lamparts, LLC DBA Luminance Brands | Sunset Lighting | CF52378-XX-L | True |  | 3 | Yes | 1953 | 13 | 150 | 3334 | 35 | 95 | 4856 | 67 | 72 | [5 empty] | Incandescent |  | Federally-Regulated Consumer Product | 09/30/2015 |  | 03/04/2020
American De Rosa Lamparts, LLC DBA Luminance Brands | Sunset Lighting | CF52878-XX-L/TCF52878-XX-L | True |  | 3 | Yes | 2113 | 11 | 192 | 3589 | 29 | 124 | 4500 | 62 | 73 | [5 empty] | Incandescent |  | Federally-Regulated Consumer Product | 09/30/2015 |  | 03/04/2020
Landmark Enterprise, Inc. | Harbor Breeze | LP8078LAZ | True |  | 3 | Yes | 1820 | 11 | 165 | 3454 | 30 | 115 | 5126 | 63 | 81 | [5 empty] | Incandescent |  | Federally-Regulated Consumer Product | 03/04/2011 |  | 03/04/2020
Hunter Fan Company | Hunter | 53211 | True |  | 3 | Yes | 1918 | 10 | 192 | 3444 | 27 | 128 | 5150 | 64 | 80 | [5 empty] | None |  | Federally-Regulated Consumer Product | 10/31/2012 |  | 03/04/2020
Hunter Fan Company | Casablanca | 59083 | True |  | 4 | Yes | 3741 | 30 | 125 | 4595 | 44 | 104 | 5809 | 69 | 84 | [5 empty] | Incandescent |  | Federally-Regulated Consumer Product | 06/07/2013 |  | 03/04/2020
Hunter Fan Company | Hunter | 28740 | True |  | 3 | Yes | 1844 | 10 | 184 | 3343 | 28 | 119 | 5195 | 68 | 76 | [5 empty] | Incandescent |  | Federally-Regulated Consumer Product | 06/29/2012 |  | 03/04/2020
Hunter Fan Company | Casablanca | 55059 | True |  | 4 | Yes | 2028 | 11 | 184 | 4682 | 50 | 94 | 6393 | 89 | 72 | [5 empty] | Compact Flourescent |  | Federally-Regulated Consumer Product | 01/09/2014 |  | 03/04/2020
Hunter Fan Company | Hunter | 20493 | True |  | 3 | Yes | 1506 | 12 | 126 | 2621 | 28 | 94 | 3880 | 56 | 69 | [5 empty] | None |  | Federally-Regulated Consumer Product | 11/17/2011 |  | 03/04/2020
Hunter Fan Company | Casablanca | 6611G | True |  | 4 | Yes | 1236 | 5 | 247 | 6398 | 85 | 75 | 4555 | 46 | 99 | [5 empty] | None |  | Federally-Regulated Consumer Product | 11/17/2011 |  | 03/04/2020
Visual Comfort & Company | Monte Carlo | 5HDR52*** | True |  | 3 | Yes | 1943 | 11 | 177 | 3581 | 29 | 123 | 5493 | 60 | 92 | [5 empty] | Compact Flourescent |  | Federally-Regulated Consumer Product | 08/28/2012 |  | 03/04/2020
Hunter Fan Company | Casablanca | 3272T | True |  | 6 | Yes | 1213 | 40 | 30 | 6251 | 112 | 56 | 3497 | 73 | 48 | [5 empty] | Other |  | Federally-Regulated Consumer Product | 11/17/2011 |  | 03/04/2020
Hunter Fan Company | Hunter | 28723 | True |  | 3 | Yes | 1449 | 9 | 161 | 3033 | 28 | 108 | 5203 | 67 | 78 | [5 empty] | Compact Flourescent |  | Federally-Regulated Consumer Product | 11/17/2011 |  | 03/04/2020
Madison Avenue Lighting & Fan Co. | Home Decorators Collection | 14436 | True |  | 3 | Yes | 2179 | 14 | 156 | 3913 | 33 | 119 | 6124 | 69 | 89 | [5 empty] | LED |  | Federally-Regulated Consumer Product | 06/29/2015 |  | 03/04/2020
Hunter Fan Company | Hunter | 53132 | True |  | 3 | Yes | 1833 | 9 | 204 | 3055 | 25 | 122 | 4881 | 66 | 74 | [5 empty] | Incandescent |  | Federally-Regulated Consumer Product | 10/21/2013 |  | 03/04/2020
Landmark Enterprise, Inc. | Harbor Breeze | LP8214*** | True |  | 3 | Yes | 2027 | 11 | 184 | 3346 | 24 | 139 | 5072 | 62 | 82 | [5 empty] | LED |  | Federally-Regulated Consumer Product | 03/03/2013 |  | 03/04/2020
American De Rosa Lamparts, LLC DBA Luminance Brands | Concord Fans | 60RS5XX | True |  | 3 | Yes | 2133 | 10 | 213 | 4912 | 36 | 136 | 7632 | 81 | 94 | [5 empty] | None |  | Federally-Regulated Consumer Product | 09/30/2015 |  | 03/04/2020
Hunter Fan Company | Casablanca | 6745D | True |  | 4 | Yes | 1142 | 7 | 163 | 6105 | 106 | 58 | 3208 | 33 | 97 | [5 empty] | None |  | Federally-Regulated Consumer Product | 11/17/2011 |  | 03/04/2020
Air Comfort, Inc. | Emerson | CF901*** | True |  | 4 | Yes | 1896 | 11 | 172 | 3952 | 36 | 110 | 5263 | 59 | 89 | [5 empty] | None |  | Federally-Regulated Consumer Product | 11/12/2014 |  | 03/04/2020
Big Ass Fans | Haiku | K3150-S0-P*-04-02-C | True |  | 6 | Yes | 2861 | 3 | 954 | 3462 | 4 | 866 | 6388 | 16 | 399 | [5 empty] | LED |  | Federally-Regulated Consumer Product | 12/29/2014 |  | 03/04/2020
American De Rosa Lamparts, LLC DBA Luminance Brands | Sunset Lighting | CF52370-XX-L | True |  | 3 | Yes | 1712 | 12 | 143 | 3568 | 30 | 119 | 5000 | 63 | 79 | [5 empty] | Incandescent |  | Federally-Regulated Consumer Product | 09/30/2015 |  | 03/04/2020
Hunter Fan Company | Casablanca | C29G11M | True |  | 3 | Yes | 848 | 8 | 106 | 3074 | 50 | 61 | 1495 | 15 | 100 | [5 empty] | Other |  | Federally-Regulated Consumer Product | 11/17/2011 |  | 03/04/2020
Air Cool Industrial Co., Ltd. | Hampton Bay | AC-552A(AC316-PW) | True |  | 3 | Yes | 2276 | 12 | 190 | 3854 | 33 | 117 | 6065 | 89 | 68 | [5 empty] | Incandescent |  | Federally-Regulated Consumer Product | 08/14/2015 |  | 03/04/2020
Halsey Enterprise Co., Ltd. | Kichler Lighting | 300126MCH | True |  | 3 | Yes | 1950 | 15 | 130 | 3635 | 39 | 93 | 6171 | 88 | 70 | [5 empty] | Other |  | Federally-Regulated Consumer Product | 08/13/2013 |  | 03/04/2020
Hong Kong China Electric Manufacture Co., Ltd. | Harbor Breeze | 593749 | True |  | 3 | Yes | 2374 | 11 | 216 | 3574 | 26 | 137 | 4924 | 55 | 90 | [5 empty] | Incandescent |  | Federally-Regulated Consumer Product | 04/29/2014 |  | 03/04/2020
Visual Comfort & Company | Monte Carlo | 5SLR52***-B | True |  | 3 | Yes | 2009 | 11 | 183 | 3940 | 32 | 123 | 5871 | 64 | 92 | [5 empty] | Compact Flourescent |  | Federally-Regulated Consumer Product | 08/28/2012 |  | 03/04/2020
Hunter Fan Company | Hunter | 52112 | True |  | 3 | Yes | 1753 | 7 | 250 | 2521 | 16 | 158 | 4736 | 64 | 74 | [5 empty] | Incandescent |  | Federally-Regulated Consumer Product | 04/17/2014 |  | 03/04/2020
King of Fans | Hampton Bay | 5446* | True |  | 3 | Yes | 1673 | 12 | 139 | 2609 | 25 | 104 | 3771 | 51 | 74 | [5 empty] | Compact Flourescent |  | Federally-Regulated Consumer Product | 07/29/2014 |  | 03/04/2020
Landmark Enterprise, Inc. | Allen + Roth | LP8074*** | True |  | 3 | Yes | 930 | 18 | 52 | 1281 | 27 | 47 | 1587 | 56 | 28 | [5 empty] | Incandescent |  | Federally-Regulated Consumer Product | 03/03/2013 |  | 03/04/2020
Big Ass Fans | Haiku | K3127-X2-P*-04-02-C | True |  | 7 | Yes | 1705 | 2 | 853 | 3023 | 4 | 756 | 5321 | 12 | 443 | [5 empty] | LED |  | Federally-Regulated Consumer Product | 03/10/2015 |  | 03/04/2020
Hunter Fan Company | Hunter | 20184 | True |  | 3 | Yes | 1403 | 9 | 156 | 2817 | 26 | 108 | 4696 | 62 | 76 | [5 empty] | Incandescent |  | Federally-Regulated Consumer Product | 11/17/2011 |  | 03/04/2020
Hunter Fan Company | Hunter | 28419 | True |  | 3 | Yes | 879 | 9 | 98 | 1787 | 26 | 69 | 3322 | 72 | 46 | [5 empty] | Incandescent |  | Federally-Regulated Consumer Product | 11/17/2011 |  | 03/04/2020
Minka Group | Minka Aire | F803-***** | True |  | 3 | Yes | 2899 | 23 | 126 | 4556 | 50 | 91 | 6453 | 95 | 68 | [5 empty] | Other |  | Federally-Regulated Consumer Product | 12/27/2012 |  | 03/04/2020
Hong Kong China Electric Manufacture Co., Ltd. | Harbor Breeze | 204925 | True |  | 3 | Yes | 1952 | 10 | 195 | 3697 | 31 | 119 | 4956 | 60 | 82 | [5 empty] | Incandescent |  | Federally-Regulated Consumer Product | 06/12/2012 |  | 03/04/2020
Hunter Fan Company | Casablanca | 7949D | True |  | 3 | Yes | 2052 | 9 | 228 | 7078 | 81 | 87 | 3698 | 30 | 123 | [5 empty] | None |  | Federally-Regulated Consumer Product | 11/17/2011 |  | 03/04/2020
Chien Luen Industries (Zhongshan), Ltd. | Harbor Breeze | 451794 | True |  | 3 | Yes | 1479 | 11 | 134 | 2326 | 23 | 101 | 3307 | 48 | 69 | [5 empty] | Incandescent |  | Federally-Regulated Consumer Product | 06/06/2013 |  | 03/04/2020
Hunter Fan Company | Hunter | 59085 | True |  | 3 | No | 2044 | 15 | 136 | 3322 | 33 | 101 | 4497 | 59 | 76 | [5 empty] | Compact Flourescent |  | Federally-Regulated Consumer Product | 05/21/2013 |  | 03/04/2020
Hunter Fan Company | Hunter | 25103 | True |  | 3 | Yes | 1626 | 9 | 181 | 3053 | 27 | 113 | 5251 | 66 | 80 | [5 empty] | Incandescent |  | Federally-Regulated Consumer Product | 11/17/2011 |  | 03/04/2020
Fanimation | Fanimation | FP6210OB | True |  | 3 | Yes | 2505 | 15 | 167 | 3932 | 32 | 122 | 5309 | 72 | 73 | [5 empty] | Other |  | Federally-Regulated Consumer Product | 03/18/2015 |  | 03/04/2020
King of Fans | Hampton Bay | 51090 | True |  | 3 | Yes | 1759 | 10 | 176 | 3174 | 27 | 118 | 5057 | 62 | 82 | [5 empty] | Compact Flourescent |  | Federally-Regulated Consumer Product | 10/31/2012 |  | 03/04/2020
Air Comfort, Inc. | Emerson | CF654*** | True |  | 3 | Yes | 1680 | 9 | 187 | 3765 | 29 | 130 | 6492 | 72 | 90 | [5 empty] | None |  | Federally-Regulated Consumer Product | 11/12/2014 |  | 03/04/2020
Fanimation | Fanimation | OF110OB | True |  | 3 | Yes | 467 | 47 | 10 | 768 | 69 | 11 | 847 | 85 | 10 | [5 empty] | None |  | Federally-Regulated Consumer Product | 03/07/2014 |  | 03/04/2020
Hunter Fan Company | Casablanca | 55007 | True |  | 4 | Yes | 2014 | 11 | 183 | 5094 | 50 | 102 | 7018 | 90 | 78 | [5 empty] | Incandescent |  | Federally-Regulated Consumer Product | 07/29/2013 |  | 03/04/2020
Fanim Industries | Harbor Breeze | LP8255LWH | True |  | 3 | Yes | 540 | 22 | 25 | 826 | 43 | 19 | 1102 | 58 | 19 | [5 empty] | Other |  | Federally-Regulated Consumer Product | 03/07/2014 |  | 03/04/2020
Hunter Fan Company | Hunter | 53167 | True |  | 3 | Yes | 2048 | 10 | 205 | 3255 | 26 | 125 | 5156 | 66 | 78 | [5 empty] | Incandescent |  | Federally-Regulated Consumer Product | 02/15/2013 |  | 03/04/2020
Minka Group | Minka Aire | F695-WH | True |  | 3 | Yes | 2126 | 9 | 236 | 3689 | 30 | 123 | 6002 | 71 | 85 | [5 empty] | None |  | Federally-Regulated Consumer Product | 02/28/2013 |  | 03/04/2020
Halsey Enterprise Co., Ltd. | Halsey | 50SYA-2 | True |  | 6 | Yes | 1349 | 2 | 675 | 3281 | 5 | 656 | 5641 | 15 | 376 | [5 empty] | None |  | Federally-Regulated Consumer Product | 11/02/2012 |  | 03/04/2020
Visual Comfort & Company | Monte Carlo | 5SQR52*** | True |  | 3 | Yes | 1791 | 15 | 119 | 3030 | 30 | 101 | 4814 | 59 | 82 | [5 empty] | Incandescent |  | Federally-Regulated Consumer Product | 08/28/2012 |  | 03/04/2020
Zhongshan Zhifa Electrical Appliances Co., Ltd. | Zhifa & HD Supply | 269427 | True |  | 3 | Yes | 1760 | 11 | 160 | 2205 | 21 | 105 | 3080 | 40 | 77 | [5 empty] | Incandescent |  | Federally-Regulated Consumer Product | 11/22/2011 |  | 03/04/2020
Fanimation | Fanimation | FPS7955BNCW2 | True |  | 3 | Yes | 2063 | 9 | 229 | 3844 | 32 | 120 | 5509 | 48 | 114 | [5 empty] | Incandescent |  | Federally-Regulated Consumer Product | 09/24/2015 |  | 03/04/2020
Air Comfort, Inc. | Emerson | CF1*** | True |  | 3 | Yes | 1109 | 8 | 139 | 3540 | 34 | 104 | 6446 | 100 | 64 | [5 empty] | None |  | Federally-Regulated Consumer Product | 02/02/2015 |  | 03/04/2020
Hunter Fan Company | Casablanca | 59078 | True |  | 4 | Yes | 4368 | 32 | 137 | 5438 | 51 | 107 | 7133 | 86 | 83 | [5 empty] | Incandescent |  | Federally-Regulated Consumer Product | 06/07/2013 |  | 03/04/2020
Air Cool Industrial Co., Ltd. | Seasons | 269504 | True |  | 3 | Yes | 1655 | 13 | 127 | 2728 | 27 | 101 | 3135 | 38 | 83 | [5 empty] | Compact Flourescent |  | Federally-Regulated Consumer Product | 03/16/2011 |  | 03/04/2020
Hunter Fan Company | Casablanca | 4726D | True |  | 3 | Yes | 2042 | 9 | 227 | 7126 | 82 | 87 | 3902 | 30 | 130 | [5 empty] | None |  | Federally-Regulated Consumer Product | 11/17/2011 |  | 03/04/2020
Progress Lighting | Progress Lighting | P2514-* | True |  | 3 | Yes | 1530 | 10 | 153 | 3011 | 27 | 112 | 4566 | 55 | 83 | [5 empty] | Incandescent |  | Federally-Regulated Consumer Product | 04/13/2012 |  | 03/04/2020
Hunter Fan Company | Hunter | 53000 | True |  | 3 | Yes | 1180 | 10 | 118 | 1814 | 25 | 73 | 2737 | 64 | 43 | [5 empty] | Incandescent |  | Federally-Regulated Consumer Product | 02/15/2013 |  | 03/04/2020
Halsey Enterprise Co., Ltd. | Lamps Plus | 54LPG-1 | True |  | 3 | Yes | 2534 | 14 | 181 | 4380 | 38 | 115 | 6363 | 79 | 81 | [5 empty] | Incandescent |  | Federally-Regulated Consumer Product | 04/29/2013 |  | 03/04/2020
American De Rosa Lamparts, LLC DBA Luminance Brands | Sunset Lighting | CF52264-XX | True |  | 3 | Yes | 1850 | 14 | 132 | 3747 | 46 | 81 | 5000 | 58 | 86 | [5 empty] | None |  | Federally-Regulated Consumer Product | 09/30/2015 |  | 03/04/2020
Fanimation | Fanimation | LB250VZ | True |  | 4 | Yes | 1224 | 7 | 174 | 4218 | 36 | 117 | 6471 | 73 | 88 | [5 empty] | None |  | Federally-Regulated Consumer Product | 03/18/2015 |  | 03/04/2020
Hunter Fan Company | Casablanca | 54042 | True |  | 4 | Yes | 2070 | 12 | 173 | 4710 | 47 | 100 | 6504 | 85 | 77 | [5 empty] | Incandescent |  | Federally-Regulated Consumer Product | 10/31/2012 |  | 03/04/2020
Litex Industries | Ellington | WOD52WW5C | True |  | 3 | Yes | 1635 | 11 | 149 | 3536 | 32 | 111 | 5284 | 61 | 87 | [5 empty] | Incandescent |  | Federally-Regulated Consumer Product | 10/07/2010 |  | 03/04/2020
Aeratron Pty Ltd. | Aeratron | AE2-50W | True |  | V | Yes | 1349 | 2 | 675 | 3281 | 5 | 656 | 5641 | 15 | 376 | [5 empty] | LED |  | Federally-Regulated Consumer Product | 05/21/2015 |  | 03/04/2020
Hunter Fan Company | Hunter | 21629 | True |  | 3 | Yes | 1477 | 12 | 123 | 2899 | 29 | 100 | 5061 | 73 | 69 | [5 empty] | Incandescent |  | Federally-Regulated Consumer Product | 11/17/2011 |  | 03/04/2020
Hunter Fan Company | Hunter | 22438 | True |  | 3 | Yes | 1499 | 10 | 150 | 2941 | 27 | 109 | 5091 | 66 | 77 | [5 empty] | Incandescent |  | Federally-Regulated Consumer Product | 11/17/2011 |  | 03/04/2020
Visual Comfort & Company | Monte Carlo | 5CXR52*** | True |  | 3 | Yes | 1885 | 15 | 126 | 3056 | 30 | 102 | 4842 | 55 | 88 | [5 empty] | Incandescent |  | Federally-Regulated Consumer Product | 08/28/2012 |  | 03/04/2020
King of Fans | Hampton Bay | 52381 | True |  | 3 | Yes | 1249 | 12 | 104 | 3182 | 33 | 96 | 4845 | 66 | 73 | [5 empty] | Compact Flourescent |  | Federally-Regulated Consumer Product | 10/31/2012 |  | 03/04/2020
Hunter Fan Company | Hunter | 25120 | True |  | 3 | Yes | 1750 | 9 | 194 | 3209 | 27 | 119 | 5047 | 67 | 75 | [5 empty] | LED |  | Federally-Regulated Consumer Product | 11/17/2011 |  | 03/04/2020
Hunter Fan Company | Hunter | 23856 | True |  | 3 | Yes | 3595 | 19 | 189 | 3989 | 39 | 102 | 6947 | 87 | 80 | [5 empty] | None |  | Federally-Regulated Consumer Product | 11/17/2011 |  | 03/04/2020
Hunter Fan Company | Hunter | 28473 | True |  | 3 | Yes | 1497 | 10 | 150 | 3086 | 27 | 114 | 5372 | 67 | 80 | [5 empty] | None |  | Federally-Regulated Consumer Product | 11/17/2011 |  | 03/04/2020
Fanimation | Fanimation | FPD7943MG | True |  | 6 | Yes | 2572 | 5 | 514 | 4380 | 16 | 273 | 5239 | 30 | 174 | [5 empty] | Other |  | Federally-Regulated Consumer Product | 03/18/2015 |  | 03/04/2020
Fanim Industries | Harbor Breeze | LP8018LAZ | True |  | 3 | Yes | 1514 | 10 | 151 | 2638 | 24 | 109 | 5172 | 66 | 78 | [5 empty] | None |  | Federally-Regulated Consumer Product | 09/04/2015 |  | 03/04/2020
Hunter Fan Company | Hunter | 20183 | True |  | 3 | Yes | 1403 | 9 | 156 | 2817 | 26 | 108 | 4696 | 62 | 76 | [5 empty] | Incandescent |  | Federally-Regulated Consumer Product | 11/17/2011 |  | 03/04/2020
Hunter Fan Company | Hunter | 28537 | True |  | 3 | Yes | 1106 | 17 | 65 | 2580 | 39 | 66 | 6607 | 84 | 79 | [5 empty] | None |  | Federally-Regulated Consumer Product | 11/17/2011 |  | 03/04/2020
Hunter Fan Company | Casablanca | 59020 | True |  | 4 | Yes | 1387 | 11 | 126 | 3118 | 49 | 64 | 4032 | 88 | 46 | [5 empty] | Incandescent |  | Federally-Regulated Consumer Product | 09/11/2013 |  | 03/04/2020
Litex Industries | Ellington | FRV52BBZ5CRW | True |  | 3 | Yes | 1857 | 16 | 116 | 3752 | 44 | 85 | 5168 | 74 | 70 | [5 empty] | Incandescent |  | Federally-Regulated Consumer Product | 10/07/2010 |  | 03/04/2020
Litex Industries | Better Homes & Gardens | E-WD52WMB5C4W | True |  | 3 | Yes | 2167 | 23 | 94 | 3447 | 37 | 93 | 4840 | 57 | 85 | [5 empty] | Incandescent |  | Federally-Regulated Consumer Product | 02/11/2011 |  | 03/04/2020
Hunter Fan Company | Hunter | 26446 | True |  | 3 | Yes | 1497 | 10 | 150 | 2835 | 21 | 135 | 5012 | 60 | 84 | [5 empty] | Incandescent |  | Federally-Regulated Consumer Product | 11/17/2011 |  | 03/04/2020
Hunter Fan Company | Hunter | 53220 | True |  | 3 | Yes | 1311 | 10 | 131 | 2065 | 26 | 79 | 3247 | 66 | 49 | [5 empty] | Incandescent |  | Federally-Regulated Consumer Product | 10/31/2012 |  | 03/04/2020
Hunter Fan Company | Hunter | 20510 | True |  | 3 | Yes | 1909 | 10 | 191 | 3340 | 29 | 115 | 5150 | 68 | 76 | [5 empty] | None |  | Federally-Regulated Consumer Product | 11/17/2011 |  | 03/04/2020
Hunter Fan Company | Casablanca | 59059 | True |  | 4 | Yes | 3773 | 28 | 135 | 4660 | 44 | 106 | 6693 | 84 | 80 | [5 empty] | Other |  | Federally-Regulated Consumer Product | 05/16/2013 |  | 03/04/2020
Litex Industries | Mainstays | E-DCF52WW5C1W | True |  | 3 | Yes | 2093 | 23 | 91 | 3298 | 36 | 92 | 4837 | 56 | 86 | [5 empty] | Incandescent |  | Federally-Regulated Consumer Product | 02/11/2011 |  | 03/04/2020
Hunter Fan Company | Hunter | 51022 | True |  | 3 | Yes | 936 | 8 | 117 | 1433 | 15 | 96 | 2825 | 56 | 50 | [5 empty] | Incandescent |  | Federally-Regulated Consumer Product | 05/21/2013 |  | 03/04/2020
Hunter Fan Company | Hunter | 25818 | True |  | 3 | Yes | 1813 | 9 | 201 | 2598 | 19 | 137 | 4038 | 45 | 90 | [5 empty] | Compact Flourescent |  | Federally-Regulated Consumer Product | 11/17/2011 |  | 03/04/2020
Minka Group | Minka Aire | 24024-***** | True |  | 6 | Yes | 1835 | 4 | 459 | 3965 | 12 | 330 | 5559 | 30 | 185 | [5 empty] | None |  | Federally-Regulated Consumer Product | 12/27/2012 |  | 03/04/2020
Air Cool Industrial Co., Ltd. | Hampton Bay | AG-523OD(AG523-NI) | True |  | 3 | Yes | 1671 | 20 | 84 | 3099 | 41 | 76 | 4071 | 63 | 65 | [5 empty] | Incandescent |  | Federally-Regulated Consumer Product | 08/14/2015 |  | 03/04/2020
Litex Industries | Litex | NP52***5C | True |  | 3 | Yes | 1420 | 10 | 142 | 3156 | 29 | 109 | 5051 | 65 | 78 | [5 empty] | Incandescent |  | Federally-Regulated Consumer Product | 10/07/2010 |  | 03/04/2020
Halsey Enterprise Co., Ltd. | Monte Carlo | 5BCTR20(X) | True |  | 3 | Yes | 608 | 10 | 61 | 917 | 16 | 57 | 1247 | 25 | 50 | [5 empty] | Other |  | Federally-Regulated Consumer Product | 03/19/2014 |  | 03/04/2020
Litex Industries | Home Elegance | E-DCF52BB5C4WM | True |  | 3 | Yes | 2042 | 25 | 82 | 3160 | 30 | 105 | 4532 | 58 | 78 | [5 empty] | Incandescent |  | Federally-Regulated Consumer Product | 01/09/2013 |  | 03/04/2020
Fanimation | Fanimation | HF7240DS | True |  | 3 | Yes | 2052 | 15 | 137 | 3470 | 32 | 108 | 5784 | 72 | 80 | [5 empty] | Incandescent |  | Federally-Regulated Consumer Product | 03/07/2014 |  | 03/04/2020
Air Comfort, Inc. | Emerson | CF985*** | True |  | 6 | Yes | 3965 | 5 | 793 | 7538 | 17 | 443 | 9782 | 34 | 288 | [5 empty] | Incandescent |  | Federally-Regulated Consumer Product | 05/18/2015 |  | 03/04/2020
Hunter Fan Company | Hunter | 59181 | True |  | 3 | Yes | 1528 | 7 | 218 | 2344 | 15 | 156 | 4432 | 60 | 74 | [5 empty] | Compact Flourescent |  | Federally-Regulated Consumer Product | 02/12/2015 |  | 03/04/2020
King of Fans | Hampton Bay | 26684 | True |  | 3 | Yes | 2257 | 13 | 174 | 3466 | 31 | 112 | 5034 | 67 | 75 | [5 empty] | None |  | Federally-Regulated Consumer Product | 12/20/2012 |  | 03/04/2020
Hunter Fan Company | Hunter | 54074 | True |  | 3 | Yes | 2011 | 10 | 201 | 3524 | 28 | 126 | 5860 | 78 | 75 | [5 empty] | Incandescent |  | Federally-Regulated Consumer Product | 02/15/2013 |  | 03/04/2020
Craftmade | Craftmade | FR52** | True |  | 3 | Yes | 1484 | 12 | 124 | 3228 | 29 | 111 | 5706 | 77 | 74 | [5 empty] | Compact Flourescent |  | Federally-Regulated Consumer Product | 02/04/2014 |  | 03/04/2020
American De Rosa Lamparts, LLC DBA Luminance Brands | Concord Fans | 52HE5XX | True |  | 3 | Yes | 1958 | 13 | 151 | 3567 | 31 | 115 | 4950 | 59 | 84 | [5 empty] | None |  | Federally-Regulated Consumer Product | 09/30/2015 |  | 03/04/2020
Hunter Fan Company | Hunter | 23849 | True |  | 3 | Yes | 607 | 10 | 61 | 869 | 20 | 43 | 1341 | 48 | 28 | [5 empty] | Incandescent |  | Federally-Regulated Consumer Product | 11/17/2011 |  | 03/04/2020
Hunter Fan Company | Hunter | 28872 | True |  | 3 | Yes | 1632 | 10 | 163 | 2998 | 26 | 115 | 4778 | 66 | 72 | [5 empty] | Incandescent |  | Federally-Regulated Consumer Product | 11/17/2011 |  | 03/04/2020
Litex Industries | Harbor Breeze | CC52WW5C | True |  | 3 | Yes | 1860 | 13 | 143 | 3446 | 34 | 101 | 5037 | 65 | 77 | [5 empty] | Incandescent |  | Federally-Regulated Consumer Product | 10/07/2010 |  | 03/04/2020
Hunter Fan Company | Casablanca | 59158 | True |  | 4 | Yes | 2461 | 11 | 224 | 5085 | 44 | 116 | 6979 | 83 | 84 | [5 empty] | LED |  | Federally-Regulated Consumer Product | 02/12/2015 |  | 03/04/2020
Hong Kong China Electric Manufacture Co., Ltd. | Harbor Breeze | 403521 | True |  | 3 | Yes | 1953 | 11 | 177 | 3215 | 27 | 119 | 4255 | 55 | 77 | [5 empty] | Incandescent |  | Federally-Regulated Consumer Product | 06/12/2012 |  | 03/04/2020
Hunter Fan Company | Casablanca | 46U26M | True |  | 3 | Yes | 1622 | 9 | 180 | 6691 | 89 | 75 | 3760 | 29 | 130 | [5 empty] | None |  | Federally-Regulated Consumer Product | 11/17/2011 |  | 03/04/2020
Air Cool Industrial Co., Ltd. | Seasons | 269336 | True |  | 3 | Yes | 1346 | 19 | 71 | 2556 | 33 | 77 | 3371 | 47 | 72 | [5 empty] | None |  | Federally-Regulated Consumer Product | 04/27/2012 |  | 03/04/2020
Hunter Fan Company | Casablanca | 46U26D | True |  | 3 | Yes | 1622 | 9 | 180 | 6691 | 89 | 75 | 3760 | 29 | 130 | [5 empty] | None |  | Federally-Regulated Consumer Product | 11/17/2011 |  | 03/04/2020
Litex Industries | Harbor Breeze | HS52BCW5C1L | True |  | 3 | Yes | 2141 | 14 | 153 | 3884 | 36 | 108 | 5248 | 66 | 80 | [5 empty] | Incandescent |  | Federally-Regulated Consumer Product | 10/07/2010 |  | 03/04/2020
American De Rosa Lamparts, LLC DBA Luminance Brands | Sunset Lighting | CF52374-XX-L-ES-NPC | True |  | 3 | Yes | 2289 | 11 | 208 | 3841 | 28 | 137 | 5695 | 59 | 97 | [5 empty] | Compact Flourescent |  | Federally-Regulated Consumer Product | 09/30/2015 |  | 03/04/2020
Hunter Fan Company | Casablanca | 4988D | True |  | 3 | Yes | 1892 | 8 | 237 | 6640 | 81 | 82 | 3515 | 28 | 126 | [5 empty] | None |  | Federally-Regulated Consumer Product | 11/17/2011 |  | 03/04/2020
Air Comfort, Inc. | Emerson | CF766*** | True |  | 4 | Yes | 2747 | 14 | 196 | 5021 | 34 | 148 | 6403 | 49 | 131 | [5 empty] | Incandescent |  | Federally-Regulated Consumer Product | 11/12/2014 |  | 03/04/2020
Hunter Fan Company | Hunter | 28111 | True |  | 3 | Yes | 2040 | 13 | 157 | 4025 | 34 | 118 | 6538 | 75 | 87 | [5 empty] | Other |  | Federally-Regulated Consumer Product | 11/17/2011 |  | 03/04/2020
Litex Industries | Bala | WOD52WW5 | True |  | 3 | Yes | 1734 | 11 | 158 | 3675 | 32 | 115 | 5532 | 60 | 92 | [5 empty] | None |  | Federally-Regulated Consumer Product | 10/07/2010 |  | 03/04/2020
Hunter Fan Company | Hunter | 59073 | True |  | 3 | Yes | 1943 | 12 | 162 | 3560 | 31 | 115 | 5892 | 77 | 77 | [5 empty] | Compact Flourescent |  | Federally-Regulated Consumer Product | 05/21/2013 |  | 03/04/2020
Fanimation | Fanimation | FP7900BL | True |  | 3 | Yes | 1700 | 18 | 94 | 2800 | 36 | 77 | 4400 | 58 | 75 | [5 empty] | Incandescent |  | Federally-Regulated Consumer Product | 03/18/2015 |  | 03/04/2020
American De Rosa Lamparts, LLC DBA Luminance Brands | Sunset Lighting | CF52139-XX-GU | True |  | 3 | Yes | 1865 | 11 | 170 | 2793 | 28 | 100 | 4500 | 52 | 87 | [5 empty] | Compact Flourescent |  | Federally-Regulated Consumer Product | 09/30/2015 |  | 03/04/2020
Fanimation | Fanimation | MA7400AB | True |  | 3 | Yes | 2257 | 14 | 161 | 3867 | 31 | 124 | 5129 | 49 | 104 | [5 empty] | None |  | Federally-Regulated Consumer Product | 09/04/2015 |  | 03/04/2020
Halsey Enterprise Co., Ltd. | Halsey | SPLASH | True |  | 3 | Yes | 1553 | 12 | 129 | 2427 | 26 | 93 | 3850 | 56 | 69 | [5 empty] | Incandescent |  | Federally-Regulated Consumer Product | 01/02/2013 |  | 03/04/2020
Litex Industries | Bala | ELC52WW5LK1BDM | True |  | 3 | Yes | 1720 | 14 | 123 | 2765 | 27 | 102 | 4629 | 58 | 80 | [5 empty] | Incandescent |  | Federally-Regulated Consumer Product | 10/07/2010 |  | 03/04/2020
Hunter Fan Company | Hunter | 20801 | True |  | 3 | Yes | 1500 | 9 | 167 | 2900 | 26 | 112 | 5000 | 66 | 76 | [5 empty] | Incandescent |  | Federally-Regulated Consumer Product | 11/17/2011 |  | 03/04/2020
Halsey Enterprise Co., Ltd. | Monte Carlo | 4BFR54(X) | True |  | 3 | Yes | 1954 | 12 | 163 | 3685 | 30 | 123 | 5712 | 60 | 95 | [5 empty] | Other |  | Federally-Regulated Consumer Product | 03/19/2014 |  | 03/04/2020
Hunter Fan Company | Hunter | 23979 | True |  | 3 | Yes | 2092 | 10 | 209 | 3422 | 28 | 122 | 5803 | 74 | 78 | [5 empty] | None |  | Federally-Regulated Consumer Product | 11/17/2011 |  | 03/04/2020
Hunter Fan Company | Casablanca | 54122 | True |  | 4 | Yes | 1679 | 5 | 336 | 4455 | 40 | 111 | 6201 | 82 | 76 | [5 empty] | None |  | Federally-Regulated Consumer Product | 01/09/2014 |  | 03/04/2020
Fanimation | Fanimation | FP7000OB | True |  | 2 | Yes | 7583 | 44 | 172 |  |  |  | 10393 | 75 | 139 | [5 empty] | None |  | Federally-Regulated Consumer Product | 03/24/2014 |  | 03/04/2020
Sienhua Electric Fan Co., Ltd. Guandong | Hampton Bay | HL52QVP-3LC14-C | True |  | 3 | Yes | 1623 | 11 | 148 | 2954 | 28 | 106 | 4384 | 54 | 81 | [5 empty] | Compact Flourescent |  | Federally-Regulated Consumer Product | 08/20/2013 |  | 03/04/2020
Minka Group | Minka Aire | F546-***** | True |  | 3 | Yes | 1558 | 10 | 156 | 2768 | 27 | 103 | 3290 | 47 | 70 | [5 empty] | None |  | Federally-Regulated Consumer Product | 12/27/2012 |  | 03/04/2020
Hunter Fan Company | Hunter | 22460 | True |  | 3 | Yes | 1403 | 9 | 156 | 2817 | 26 | 108 | 4696 | 62 | 76 | [5 empty] | Incandescent |  | Federally-Regulated Consumer Product | 11/17/2011 |  | 03/04/2020
Hunter Fan Company | Casablanca | 55036 | True |  | 4 | Yes | 4072 | 34 | 120 | 5057 | 54 | 94 | 6317 | 88 | 72 | [5 empty] | None |  | Federally-Regulated Consumer Product | 05/16/2013 |  | 03/04/2020
Hunter Fan Company | Hunter | 23697 | True |  | 3 | Yes | 1652 | 10 | 165 | 3648 | 29 | 126 | 5682 | 66 | 86 | [5 empty] | Incandescent |  | Federally-Regulated Consumer Product | 11/17/2011 |  | 03/04/2020
Hunter Fan Company | Hunter | 23847 | True |  | 3 | Yes | 2696 | 18 | 150 | 4164 | 39 | 107 | 6644 | 86 | 77 | [5 empty] | None |  | Federally-Regulated Consumer Product | 10/21/2013 |  | 03/04/2020
Visual Comfort & Company | Monte Carlo | 5CQM52*** | True |  | 3 | Yes | 2361 | 11 | 215 | 4289 | 31 | 138 | 6035 | 57 | 106 | [5 empty] | None |  | Federally-Regulated Consumer Product | 02/07/2014 |  | 03/04/2020
Hunter Fan Company | Casablanca | 7745D | True |  | 3 | Yes | 1949 | 9 | 217 | 6152 | 80 | 77 | 3690 | 30 | 123 | [5 empty] | None |  | Federally-Regulated Consumer Product | 11/17/2011 |  | 03/04/2020
Minka Group | Minka Aire | F733-SL | True |  | 3 | Yes | 2293 | 20 | 115 | 3821 | 43 | 89 | 6431 | 123 | 52 | [5 empty] | None |  | Federally-Regulated Consumer Product | 09/18/2013 |  | 03/04/2020
Minka Group | Minka Aire | F689-PW | True |  | 3 | Yes | 2491 | 11 | 226 | 4698 | 35 | 134 | 7557 | 85 | 89 | [5 empty] | None |  | Federally-Regulated Consumer Product | 09/24/2012 |  | 03/04/2020
Hunter Fan Company | Hunter | 59048 | True |  | 3 | Yes | 1966 | 13 | 151 | 3654 | 32 | 114 | 5847 | 72 | 81 | [5 empty] | LED |  | Federally-Regulated Consumer Product | 07/18/2013 |  | 03/04/2020
Halsey Enterprise Co., Ltd. | Savoy House | PEACHTREE | True |  | 3 | Yes | 2053 | 14 | 147 | 3401 | 32 | 106 | 4913 | 60 | 82 | [5 empty] | Incandescent |  | Federally-Regulated Consumer Product | 02/06/2013 |  | 03/04/2020
King of Fans | Home Decorators Collection | 54403 | True |  | 3 | Yes | 2438 | 13 | 188 | 3556 | 30 | 119 | 5201 | 63 | 83 | [5 empty] | Compact Flourescent |  | Federally-Regulated Consumer Product | 12/05/2014 |  | 03/04/2020
Zhongshan Zhifa Electrical Appliances Co., Ltd. | Zhifa & HD Supply | 269108 | True |  | 3 | Yes | 1920 | 12 | 160 | 2835 | 27 | 105 | 3900 | 50 | 78 | [5 empty] | Incandescent |  | Federally-Regulated Consumer Product | 11/22/2011 |  | 03/04/2020
Zhongshan Weihe Electrical Appliances Co., Ltd. | Comfortair | U52MK5WH4 | True |  | 3 | Yes | 1771 | 15 | 112 | 2912 | 32 | 90 | 4156 | 54 | 75 | [5 empty] | Incandescent |  | Federally-Regulated Consumer Product | 10/30/2012 |  | 03/04/2020
Hunter Fan Company | Casablanca | C22G45L | True |  | 3 | Yes | 1910 | 9 | 212 | 5577 | 64 | 87 | 3865 | 31 | 125 | [5 empty] | Other |  | Federally-Regulated Consumer Product | 11/17/2011 |  | 03/04/2020
Aeratron Pty Ltd. | Aeratron | AE2-60-LED-W | True |  | V | Yes | 2854 | 3 | 951 | 5130 | 9 | 570 | 6837 | 19 | 360 | [5 empty] | LED |  | Federally-Regulated Consumer Product | 05/21/2015 |  | 03/04/2020
Hunter Fan Company | Casablanca | 6444Z | True |  | 3 | Yes | 1313 | 41 | 32 | 6003 | 108 | 56 | 4625 | 94 | 49 | [5 empty] | None |  | Federally-Regulated Consumer Product | 11/17/2011 |  | 03/04/2020
Minka Group | Minka Aire | F574-***** | True |  | 3 | Yes | 2148 | 18 | 119 | 3975 | 35 | 114 | 5699 | 54 | 106 | [5 empty] | Other |  | Federally-Regulated Consumer Product | 12/27/2012 |  | 03/04/2020
Hunter Fan Company | Hunter | 21782 | True |  | 3 | Yes | 1453 | 10 | 145 | 2854 | 27 | 106 | 4893 | 68 | 72 | [5 empty] | None |  | Federally-Regulated Consumer Product | 11/17/2011 |  | 03/04/2020
Hunter Fan Company | Hunter | 28704 | True |  | 3 | Yes | 2079 | 12 | 173 | 3324 | 29 | 115 | 4789 | 57 | 84 | [5 empty] | Incandescent |  | Federally-Regulated Consumer Product | 11/17/2011 |  | 03/04/2020
Hunter Fan Company | Hunter | 52086 | True |  | 3 | Yes | 1188 | 7 | 170 | 1897 | 16 | 119 | 3422 | 64 | 53 | [5 empty] | Incandescent |  | Federally-Regulated Consumer Product | 06/07/2013 |  | 03/04/2020
Fanimation | Fanimation | FP4650OB | True |  | 3 | Yes | 2123 | 17 | 124 | 3012 | 29 | 103 | 4436 | 57 | 77 | [5 empty] | LED |  | Federally-Regulated Consumer Product | 03/18/2015 |  | 03/04/2020
Hunter Fan Company | Hunter | 20434 | True |  | 3 | Yes | 1200 | 8 | 150 | 2600 | 23 | 113 | 4600 | 62 | 74 | [5 empty] | Incandescent |  | Federally-Regulated Consumer Product | 11/17/2011 |  | 03/04/2020
Hunter Fan Company | Casablanca | 59120 | True |  | 4 | Yes | 2024 | 11 | 184 | 5159 | 50 | 103 | 6916 | 87 | 79 | [5 empty] | LED |  | Federally-Regulated Consumer Product | 01/09/2014 |  | 03/04/2020
Halsey Enterprise Co., Ltd. | Halsey | HE-12002 | True |  | 3 | Yes | 1547 | 14 | 111 | 2673 | 27 | 99 | 3997 | 56 | 71 | [5 empty] | Incandescent |  | Federally-Regulated Consumer Product | 01/02/2013 |  | 03/04/2020
Minka Group | Minka Aire | F824-***** | True |  | 3 | Yes | 1675 | 13 | 129 | 3101 | 30 | 103 | 4574 | 58 | 79 | [5 empty] | Other |  | Federally-Regulated Consumer Product | 12/27/2012 |  | 03/04/2020
Hunter Fan Company | Hunter | 28778 | True |  | 3 | Yes | 1922 | 9 | 214 | 3232 | 26 | 124 | 5018 | 67 | 75 | [5 empty] | Incandescent |  | Federally-Regulated Consumer Product | 06/29/2012 |  | 03/04/2020
Minka Group | Minka Aire | F563-SP-***** | True |  | 3 | Yes | 1573 | 9 | 175 | 3192 | 31 | 103 | 5272 | 76 | 69 | [5 empty] | Other |  | Federally-Regulated Consumer Product | 12/27/2012 |  | 03/04/2020
Halsey Enterprise Co., Ltd. | Lamps Plus | 08053-2S (21943) | True |  | 3 | Yes | 3518 | 20 | 176 | 5349 | 42 | 127 | 7581 | 91 | 83 | [5 empty] | Incandescent |  | Federally-Regulated Consumer Product | 04/29/2013 |  | 03/04/2020
Aeratron Pty Ltd. | Aeratron | AE3-50* | True |  | V | Yes | 1573 | 2 | 787 | 3001 | 5 | 600 | 5198 | 15 | 347 | [5 empty] | LED |  | Federally-Regulated Consumer Product | 05/21/2015 |  | 03/04/2020
Hunter Fan Company | Casablanca | C34G546M | True |  | 4 | Yes | 668 | 11 | 61 | 4405 | 83 | 53 | 2077 | 34 | 61 | [5 empty] | Other |  | Federally-Regulated Consumer Product | 11/17/2011 |  | 03/04/2020
Halsey Enterprise Co., Ltd. | Lamps Plus | HS082-2C (40189) | True |  | 3 | Yes | 3263 | 19 | 172 | 5096 | 45 | 113 | 7499 | 97 | 77 | [5 empty] | None |  | Federally-Regulated Consumer Product | 04/29/2013 |  | 03/04/2020
Litex Industries | Bala | UT56WW3M | True |  | 5 | No | 3722 | 25 | 149 | 5543 | 44 | 126 | 6925 | 61 | 114 | [5 empty] | None |  | Federally-Regulated Consumer Product | 10/07/2010 |  | 03/04/2020
Hunter Fan Company | Hunter | 53173 | True |  | 3 | Yes | 1831 | 10 | 183 | 3184 | 25 | 127 | 5155 | 66 | 78 | [5 empty] | Compact Flourescent |  | Federally-Regulated Consumer Product | 05/21/2013 |  | 03/04/2020
Hunter Fan Company | Hunter | 59001 | True |  | 3 | Yes | 1767 | 9 | 196 | 2653 | 18 | 147 | 4646 | 54 | 86 | [5 empty] | Incandescent |  | Federally-Regulated Consumer Product | 10/31/2012 |  | 03/04/2020
Air Comfort, Inc. | Emerson | CF880*** | True |  | 4 | Yes | 1653 | 11 | 150 | 3147 | 33 | 95 | 5421 | 67 | 81 | [5 empty] | Incandescent |  | Federally-Regulated Consumer Product | 11/12/2014 |  | 03/04/2020
Minka Group | Minka Aire | F539-XXX | True |  | 3 | Yes | 3679 | 21 | 175 | 6886 | 50 | 138 | 9071 | 106 | 86 | [5 empty] | None |  | Federally-Regulated Consumer Product | 06/17/2014 |  | 03/04/2020
Halsey Enterprise Co., Ltd. | Kichler Lighting | 300004DBK | True |  | 3 | Yes | 1938 | 15 | 129 | 4156 | 40 | 104 | 6695 | 85 | 79 | [5 empty] | Other |  | Federally-Regulated Consumer Product | 08/13/2013 |  | 03/04/2020
Hunter Fan Company | Hunter | 55043 | True |  | 3 | Yes | 1958 | 5 | 392 | 6117 | 47 | 130 | 8164 | 86 | 95 | [5 empty] | Incandescent |  | Federally-Regulated Consumer Product | 02/15/2013 |  | 03/04/2020
Hunter Fan Company | Hunter Fan Co. | 53118 | True |  | 3 | Yes | 1593 | 10 | 159 | 2631 | 26 | 101 | 4072 | 64 | 64 | [5 empty] | None |  | Federally-Regulated Consumer Product | 08/26/2015 |  | 03/04/2020
Fanim Industries | Harbor Breeze | LP8300LAZ | True |  | 3 | Yes | 3544 | 17 | 208 | 5444 | 38 | 143 | 7108 | 60 | 118 | [5 empty] | None |  | Federally-Regulated Consumer Product | 03/18/2015 |  | 03/04/2020
American De Rosa Lamparts, LLC DBA Luminance Brands | Concord Fans | 42HES4EXX | True |  | 3 | Yes | 1643 | 10 | 164 | 2226 | 21 | 106 | 4205 | 49 | 86 | [5 empty] | Incandescent |  | Federally-Regulated Consumer Product | 09/30/2015 |  | 03/04/2020
Litex Industries | Litex | E-MPS52EB5C3 | True |  | 3 | Yes | 1585 | 20 | 79 | 3078 | 37 | 83 | 4776 | 61 | 78 | [5 empty] | Incandescent |  | Federally-Regulated Consumer Product | 04/09/2015 |  | 03/04/2020
Hunter Fan Company | Hunter | 28674 | True |  | 3 | Yes | 1691 | 8 | 211 | 2492 | 16 | 156 | 4389 | 53 | 83 | [5 empty] | Incandescent |  | Federally-Regulated Consumer Product | 11/17/2011 |  | 03/04/2020
Visual Comfort & Company | Monte Carlo | 5LCR52** | True |  | 3 | Yes | 1624 | 11 | 148 | 3255 | 32 | 102 | 4825 | 62 | 78 | [5 empty] | Incandescent |  | Federally-Regulated Consumer Product | 08/28/2012 |  | 03/04/2020
Hunter Fan Company | Hunter | 28708 | True |  | 3 | Yes | 2004 | 10 | 200 | 3303 | 27 | 122 | 5095 | 66 | 77 | [5 empty] | Compact Flourescent |  | Federally-Regulated Consumer Product | 11/17/2011 |  | 03/04/2020
Minka Group | Minka Aire | F577-***** | True |  | 3 | Yes | 3132 | 20 | 157 | 4683 | 36 | 130 | 6006 | 52 | 116 | [5 empty] | Other |  | Federally-Regulated Consumer Product | 12/27/2012 |  | 03/04/2020
Hunter Fan Company | Hunter | 55048 | True |  | 3 | Yes | 2552 | 9 | 284 | 4739 | 31 | 153 | 7979 | 95 | 84 | [5 empty] | Compact Flourescent |  | Federally-Regulated Consumer Product | 04/04/2013 |  | 03/04/2020
Hunter Fan Company | Casablanca | 54053 | True |  | 4 | Yes | 2149 | 10 | 215 | 4293 | 42 | 102 | 6116 | 81 | 76 | [5 empty] | Compact Flourescent |  | Federally-Regulated Consumer Product | 02/07/2014 |  | 03/04/2020
Hunter Fan Company | Casablanca | 55018 | True |  | 4 | Yes | 2136 | 11 | 194 | 5224 | 51 | 102 | 6903 | 87 | 79 | [5 empty] | None |  | Federally-Regulated Consumer Product | 07/29/2013 |  | 03/04/2020
American De Rosa Lamparts, LLC DBA Luminance Brands | Sunset Lighting | CF42147-XX | True |  | 3 | Yes | 1756 | 9 | 195 | 3016 | 30 | 101 | 4413 | 54 | 82 | [5 empty] | None |  | Federally-Regulated Consumer Product | 09/30/2015 |  | 03/04/2020
Air Comfort, Inc. | Emerson | CF990*** | True |  | 4 | Yes | 1535 | 12 | 128 | 3820 | 34 | 112 | 5116 | 63 | 81 | [5 empty] | Incandescent |  | Federally-Regulated Consumer Product | 11/12/2014 |  | 03/04/2020
Halsey Enterprise Co., Ltd. | Lamps Plus | 5255-71 (16547) | True |  | 3 | Yes | 3542 | 18 | 197 | 5399 | 46 | 117 | 8229 | 101 | 81 | [5 empty] | None |  | Federally-Regulated Consumer Product | 04/29/2013 |  | 03/04/2020
Litex Industries | Deluce | DFM52ABZ5LKRC | True |  | 3 | Yes | 2045 | 17 | 120 | 3643 | 36 | 101 | 5513 | 72 | 77 | [5 empty] | Incandescent |  | Federally-Regulated Consumer Product | 10/07/2010 |  | 03/04/2020
American De Rosa Lamparts, LLC DBA Luminance Brands | Concord Fans | 52BKL5EXX | True |  | 3 | Yes | 2039 | 12 | 170 | 3680 | 34 | 108 | 5660 | 77 | 74 | [5 empty] | Incandescent |  | Federally-Regulated Consumer Product | 09/30/2015 |  | 03/04/2020
Halsey Enterprise Co., Ltd. | Q'Max, Inc. | HE-12027 | True |  | 3 | Yes | 1642 | 10 | 164 | 2825 | 24 | 118 | 4700 | 65 | 72 | [5 empty] | Incandescent |  | Federally-Regulated Consumer Product | 01/02/2013 |  | 03/04/2020
Litex Industries | Ellington | AST60BBZ5CRW | True |  | 3 | Yes | 1842 | 17 | 108 | 4439 | 48 | 92 | 6305 | 79 | 80 | [5 empty] | Incandescent |  | Federally-Regulated Consumer Product | 10/07/2010 |  | 03/04/2020
Air Cool Industrial Co., Ltd. | Seasons | 269220 | True |  | 3 | Yes | 1766 | 10 | 177 | 3336 | 28 | 119 | 4570 | 51 | 90 | [5 empty] | Incandescent |  | Federally-Regulated Consumer Product | 11/22/2013 |  | 03/04/2020
Big Ass Fans | Haiku | K3127-A2-P*-04-03-C | True |  | 7 | Yes | 2920 | 3 | 973 | 3493 | 5 | 699 | 5179 | 12 | 432 | [5 empty] | LED |  | Federally-Regulated Consumer Product | 03/10/2015 |  | 03/04/2020
Aeratron Pty Ltd. | Aeratron | AE3-43S | True |  | V | Yes | 2072 | 3 | 691 | 3881 | 9 | 431 | 5070 | 19 | 267 | [5 empty] | LED |  | Federally-Regulated Consumer Product | 05/21/2015 |  | 03/04/2020
Hunter Fan Company | Hunter | 54091 | True |  | 3 | Yes | 2185 | 9 | 243 | 3710 | 27 | 137 | 6201 | 79 | 78 | [5 empty] | Compact Flourescent |  | Federally-Regulated Consumer Product | 06/07/2013 |  | 03/04/2020
Halsey Enterprise Co., Ltd. | Lamps Plus | 10042-2C (P9518) | True |  | 3 | Yes | 2728 | 14 | 195 | 4310 | 33 | 131 | 6318 | 73 | 87 | [5 empty] | Compact Flourescent |  | Federally-Regulated Consumer Product | 04/29/2013 |  | 03/04/2020
Hunter Fan Company | Hunter | 53033 | True |  | 3 | Yes | 1591 | 9 | 177 | 2624 | 24 | 109 | 4478 | 75 | 60 | [5 empty] | Incandescent |  | Federally-Regulated Consumer Product | 05/16/2013 |  | 03/04/2020
Craftmade | Craftmade | CV52** | True |  | 3 | Yes | 1931 | 12 | 161 | 3514 | 29 | 121 | 6419 | 78 | 82 | [5 empty] | None |  | Federally-Regulated Consumer Product | 02/04/2014 |  | 03/04/2020
Halsey Enterprise Co., Ltd. | Fanimation | LP8075LBN | True |  | 3 | Yes | 813 | 17 | 48 | 1052 | 21 | 50 | 1260 | 30 | 42 | [5 empty] | Other |  | Federally-Regulated Consumer Product | 10/29/2013 |  | 03/04/2020
Hong Kong China Electric Manufacture Co., Ltd. | Allen + Roth | 357652 | True |  | 3 | Yes | 1089 | 14 | 77 | 1988 | 29 | 68 | 3641 | 60 | 61 | [5 empty] | Incandescent |  | Federally-Regulated Consumer Product | 01/23/2012 |  | 03/04/2020
Hunter Fan Company | Casablanca | 55058 | True |  | 4 | Yes | 2028 | 11 | 184 | 4682 | 50 | 94 | 6393 | 89 | 72 | [5 empty] | Compact Flourescent |  | Federally-Regulated Consumer Product | 01/09/2014 |  | 03/04/2020
King of Fans | Hampton Bay | 51226 | True |  | 3 | Yes | 1850 | 13 | 142 | 2972 | 28 | 106 | 4286 | 50 | 86 | [5 empty] | Compact Flourescent |  | Federally-Regulated Consumer Product | 12/20/2012 |  | 03/04/2020
Aeratron Pty Ltd. | Aeratron | AE3-60-LED-* | True |  | V | Yes | 2845 | 3 | 948 | 5098 | 9 | 566 | 6611 | 19 | 348 | [5 empty] | LED |  | Federally-Regulated Consumer Product | 05/21/2015 |  | 03/04/2020
Hunter Fan Company | Hunter | 54112 | True |  | 3 | Yes | 2049 | 9 | 228 | 3587 | 27 | 133 | 6514 | 85 | 77 | [5 empty] | None |  | Federally-Regulated Consumer Product | 06/07/2013 |  | 03/04/2020
Hunter Fan Company | Hunter | 23781 | True |  | 3 | Yes | 1132 | 9 | 126 | 2001 | 18 | 111 | 3908 | 54 | 72 | [5 empty] | Incandescent |  | Federally-Regulated Consumer Product | 11/17/2011 |  | 03/04/2020
Kichler Lighting | Home Decorators Collection | 89764 (CP138349) | True |  | 3 | Yes | 1375 | 8 | 172 | 3154 | 29 | 109 | 5277 | 63 | 84 | [5 empty] | Other |  | Federally-Regulated Consumer Product | 12/05/2014 |  | 03/04/2020
Hunter Fan Company | Hunter | 53251 | True |  | 3 | Yes | 1915 | 10 | 192 | 3100 | 26 | 119 | 4976 | 67 | 74 | [5 empty] | Compact Flourescent |  | Federally-Regulated Consumer Product | 02/15/2013 |  | 03/04/2020
Hunter Fan Company | Hunter | 22459 | True |  | 3 | Yes | 1403 | 9 | 156 | 2817 | 26 | 108 | 4696 | 62 | 76 | [5 empty] | Incandescent |  | Federally-Regulated Consumer Product | 11/17/2011 |  | 03/04/2020
Fanimation | Fanimation | FP4620BL | True |  | 4 | Yes | 1262 | 8 | 157 | 3147 | 31 | 101 | 4260 | 57 | 74 | [5 empty] | None |  | Federally-Regulated Consumer Product | 03/18/2015 |  | 03/04/2020
Litex Industries | Harbor Breeze | PLM52CB5D | True |  | 3 | Yes | 1201 | 15 | 80 | 1996 | 30 | 67 | 2564 | 47 | 55 | [5 empty] | None |  | Federally-Regulated Consumer Product | 02/03/2012 |  | 03/04/2020
Hunter Fan Company | Hunter | 21318 | True |  | 3 | Yes | 1582 | 10 | 158 | 3064 | 27 | 113 | 5013 | 64 | 78 | [5 empty] | None |  | Federally-Regulated Consumer Product | 11/17/2011 |  | 03/04/2020
Craftmade | Craftmade | CS52** | True |  | 3 | Yes | 2180 | 13 | 168 | 4115 | 33 | 125 | 6049 | 69 | 88 | [5 empty] | None |  | Federally-Regulated Consumer Product | 02/04/2014 |  | 03/04/2020
Hong Kong China Electric Manufacture Co., Ltd. | Harbor Breeze | 158620 | True |  | 3 | Yes | 1952 | 10 | 195 | 3697 | 31 | 119 | 4956 | 60 | 82 | [5 empty] | Incandescent |  | Federally-Regulated Consumer Product | 06/12/2012 |  | 03/04/2020
Hunter Fan Company | Casablanca | C30G11H | True |  | 3 | Yes | 891 | 12 | 74 | 3135 | 72 | 44 | 1942 | 33 | 59 | [5 empty] | Other |  | Federally-Regulated Consumer Product | 11/17/2011 |  | 03/04/2020
Chien Luen Industries (Zhongshan), Ltd. | Harbor Breeze | 396775 | True |  | 3 | Yes | 1335 | 11 | 121 | 1927 | 21 | 92 | 2940 | 43 | 68 | [5 empty] | None |  | Federally-Regulated Consumer Product | 06/06/2013 |  | 03/04/2020
Litex Industries | Ellington | GLW52ABZ5C | True |  | 3 | Yes | 2035 | 16 | 127 | 3898 | 42 | 93 | 5536 | 76 | 73 | [5 empty] | Incandescent |  | Federally-Regulated Consumer Product | 10/07/2010 |  | 03/04/2020
Visual Comfort & Company | Monte Carlo | 5GL52** | True |  | 3 | Yes | 1490 | 9 | 166 | 3474 | 35 | 99 | 5798 | 84 | 69 | [5 empty] | None |  | Federally-Regulated Consumer Product | 08/28/2012 |  | 03/04/2020
Litex Industries | Home Elegance | E-DCF52AB5C4WM | True |  | 3 | Yes | 2042 | 25 | 82 | 3160 | 30 | 105 | 4532 | 58 | 78 | [5 empty] | Incandescent |  | Federally-Regulated Consumer Product | 01/09/2013 |  | 03/04/2020
Fanimation | Fanimation | FP7964BN | True |  | 3 | Yes | 851 | 21 | 40 | 832 | 49 | 16 | 1009 | 63 | 16 | [5 empty] | Compact Flourescent |  | Federally-Regulated Consumer Product | 03/18/2015 |  | 03/04/2020
Litex Industries | Bala | ELC52BP5LK1B | True |  | 3 | Yes | 1863 | 14 | 133 | 2850 | 26 | 110 | 4500 | 59 | 76 | [5 empty] | Incandescent |  | Federally-Regulated Consumer Product | 10/07/2010 |  | 03/04/2020
Litex Industries | Mainstays | WOD52WW5W | True |  | 3 | Yes | 1734 | 11 | 158 | 3674 | 32 | 115 | 5532 | 59 | 94 | [5 empty] | None |  | Federally-Regulated Consumer Product | 01/23/2012 |  | 03/04/2020
Hunter Fan Company | Hunter | 23855A | True |  | 3 | Yes | 3595 | 19 | 189 | 3989 | 39 | 102 | 6947 | 87 | 80 | [5 empty] | None |  | Federally-Regulated Consumer Product | 07/12/2012 |  | 03/04/2020
Zhongshan Zhifa Electrical Appliances Co., Ltd. | Zhifa & HD Supply | 269129 | True |  | 3 | Yes | 1920 | 12 | 160 | 2835 | 27 | 105 | 3900 | 50 | 78 | [5 empty] | Incandescent |  | Federally-Regulated Consumer Product | 11/22/2011 |  | 03/04/2020
Air Cool Industrial Co., Ltd. | HD Supply | 269129 | True |  | 3 | Yes | 2186 | 27 | 81 | 3869 | 49 | 79 | 4881 | 62 | 79 | [5 empty] | Incandescent |  | Federally-Regulated Consumer Product | 04/28/2011 |  | 03/04/2020
Halsey Enterprise Co., Ltd. | Lamps Plus | 12036-2C (Y2670) | True |  | 3 | Yes | 2804 | 15 | 187 | 4561 | 35 | 130 | 5974 | 64 | 93 | [5 empty] | Compact Flourescent |  | Federally-Regulated Consumer Product | 04/29/2013 |  | 03/04/2020
Fanim Industries | Harbor Breeze | LP8293LAZ | True |  | 6 | Yes | 1751 | 2 | 875 | 3208 | 6 | 534 | 6455 | 31 | 208 | [5 empty] | Other |  | Federally-Regulated Consumer Product | 03/18/2015 |  | 03/04/2020
Air Comfort, Inc. | Emerson | CF742PF*** | True |  | 3 | Yes | 1492 | 10 | 149 | 2211 | 21 | 105 | 3414 | 49 | 70 | [5 empty] | None |  | Federally-Regulated Consumer Product | 02/02/2015 |  | 03/04/2020
Hunter Fan Company | Hunter | 54125 | True |  | 3 | Yes | 1928 | 9 | 214 | 3502 | 27 | 130 | 6112 | 80 | 76 | [5 empty] | Incandescent |  | Federally-Regulated Consumer Product | 01/09/2014 |  | 03/04/2020
Hunter Fan Company | Hunter | 28698 | True |  | 3 | Yes | 1467 | 9 | 163 | 2213 | 19 | 116 | 3511 | 45 | 78 | [5 empty] | Incandescent |  | Federally-Regulated Consumer Product | 11/17/2011 |  | 03/04/2020
Hunter Fan Company | Casablanca | 55052 | True |  | 4 | Yes | 1987 | 11 | 181 | 4686 | 49 | 96 | 6192 | 88 | 70 | [5 empty] | Incandescent |  | Federally-Regulated Consumer Product | 01/09/2014 |  | 03/04/2020
Hunter Fan Company | Hunter | 25123 | True |  | 3 | Yes | 511 | 8 | 64 | 751 | 17 | 44 | 2049 | 55 | 37 | [5 empty] | LED |  | Federally-Regulated Consumer Product | 06/29/2012 |  | 03/04/2020
Minka Group | Minka Aire | F582-***** | True |  | 3 | Yes | 2558 | 17 | 150 | 3701 | 30 | 123 | 5508 | 58 | 95 | [5 empty] | Other |  | Federally-Regulated Consumer Product | 12/27/2012 |  | 03/04/2020
Visual Comfort & Company | Monte Carlo | 5MXRB | True |  | 5 | Yes | 1766 | 9 | 196 | 4026 | 33 | 122 | 8318 | 89 | 93 | [5 empty] | None |  | Federally-Regulated Consumer Product | 09/06/2012 |  | 03/04/2020
Progress Lighting | Progress Lighting | P2501-* | True |  | 3 | Yes | 1806 | 9 | 201 | 3395 | 26 | 131 | 5266 | 64 | 82 | [5 empty] | None |  | Federally-Regulated Consumer Product | 08/30/2013 |  | 03/04/2020
King of Fans | Hampton Bay | 51299 | True |  | 3 | Yes | 1510 | 13 | 116 | 2488 | 30 | 83 | 3902 | 66 | 59 | [5 empty] | None |  | Federally-Regulated Consumer Product | 12/20/2012 |  | 03/04/2020
Artisan Industrial Co., Ltd. China | Kichler Home Center | 35061(CP137705) | True |  | 3 | Yes | 1906 | 14 | 136 | 3053 | 32 | 95 | 4693 | 59 | 80 | [5 empty] | Incandescent |  | Federally-Regulated Consumer Product | 01/08/2013 |  | 03/04/2020
Halsey Enterprise Co., Ltd. | Lamps Plus | SVLLE-F3 (40213) | True |  | 3 | Yes | 3698 | 20 | 185 | 5808 | 47 | 124 | 8257 | 93 | 89 | [5 empty] | Incandescent |  | Federally-Regulated Consumer Product | 04/29/2013 |  | 03/04/2020
Halsey Enterprise Co., Ltd. | Q'Max, Inc. | HE-12026 | True |  | 3 | Yes | 1529 | 11 | 139 | 2385 | 24 | 99 | 3281 | 51 | 64 | [5 empty] | Incandescent |  | Federally-Regulated Consumer Product | 01/02/2013 |  | 03/04/2020
Hunter Fan Company | Casablanca | 66546A | True |  | 4 | Yes | 1236 | 5 | 247 | 6398 | 85 | 75 | 4555 | 46 | 99 | [5 empty] | None |  | Federally-Regulated Consumer Product | 11/17/2011 |  | 03/04/2020
Litex Industries | Ellington | ASF56ABZ5RW | True |  | 3 | Yes | 2110 | 17 | 124 | 4371 | 42 | 104 | 6029 | 70 | 86 | [5 empty] | None |  | Federally-Regulated Consumer Product | 10/07/2010 |  | 03/04/2020
Litex Industries | Home Elegance | E-DCF52WSN5C1WM | True |  | 3 | Yes | 2093 | 23 | 91 | 3298 | 36 | 92 | 4837 | 56 | 86 | [5 empty] | Incandescent |  | Federally-Regulated Consumer Product | 01/09/2013 |  | 03/04/2020
Visual Comfort & Company | Monte Carlo | 5RYTB | True |  | 3 | Yes | 2069 | 9 | 230 | 4222 | 33 | 128 | 7397 | 92 | 80 | [5 empty] | None |  | Federally-Regulated Consumer Product | 09/06/2012 |  | 03/04/2020
Hunter Fan Company | Casablanca | 55016 | True |  | 4 | Yes | 1591 | 5 | 318 | 5104 | 46 | 111 | 7090 | 87 | 81 | [5 empty] | None |  | Federally-Regulated Consumer Product | 07/29/2013 |  | 03/04/2020
Hunter Fan Company | Hunter | 52115 | True |  | 3 | Yes | 1737 | 7 | 248 | 2566 | 16 | 160 | 4683 | 63 | 74 | [5 empty] | Incandescent |  | Federally-Regulated Consumer Product | 07/29/2014 |  | 03/04/2020
YuYuan Ltd. | General Electric | CF-1001-52 | True |  | 3 | Yes | 2179 | 11 | 198 | 3649 | 33 | 111 | 4994 | 66 | 76 | [5 empty] | Compact Flourescent |  | Federally-Regulated Consumer Product | 01/14/2015 |  | 03/04/2020
Hunter Fan Company | Casablanca | 54054 | True |  | 4 | Yes | 2149 | 10 | 215 | 4293 | 42 | 102 | 6116 | 81 | 76 | [5 empty] | Compact Flourescent |  | Federally-Regulated Consumer Product | 02/07/2014 |  | 03/04/2020
Hunter Fan Company | Casablanca | 59153 | True |  | 4 | Yes | 1899 | 11 | 173 | 3508 | 36 | 97 | 4159 | 57 | 73 | [5 empty] | LED |  | Federally-Regulated Consumer Product | 02/12/2015 |  | 03/04/2020
Visual Comfort & Company | Monte Carlo | 5RYMB | True |  | 3 | Yes | 2069 | 9 | 230 | 4222 | 33 | 128 | 7397 | 92 | 80 | [5 empty] | None |  | Federally-Regulated Consumer Product | 09/06/2012 |  | 03/04/2020
Visual Comfort & Company | Monte Carlo | 5CY60** | True |  | 3 | Yes | 2250 | 9 | 250 | 5851 | 49 | 119 | 8270 | 83 | 100 | [5 empty] | None |  | Federally-Regulated Consumer Product | 08/28/2012 |  | 03/04/2020
Hunter Fan Company | Casablanca | P4M55H | True |  | 4 | Yes | 1785 | 12 | 149 | 6193 | 84 | 74 | 3807 | 34 | 112 | [5 empty] | None |  | Federally-Regulated Consumer Product | 11/17/2011 |  | 03/04/2020
Air Cool Industrial Co., Ltd. | Seasons | 269224 | True |  | 3 | Yes | 1766 | 10 | 177 | 3336 | 28 | 119 | 4570 | 51 | 90 | [5 empty] | Incandescent |  | Federally-Regulated Consumer Product | 11/22/2013 |  | 03/04/2020
Hunter Fan Company | Casablanca | P5G73M | True |  | 3 | Yes | 1500 | 12 | 125 | 4679 | 67 | 70 | 2894 | 30 | 96 | [5 empty] | Incandescent |  | Federally-Regulated Consumer Product | 11/17/2011 |  | 03/04/2020
Aeratron Pty Ltd. | Aeratron | AE2-43W | True |  | V | Yes | 1894 | 3 | 631 | 3449 | 9 | 383 | 5032 | 19 | 265 | [5 empty] | LED |  | Federally-Regulated Consumer Product | 05/21/2015 |  | 03/04/2020
King of Fans | Home Decorators Collection | 26655 | True |  | 3 | Yes | 2094 | 11 | 190 | 4262 | 33 | 129 | 6470 | 73 | 89 | [5 empty] | None |  | Federally-Regulated Consumer Product | 09/10/2013 |  | 03/04/2020
Litex Industries | Ellington | ANT54AV5WCR | True |  | 3 | Yes | 1626 | 11 | 148 | 3801 | 35 | 109 | 5831 | 73 | 80 | [5 empty] | Incandescent |  | Federally-Regulated Consumer Product | 10/07/2010 |  | 03/04/2020
Hunter Fan Company | Casablanca | 89U73M | True |  | 3 | Yes | 1799 | 10 | 180 | 7900 | 84 | 94 | 4066 | 30 | 136 | [5 empty] | None |  | Federally-Regulated Consumer Product | 11/17/2011 |  | 03/04/2020
Minka Group | Minka Aire | F517-***** | True |  | 3 | Yes | 2359 | 13 | 181 | 4929 | 38 | 130 | 6028 | 61 | 99 | [5 empty] | Other |  | Federally-Regulated Consumer Product | 12/27/2012 |  | 03/04/2020
Air Comfort, Inc. | Emerson | CF252*** | True |  | 3 | Yes | 2131 | 14 | 152 | 3830 | 36 | 106 | 4649 | 47 | 99 | [5 empty] | Incandescent |  | Federally-Regulated Consumer Product | 02/02/2015 |  | 03/04/2020
Halsey Enterprise Co., Ltd. | Kichler Lighting | 300125OBB | True |  | 3 | Yes | 2371 | 16 | 148 | 4087 | 38 | 108 | 6227 | 72 | 86 | [5 empty] | Other |  | Federally-Regulated Consumer Product | 08/13/2013 |  | 03/04/2020
Hunter Fan Company | Casablanca | 54102 | True |  | 4 | Yes | 2039 | 22 | 93 | 2835 | 40 | 71 | 4249 | 81 | 52 | [5 empty] | Compact Flourescent |  | Federally-Regulated Consumer Product | 05/16/2013 |  | 03/04/2020
Hunter Fan Company | Hunter | 26417 | True |  | 3 | Yes | 1497 | 10 | 150 | 2835 | 21 | 135 | 5012 | 60 | 84 | [5 empty] | None |  | Federally-Regulated Consumer Product | 11/17/2011 |  | 03/04/2020
Minka Group | Minka Aire | F733-BS/BN | True |  | 3 | Yes | 2293 | 20 | 115 | 3821 | 43 | 89 | 6431 | 123 | 52 | [5 empty] | None |  | Federally-Regulated Consumer Product | 09/18/2013 |  | 03/04/2020
Hunter Fan Company | Casablanca | 82U4D | True |  | 3 | Yes | 1363 | 10 | 136 | 5100 | 80 | 64 | 3090 | 27 | 114 | [5 empty] | None |  | Federally-Regulated Consumer Product | 11/17/2011 |  | 03/04/2020
Minka Group | Minka Aire | F518-***** | True |  | 3 | Yes | 1992 | 12 | 166 | 3355 | 28 | 120 | 4071 | 44 | 93 | [5 empty] | Other |  | Federally-Regulated Consumer Product | 12/27/2012 |  | 03/04/2020
Halsey Enterprise Co., Ltd. | Kichler Lighting | 300125*** | True |  | 3 | Yes | 2371 | 16 | 148 | 4087 | 38 | 108 | 6227 | 72 | 86 | [5 empty] | Other |  | Federally-Regulated Consumer Product | 08/13/2013 |  | 03/04/2020
Litex Industries | Mainstays | E-WR44FBZ5C3W | True |  | 3 | Yes | 2065 | 28 | 74 | 3119 | 34 | 92 | 4100 | 49 | 84 | [5 empty] | Incandescent |  | Federally-Regulated Consumer Product | 12/29/2010 |  | 03/04/2020
Hunter Fan Company | Hunter | 59054 | True |  | 3 | Yes | 2396 | 12 | 200 | 3960 | 30 | 132 | 6418 | 79 | 81 | [5 empty] | Compact Flourescent |  | Federally-Regulated Consumer Product | 05/21/2013 |  | 03/04/2020
King of Fans | Hampton Bay | 51359 | True |  | 3 | Yes | 1793 | 12 | 149 | 3048 | 28 | 109 | 5043 | 61 | 83 | [5 empty] | Incandescent |  | Federally-Regulated Consumer Product | 05/23/2013 |  | 03/04/2020
Hunter Fan Company | Hunter | 28729 | True |  | 3 | Yes | 1523 | 9 | 169 | 2906 | 25 | 116 | 5186 | 66 | 79 | [5 empty] | Compact Flourescent |  | Federally-Regulated Consumer Product | 11/17/2011 |  | 03/04/2020
Litex Industries | Litex | LN52MBK5CR | True |  | 3 | Yes | 2042 | 16 | 128 | 3984 | 42 | 95 | 5433 | 71 | 77 | [5 empty] | Incandescent |  | Federally-Regulated Consumer Product | 10/07/2010 |  | 03/04/2020
Big Ass Fans | Haiku | K3150-X2-P*-04-03-C | True |  | 7 | Yes | 2987 | 3 | 996 | 3692 | 4 | 923 | 5271 | 7 | 753 | [5 empty] | LED |  | Federally-Regulated Consumer Product | 12/29/2014 |  | 03/04/2020
Hunter Fan Company | Hunter | 28482 | True |  | 3 | Yes | 1718 | 10 | 172 | 3771 | 29 | 130 | 6786 | 79 | 86 | [5 empty] | Incandescent |  | Federally-Regulated Consumer Product | 11/17/2011 |  | 03/04/2020
Hunter Fan Company | Casablanca | TRIH-45 | True |  | 3 | Yes | 2054 | 12 | 171 | 6694 | 86 | 78 | 4282 | 34 | 126 | [5 empty] | Other |  | Federally-Regulated Consumer Product | 11/17/2011 |  | 03/04/2020
Hunter Fan Company | Casablanca | 84U73D | True |  | 3 | Yes | 1363 | 10 | 136 | 5114 | 68 | 75 | 3090 | 27 | 114 | [5 empty] | None |  | Federally-Regulated Consumer Product | 11/17/2011 |  | 03/04/2020
Progress Lighting | Progress Lighting | P2527-* | True |  | 3 | Yes | 1958 | 16 | 122 | 3522 | 36 | 98 | 5923 | 79 | 75 | [5 empty] | None |  | Federally-Regulated Consumer Product | 04/13/2012 |  | 03/04/2020
Hunter Fan Company | Hunter | 28449 | True |  | 3 | Yes | 2098 | 12 | 175 | 4350 | 35 | 124 | 6638 | 81 | 82 | [5 empty] | None |  | Federally-Regulated Consumer Product | 11/17/2011 |  | 03/04/2020
Hunter Fan Company | Hunter | 54126 | True |  | 3 | Yes | 1928 | 9 | 214 | 3502 | 27 | 130 | 6112 | 80 | 76 | [5 empty] | Incandescent |  | Federally-Regulated Consumer Product | 12/05/2014 |  | 03/04/2020
King of Fans | Hampton Bay | 51327 | True |  | 3 | Yes | 2448 | 12 | 202 | 4289 | 30 | 142 | 6057 | 57 | 106 | [5 empty] | Compact Flourescent |  | Federally-Regulated Consumer Product | 09/25/2012 |  | 03/04/2020
Hunter Fan Company | Hunter | 52090 | True |  | 3 | Yes | 1013 | 7 | 145 | 1590 | 16 | 99 | 3516 | 60 | 59 | [5 empty] | Incandescent |  | Federally-Regulated Consumer Product | 05/21/2013 |  | 03/04/2020
Litex Industries | Deluce | DFSW60ABZ5C | True |  | 3 | Yes | 2159 | 16 | 135 | 4938 | 48 | 103 | 6385 | 71 | 90 | [5 empty] | Incandescent |  | Federally-Regulated Consumer Product | 10/07/2010 |  | 03/04/2020
Minka Group | Minka Aire | F556L-***** | True |  | 3 | Yes | 2277 | 10 | 228 | 4180 | 34 | 123 | 5966 | 67 | 89 | [5 empty] | LED |  | Federally-Regulated Consumer Product | 06/05/2015 |  | 03/04/2020
Hunter Fan Company | Casablanca | 41U45D | True |  | 3 | Yes | 1398 | 12 | 117 | 3127 | 50 | 63 | 2268 | 27 | 84 | [5 empty] | None |  | Federally-Regulated Consumer Product | 11/17/2011 |  | 03/04/2020
Minka Group | Minka Aire | F733-BK/RW | True |  | 3 | Yes | 2293 | 20 | 115 | 3821 | 43 | 89 | 6431 | 123 | 52 | [5 empty] | None |  | Federally-Regulated Consumer Product | 09/18/2013 |  | 03/04/2020
Hunter Fan Company | Hunter | 52000 | True |  | 3 | Yes | 1546 | 7 | 221 | 2310 | 17 | 136 | 4627 | 63 | 73 | [5 empty] | Compact Flourescent |  | Federally-Regulated Consumer Product | 03/19/2013 |  | 03/04/2020
Madison Avenue Lighting & Fan Co. | Home Decorators Collection | 14727 | True |  | 3 | Yes | 1847 | 12 | 154 | 4267 | 39 | 109 | 6132 | 74 | 83 | [5 empty] | Other |  | Federally-Regulated Consumer Product | 05/14/2015 |  | 03/04/2020
Hunter Fan Company | Hunter | 52059 | True |  | 3 | Yes | 1374 | 7 | 196 | 2115 | 16 | 132 | 4403 | 66 | 67 | [5 empty] | Compact Flourescent |  | Federally-Regulated Consumer Product | 12/11/2012 |  | 03/04/2020
Hunter Fan Company | Hunter | 53241 | True |  | 3 | Yes | 1930 | 10 | 193 | 3252 | 27 | 120 | 5049 | 66 | 77 | [5 empty] | None |  | Federally-Regulated Consumer Product | 02/15/2013 |  | 03/04/2020
Chien Luen Industries (Zhongshan), Ltd. | Harbor Breeze | 36261 | True |  | 3 | Yes | 2306 | 14 | 165 | 3784 | 30 | 126 | 5651 | 61 | 93 | [5 empty] | None |  | Federally-Regulated Consumer Product | 07/03/2012 |  | 03/04/2020
American De Rosa Lamparts, LLC DBA Luminance Brands | Concord Fans | 52SAX5EXX | True |  | 3 | Yes | 1712 | 12 | 143 | 3568 | 30 | 119 | 5000 | 63 | 79 | [5 empty] | Incandescent |  | Federally-Regulated Consumer Product | 09/30/2015 |  | 03/04/2020
Hunter Fan Company | Casablanca | 59061 | True |  | 4 | Yes | 3773 | 28 | 135 | 4660 | 44 | 106 | 6693 | 84 | 80 | [5 empty] | Other |  | Federally-Regulated Consumer Product | 05/16/2013 |  | 03/04/2020
Litex Industries | Harbor Breeze | E-CM54RBZ5CRS | True |  | 3 | Yes | 2158 | 16 | 135 | 4181 | 42 | 100 | 6540 | 72 | 91 | [5 empty] | Incandescent |  | Federally-Regulated Consumer Product | 10/07/2010 |  | 03/04/2020
Halsey Enterprise Co., Ltd. | Savoy House | Pine Harbor 52-SGC-5RV-** | True |  | 3 | Yes | 2066 | 11 | 188 | 3547 | 29 | 122 | 5237 | 67 | 78 | [5 empty] | None |  | Federally-Regulated Consumer Product | 02/06/2013 |  | 03/04/2020
Aeratron Pty Ltd. | Aeratron | AE2-60-LED-S | True |  | V | Yes | 2854 | 3 | 951 | 5130 | 9 | 570 | 6837 | 19 | 360 | [5 empty] | LED |  | Federally-Regulated Consumer Product | 05/21/2015 |  | 03/04/2020
Hunter Fan Company | Hunter | 20422 | True |  | 3 | Yes | 1200 | 9 | 133 | 2600 | 18 | 144 | 4600 | 50 | 92 | [5 empty] | Incandescent |  | Federally-Regulated Consumer Product | 11/17/2011 |  | 03/04/2020
King of Fans | Home Decorators Collection | 26661 | True |  | 3 | Yes | 2448 | 12 | 204 | 4289 | 30 | 143 | 6057 | 57 | 106 | [5 empty] | Compact Flourescent |  | Federally-Regulated Consumer Product | 09/10/2013 |  | 03/04/2020
Halsey Enterprise Co., Ltd. | Lamps Plus | 52LP6-L | True |  | 3 | Yes | 2960 | 14 | 211 | 4790 | 34 | 141 | 6573 | 66 | 100 | [5 empty] | Incandescent |  | Federally-Regulated Consumer Product | 04/29/2013 |  | 03/04/2020
American De Rosa Lamparts, LLC DBA Luminance Brands | Sunset Lighting | CF52883-XX-L | True |  | 3 | Yes | 1876 | 11 | 171 | 2769 | 27 | 103 | 4618 | 63 | 73 | [5 empty] | Incandescent |  | Federally-Regulated Consumer Product | 09/30/2015 |  | 03/04/2020
King of Fans | Hampton Bay | 26611 | True |  | 3 | Yes | 2387 | 15 | 159 | 3911 | 29 | 135 | 5873 | 56 | 105 | [5 empty] | Incandescent |  | Federally-Regulated Consumer Product | 07/29/2014 |  | 03/04/2020
Minka Group | Minka Aire | F737-BN | True |  | 3 | Yes | 2928 | 4 | 732 | 5910 | 9 | 657 | 8421 | 28 | 301 | [5 empty] | Other |  | Federally-Regulated Consumer Product | 07/02/2014 |  | 03/04/2020
Hunter Fan Company | Casablanca | 59159 | True |  | 4 | Yes | 2461 | 11 | 224 | 5085 | 44 | 116 | 6979 | 83 | 84 | [5 empty] | LED |  | Federally-Regulated Consumer Product | 02/12/2015 |  | 03/04/2020
Litex Industries | Harbor Breeze | WCK52***5P | True |  | 3 | Yes | 1973 | 13 | 152 | 3494 | 33 | 106 | 5061 | 62 | 82 | [5 empty] | None |  | Federally-Regulated Consumer Product | 10/07/2010 |  | 03/04/2020
American De Rosa Lamparts, LLC DBA Luminance Brands | Sunset Lighting | CF52878-XX-L-ES | True |  | 3 | Yes | 2177 | 10 | 218 | 3711 | 29 | 128 | 5590 | 65 | 86 | [5 empty] | Compact Flourescent |  | Federally-Regulated Consumer Product | 09/30/2015 |  | 03/04/2020
Halsey Enterprise Co., Ltd. | Lamps Plus | 52CD8-2/FC | True |  | 3 | Yes | 2566 | 11 | 233 | 4102 | 29 | 141 | 6064 | 63 | 96 | [5 empty] | None |  | Federally-Regulated Consumer Product | 04/29/2013 |  | 03/04/2020
Fanimation | Fanimation | FP4620SN | True |  | 4 | Yes | 1262 | 8 | 157 | 3147 | 31 | 101 | 4260 | 57 | 74 | [5 empty] | None |  | Federally-Regulated Consumer Product | 03/18/2015 |  | 03/04/2020
Hunter Fan Company | Hunter | 20178 | True |  | 3 | Yes | 1413 | 10 | 141 | 2775 | 27 | 103 | 4748 | 68 | 70 | [5 empty] | Incandescent |  | Federally-Regulated Consumer Product | 11/17/2011 |  | 03/04/2020
Halsey Enterprise Co., Ltd. | Lamps Plus | 60LPD-2/FC | True |  | 3 | Yes | 3560 | 19 | 187 | 5641 | 46 | 123 | 7948 | 98 | 81 | [5 empty] | None |  | Federally-Regulated Consumer Product | 04/29/2013 |  | 03/04/2020
Hunter Fan Company | Hunter | 26447 | True |  | 3 | Yes | 1497 | 10 | 150 | 2835 | 21 | 135 | 5012 | 60 | 84 | [5 empty] | Incandescent |  | Federally-Regulated Consumer Product | 11/17/2011 |  | 03/04/2020
American De Rosa Lamparts, LLC DBA Luminance Brands | Sunset Lighting | CF52848-XX-L | True |  | 3 | Yes | 1876 | 11 | 171 | 2769 | 27 | 103 | 4618 | 63 | 73 | [5 empty] | Incandescent |  | Federally-Regulated Consumer Product | 09/30/2015 |  | 03/04/2020
Minka Group | Minka Aire | F659-PI | True |  | 3 | Yes | 2226 | 10 | 223 | 4037 | 30 | 135 | 6313 | 72 | 88 | [5 empty] | None |  | Federally-Regulated Consumer Product | 09/24/2012 |  | 03/04/2020
Visual Comfort & Company | Monte Carlo | 8EER60BSD | True |  | V | Yes | 3363 | 5 | 673 | 5652 | 13 | 435 | 8689 | 40 | 217 | [5 empty] | LED |  | Federally-Regulated Consumer Product | 03/06/2015 |  | 03/04/2020
Craftmade | Craftmade | GR52** | True |  | 3 | Yes | 1124 | 9 | 125 | 2798 | 24 | 117 | 5094 | 62 | 82 | [5 empty] | Incandescent |  | Federally-Regulated Consumer Product | 02/04/2014 |  | 03/04/2020
Hunter Fan Company | Hunter | 23710 | True |  | 3 | Yes | 1663 | 9 | 185 | 3619 | 31 | 117 | 6486 | 86 | 75 | [5 empty] | Incandescent |  | Federally-Regulated Consumer Product | 11/17/2011 |  | 03/04/2020
Emerson Air Comfort Products Div. of Emerson Electric | Tommy Bahama | TB135***** | True |  | 3 | Exception 2 | 2687 | 16 | 168 | 4208 | 34 | 124 | 6090 | 70 | 87 | [5 empty] | Compact Flourescent |  | Federally-Regulated Consumer Product | 12/28/2012 |  | 03/04/2020
Hunter Fan Company | Casablanca | 54085 | True |  | 4 | Yes | 4020 | 22 | 183 | 5148 | 40 | 129 | 7157 | 80 | 89 | [5 empty] | None |  | Federally-Regulated Consumer Product | 05/16/2013 |  | 03/04/2020
Big Ass Fans | Haiku | K3150-S0-P*-04-03-C | True |  | 6 | Yes | 1403 | 1 | 1403 | 3029 | 3 | 1010 | 5145 | 8 | 643 | [5 empty] | LED |  | Federally-Regulated Consumer Product | 03/10/2015 |  | 03/04/2020
Litex Industries | Harbor Breeze | E-BDB52BNK5BC1LED | True |  | 3 | Yes | 2281 | 10 | 228 | 3975 | 29 | 137 | 5645 | 60 | 94 | [5 empty] | LED |  | Federally-Regulated Consumer Product | 02/03/2012 |  | 03/04/2020
Hunter Fan Company | Casablanca | 9532T | True |  | 6 | Yes | 747 | 41 | 18 | 6591 | 116 | 57 | 3360 | 76 | 44 | [5 empty] | None |  | Federally-Regulated Consumer Product | 11/17/2011 |  | 03/04/2020
Minka Group | Minka Aire | F470-***** | True |  | 3 | Yes | 1703 | 13 | 131 | 3232 | 33 | 98 | 4828 | 65 | 74 | [5 empty] | Incandescent |  | Federally-Regulated Consumer Product | 06/05/2015 |  | 03/04/2020
Hunter Fan Company | Hunter | 59029 | True |  | 3 | Yes | 1959 | 9 | 218 | 3643 | 27 | 135 | 6444 | 82 | 79 | [5 empty] | Compact Flourescent |  | Federally-Regulated Consumer Product | 05/21/2013 |  | 03/04/2020
Hunter Fan Company | Hunter | 20714A | True |  | 4 | Yes | 1551 | 11 | 141 | 2990 | 29 | 103 | 4850 | 63 | 77 | [5 empty] | Incandescent |  | Federally-Regulated Consumer Product | 07/10/2012 |  | 03/04/2020
Hunter Fan Company | Casablanca | 3268T | True |  | 6 | Yes | 1213 | 40 | 30 | 6251 | 112 | 56 | 3497 | 73 | 48 | [5 empty] | Other |  | Federally-Regulated Consumer Product | 11/17/2011 |  | 03/04/2020
Halsey Enterprise Co., Ltd. | Q'Max, Inc. | 52SGR-L | True |  | 3 | Yes | 1839 | 10 | 184 | 3707 | 33 | 112 | 6080 | 78 | 78 | [5 empty] | LED |  | Federally-Regulated Consumer Product | 03/19/2014 |  | 03/04/2020
Hunter Fan Company | Casablanca | 46U4D | True |  | 3 | Yes | 1622 | 9 | 180 | 6691 | 89 | 75 | 3760 | 29 | 130 | [5 empty] | None |  | Federally-Regulated Consumer Product | 11/17/2011 |  | 03/04/2020
Aeratron Pty Ltd. | Aeratron | AE2-50-LED-* | True |  | V | Yes | 1349 | 2 | 675 | 3281 | 5 | 656 | 5641 | 15 | 376 | [5 empty] | LED |  | Federally-Regulated Consumer Product | 05/21/2015 |  | 03/04/2020
Hong Kong China Electric Manufacture Co., Ltd. | Honeywell | 10205 | True |  | 3 | Yes | 1632 | 8 | 204 | 2866 | 23 | 125 | 3927 | 55 | 71 | [5 empty] | Incandescent |  | Federally-Regulated Consumer Product | 03/26/2013 |  | 03/04/2020
Fanimation | Rejuvenation Hardware | MA7972PN | True |  | 3 | Yes | 2021 | 9 | 224 | 3323 | 23 | 144 | 5492 | 59 | 92 | [5 empty] | None |  | Federally-Regulated Consumer Product | 03/18/2015 |  | 03/04/2020
Fanimation | Fanimation | MAD3255PW | True |  | 6 | Yes | 2477 | 5 | 495 | 4262 | 15 | 284 | 5412 | 30 | 180 | [5 empty] | None |  | Federally-Regulated Consumer Product | 03/18/2015 |  | 03/04/2020
Hunter Fan Company | Hunter | 25814 | True |  | 3 | Yes | 1408 | 9 | 156 | 2102 | 18 | 117 | 3081 | 42 | 73 | [5 empty] | Incandescent |  | Federally-Regulated Consumer Product | 11/17/2011 |  | 03/04/2020
Litex Industries | Litex | MLT52BB5LK | True |  | 3 | Yes | 1537 | 11 | 140 | 3157 | 31 | 102 | 4632 | 61 | 76 | [5 empty] | Incandescent |  | Federally-Regulated Consumer Product | 10/07/2010 |  | 03/04/2020
Hunter Fan Company | Casablanca | 59535 | True |  | 4 | Yes | 1613 | 5 | 323 | 4903 | 43 | 114 | 7001 | 85 | 82 | [5 empty] | None |  | Federally-Regulated Consumer Product | 07/29/2013 |  | 03/04/2020
Hunter Fan Company | Hunter | 21587 | True |  | 3 | Yes | 1403 | 10 | 140 | 2709 | 27 | 100 | 4821 | 72 | 67 | [5 empty] | Incandescent |  | Federally-Regulated Consumer Product | 11/17/2011 |  | 03/04/2020
Minka Group | Minka Aire | F569-***** | True |  | 3 | Yes | 2242 | 11 | 204 | 3406 | 34 | 100 | 5755 | 79 | 73 | [5 empty] | Other |  | Federally-Regulated Consumer Product | 12/27/2012 |  | 03/04/2020
Litex Industries | Better Homes & Gardens | E-NP52WMB5C4W | True |  | 3 | Yes | 1914 | 9 | 213 | 3614 | 29 | 125 | 5363 | 67 | 80 | [5 empty] | Compact Flourescent |  | Federally-Regulated Consumer Product | 02/11/2011 |  | 03/04/2020
Hunter Fan Company | Hunter | 28672 | True |  | 3 | Yes | 4064 | 24 | 169 | 5707 | 45 | 127 | 7740 | 85 | 91 | [5 empty] | Incandescent |  | Federally-Regulated Consumer Product | 11/17/2011 |  | 03/04/2020
Hunter Fan Company | Hunter | 28110 | True |  | 3 | Yes | 2040 | 13 | 157 | 4025 | 34 | 118 | 6538 | 75 | 87 | [5 empty] | Other |  | Federally-Regulated Consumer Product | 11/17/2011 |  | 03/04/2020
Litex Industries | Home Elegance | E-DCF52FBZ5C4WM | True |  | 3 | Yes | 2042 | 25 | 82 | 3160 | 30 | 105 | 4532 | 58 | 78 | [5 empty] | Incandescent |  | Federally-Regulated Consumer Product | 01/09/2013 |  | 03/04/2020
Hunter Fan Company | Casablanca | C30G546H | True |  | 3 | Yes | 891 | 12 | 74 | 3135 | 72 | 44 | 1942 | 33 | 59 | [5 empty] | Other |  | Federally-Regulated Consumer Product | 11/17/2011 |  | 03/04/2020
Hunter Fan Company | Casablanca | 38DH45T | True |  | 6 | Yes | 1410 | 42 | 34 | 7174 | 119 | 60 | 3942 | 74 | 53 | [5 empty] | Incandescent |  | Federally-Regulated Consumer Product | 11/17/2011 |  | 03/04/2020
Fanim Industries | Harbor Breeze | LP8321SLAZ | True |  | 6 | Yes | 2407 | 2 | 1203 | 4183 | 8 | 522 | 5605 | 20 | 280 | [5 empty] | None |  | Federally-Regulated Consumer Product | 03/18/2015 |  | 03/04/2020
Litex Industries | Ellington | ENC54BC5CR | True |  | 3 | Yes | 1820 | 13 | 140 | 4112 | 38 | 108 | 6253 | 71 | 88 | [5 empty] | Other |  | Federally-Regulated Consumer Product | 10/07/2010 |  | 03/04/2020
Fanimation | Fanimation | FP6210SN | True |  | 3 | Yes | 2505 | 15 | 167 | 3932 | 32 | 122 | 5309 | 72 | 73 | [5 empty] | Other |  | Federally-Regulated Consumer Product | 03/18/2015 |  | 03/04/2020
Hunter Fan Company | Casablanca | 59114 | True |  | 4 | Yes | 2005 | 11 | 182 | 4981 | 50 | 100 | 6585 | 87 | 76 | [5 empty] | Incandescent |  | Federally-Regulated Consumer Product | 01/09/2014 |  | 03/04/2020
Summer Wind International, Ltd. | Home Decorators Collection | SW1422 | True |  | 3 | Yes | 2383 | 14 | 170 | 3627 | 28 | 130 | 5212 | 52 | 100 | [5 empty] | LED |  | Federally-Regulated Consumer Product | 09/10/2014 |  | 03/04/2020
American De Rosa Lamparts, LLC DBA Luminance Brands | Sunset Lighting | CF52889-XX-L | True |  | 3 | Yes | 1876 | 11 | 171 | 2769 | 27 | 103 | 4618 | 63 | 73 | [5 empty] | Incandescent |  | Federally-Regulated Consumer Product | 09/30/2015 |  | 03/04/2020
Hunter Fan Company | Casablanca | 6699G | True |  | 4 | Yes | 1236 | 5 | 247 | 6398 | 85 | 75 | 4555 | 46 | 99 | [5 empty] | None |  | Federally-Regulated Consumer Product | 11/17/2011 |  | 03/04/2020
King of Fans | Home Decorators Collection | 51422 | True |  | 3 | Yes | 3161 | 18 | 173 | 4431 | 36 | 123 | 5475 | 64 | 86 | [5 empty] | Compact Flourescent |  | Federally-Regulated Consumer Product | 08/15/2013 |  | 03/04/2020
Chien Luen Industries (Zhongshan), Ltd. | Harbor Breeze | 451808 | True |  | 3 | Yes | 2050 | 14 | 146 | 3278 | 29 | 113 | 4786 | 50 | 96 | [5 empty] | Other |  | Federally-Regulated Consumer Product | 06/06/2013 |  | 03/04/2020
Minka Group | Minka Aire | F528-******* | True |  | 3 | Yes | 1715 | 15 | 114 | 3239 | 33 | 98 | 5780 | 77 | 75 | [5 empty] | None |  | Federally-Regulated Consumer Product | 12/27/2012 |  | 03/04/2020
Visual Comfort & Company | Monte Carlo | 3ELR44** | True |  | 3 | Yes | 1811 | 14 | 129 | 3301 | 34 | 97 | 5110 | 70 | 73 | [5 empty] | None |  | Federally-Regulated Consumer Product | 06/07/2013 |  | 03/04/2020
Hong Kong China Electric Manufacture Co., Ltd. | Harbor Breeze | 451795 | True |  | 3 | Yes | 2276 | 11 | 207 | 3437 | 27 | 127 | 4649 | 52 | 89 | [5 empty] | None |  | Federally-Regulated Consumer Product | 06/13/2013 |  | 03/04/2020
Hunter Fan Company | Casablanca | C5S63A | True |  | 4 | Yes | 1522 | 10 | 152 | 6059 | 108 | 56 | 3897 | 42 | 93 | [5 empty] | None |  | Federally-Regulated Consumer Product | 11/17/2011 |  | 03/04/2020
Hunter Fan Company | Hunter | 53270 | True |  | 3 | Yes | 1428 | 9 | 159 | 2294 | 25 | 92 | 3488 | 62 | 56 | [5 empty] | Incandescent |  | Federally-Regulated Consumer Product | 04/08/2015 |  | 03/04/2020
Hunter Fan Company | Casablanca | 59536 | True |  | 4 | Yes | 2205 | 11 | 200 | 5106 | 52 | 98 | 6679 | 87 | 77 | [5 empty] | Compact Flourescent |  | Federally-Regulated Consumer Product | 09/11/2013 |  | 03/04/2020
American De Rosa Lamparts, LLC DBA Luminance Brands | Sunset Lighting | TCF52873-XX-PD-002 | True |  | 3 | Yes | 1724 | 11 | 157 | 2896 | 25 | 116 | 4950 | 56 | 88 | [5 empty] | Incandescent |  | Federally-Regulated Consumer Product | 09/30/2015 |  | 03/04/2020
Air Comfort, Inc. | Tommy Bahama | TB301*** | True |  | 4 | Yes | 1105 | 9 | 123 | 3459 | 53 | 65 | 5071 | 110 | 46 | [5 empty] | None |  | Federally-Regulated Consumer Product | 02/02/2015 |  | 03/04/2020
Litex Industries | Litex | TROIII52AB5LKRC | True |  | 3 | Yes | 1564 | 21 | 74 | 2119 | 27 | 78 | 4333 | 53 | 82 | [5 empty] | Incandescent |  | Federally-Regulated Consumer Product | 10/07/2010 |  | 03/04/2020
Hunter Fan Company | Casablanca | C45G11B | True |  | 6 | Yes | 2022 | 11 | 184 | 6553 | 30 | 218 | 4205 | 30 | 140 | [5 empty] | Other |  | Federally-Regulated Consumer Product | 11/17/2011 |  | 03/04/2020
Hunter Fan Company | Hunter | 23688 | True |  | 3 | Yes | 1550 | 10 | 155 | 4200 | 37 | 114 | 6590 | 84 | 78 | [5 empty] | None |  | Federally-Regulated Consumer Product | 11/17/2011 |  | 03/04/2020
Minka Group | Minka Aire | F733-***** | True |  | 3 | Yes | 2293 | 20 | 115 | 3821 | 43 | 89 | 6431 | 123 | 52 | [5 empty] | None |  | Federally-Regulated Consumer Product | 09/18/2013 |  | 03/04/2020
Craftmade | Craftmade | CI52** | True |  | 3 | Yes | 1457 | 9 | 162 | 3067 | 24 | 128 | 5159 | 61 | 85 | [5 empty] | None |  | Federally-Regulated Consumer Product | 02/04/2014 |  | 03/04/2020
Visual Comfort & Company | Monte Carlo | 4BFR54**** | True |  | 3 | Yes | 1657 | 10 | 166 | 3571 | 35 | 102 | 5625 | 71 | 79 | [5 empty] | Incandescent |  | Federally-Regulated Consumer Product | 02/07/2014 |  | 03/04/2020
Fanimation | Fanimation | FPD8089BA | True |  | 6 | Yes | 5382 | 8 | 672 | 7213 | 16 | 450 | 8895 | 30 | 296 | [5 empty] | Other |  | Federally-Regulated Consumer Product | 03/18/2015 |  | 03/04/2020
Hong Kong China Electric Manufacture Co., Ltd. | Harbor Breeze | 20160 | True |  | 3 | Yes | 2558 | 10 | 256 | 4096 | 28 | 146 | 5497 | 62 | 89 | [5 empty] | None |  | Federally-Regulated Consumer Product | 06/13/2013 |  | 03/04/2020
Aeratron Pty Ltd. | Aeratron | AE2-50-LED-S | True |  | V | Yes | 1349 | 2 | 675 | 3281 | 5 | 656 | 5641 | 15 | 376 | [5 empty] | LED |  | Federally-Regulated Consumer Product | 05/21/2015 |  | 03/04/2020
Hunter Fan Company | Hunter | 52103 | True |  | 3 | Yes | 1645 | 8 | 206 | 2382 | 18 | 132 | 4274 | 57 | 75 | [5 empty] | Incandescent |  | Federally-Regulated Consumer Product | 09/11/2013 |  | 03/04/2020
Visual Comfort & Company | Monte Carlo | 4AIR52*** | True |  | 3 | Yes | 2067 | 16 | 129 | 3719 | 35 | 106 | 5245 | 61 | 86 | [5 empty] | Incandescent |  | Federally-Regulated Consumer Product | 01/31/2013 |  | 03/04/2020
King of Fans | Home Decorators Collection | 44-CRD | True |  | 4 | Yes | 2103 | 14 | 150 | 3736 | 37 | 101 | 4531 | 52 | 87 | [5 empty] | LED |  | Federally-Regulated Consumer Product | 09/24/2015 |  | 03/04/2020
Hong Kong China Electric Manufacture Co., Ltd. | Honeywell | 10210 | True |  | 3 | Yes | 2359 | 10 | 236 | 3568 | 26 | 137 | 5070 | 56 | 91 | [5 empty] | Incandescent |  | Federally-Regulated Consumer Product | 03/26/2013 |  | 03/04/2020
Hunter Fan Company | Hunter | 23827 | True |  | 3 | Yes | 1046 | 23 | 45 | 1717 | 41 | 42 | 2570 | 62 | 41 | [5 empty] | None |  | Federally-Regulated Consumer Product | 11/17/2011 |  | 03/04/2020
Litex Industries | Deluce | DFPLD56ABZ5CWR | True |  | 3 | Yes | 2138 | 16 | 134 | 4176 | 40 | 104 | 6181 | 75 | 82 | [5 empty] | Incandescent |  | Federally-Regulated Consumer Product | 10/07/2010 |  | 03/04/2020
Minka Group | Minka Aire | F514-WH | True |  | 3 | Yes | 2355 | 12 | 196 | 4428 | 37 | 120 | 6148 | 72 | 85 | [5 empty] | Compact Flourescent |  | Federally-Regulated Consumer Product | 09/24/2012 |  | 03/04/2020
Visual Comfort & Company | Monte Carlo | 8TNR56**** | True |  | 6 | Yes | 3556 | 680 | 5 | 5452 | 11 | 496 | 8334 | 31 | 269 | [5 empty] | Incandescent |  | Federally-Regulated Consumer Product | 02/07/2014 |  | 03/04/2020
Hunter Fan Company | Hunter | 22710 | True |  | 3 | Yes | 1591 | 8 | 199 | 3168 | 29 | 109 | 5934 | 80 | 74 | [5 empty] | Incandescent |  | Federally-Regulated Consumer Product | 11/17/2011 |  | 03/04/2020
Hunter Fan Company | Hunter | 23566 | True |  | 3 | Yes | 1925 | 10 | 193 | 3466 | 28 | 124 | 5498 | 58 | 95 | [5 empty] | None |  | Federally-Regulated Consumer Product | 11/17/2011 |  | 03/04/2020
Litex Industries | Chapter | E-CAW42FBZ5C1WAL | True |  | 3 | Yes | 1582 | 26 | 61 | 2668 | 31 | 86 | 3400 | 43 | 79 | [5 empty] | Incandescent |  | Federally-Regulated Consumer Product | 04/09/2015 |  | 03/04/2020
Hunter Fan Company | Hunter | 21188 | True |  | 3 | Yes | 1482 | 11 | 135 | 3126 | 28 | 112 | 5494 | 68 | 81 | [5 empty] | Compact Flourescent |  | Federally-Regulated Consumer Product | 11/17/2011 |  | 03/04/2020
Artisan Industrial Co., Ltd. China | Harbor Breeze | Twin Breeze II-L0982 | True |  | 3 | Yes | 1948 | 14 | 139 | 3891 | 27 | 142 | 3799 | 76 | 50 | [5 empty] | Incandescent |  | Federally-Regulated Consumer Product | 05/25/2012 |  | 03/04/2020
Landmark Enterprise, Inc. | Allen + Roth | LP8062*** | True |  | 3 | Yes | 1776 | 9 | 197 | 3231 | 23 | 140 | 5461 | 59 | 93 | [5 empty] | Other |  | Federally-Regulated Consumer Product | 03/03/2013 |  | 03/04/2020
Torch Lighting Ltd. | World Imports | 27386-WIORB | True |  | 3 | Exception 3 | 1241 | 26 | 48 | 1420 | 30 | 47 | 1748 | 38 | 46 | [5 empty] | LED |  | Federally-Regulated Consumer Product | 06/04/2015 |  | 03/04/2020
Hunter Fan Company | Casablanca | 54010 | True |  | 4 | Yes | 1611 | 5 | 322 | 5173 | 43 | 120 | 7231 | 83 | 87 | [5 empty] | None |  | Federally-Regulated Consumer Product | 07/29/2013 |  | 03/04/2020
Regency Ceiling Fans | Regency | MX*-*** | True |  | 3 | Yes | 1331 | 9 | 148 | 3580 | 31 | 115 | 5910 | 76 | 78 | [5 empty] | None |  | Federally-Regulated Consumer Product | 04/17/2013 |  | 03/04/2020
Halsey Enterprise Co., Ltd. | Lamps Plus | 52HN4/FC | True |  | 3 | Yes | 2318 | 10 | 232 | 4028 | 27 | 149 | 6106 | 67 | 91 | [5 empty] | None |  | Federally-Regulated Consumer Product | 04/29/2013 |  | 03/04/2020
King of Fans | Home Decorators Collection | 51544 | True |  | 3 | Yes | 2052 | 10 | 205 | 3410 | 29 | 118 | 4709 | 61 | 77 | [5 empty] | Compact Flourescent |  | Federally-Regulated Consumer Product | 06/10/2015 |  | 03/04/2020
Torch Lighting Ltd. | World Imports | 27386-WI | True |  | 3 | Exception 3 | 1241 | 26 | 48 | 1420 | 30 | 47 | 1748 | 38 | 46 | [5 empty] | LED |  | Federally-Regulated Consumer Product | 06/04/2015 |  | 03/04/2020
Hunter Fan Company | Hunter | 22461 | True |  | 3 | Yes | 1403 | 9 | 156 | 2817 | 26 | 108 | 4696 | 62 | 76 | [5 empty] | Incandescent |  | Federally-Regulated Consumer Product | 11/17/2011 |  | 03/04/2020
Big Ass Fans | Haiku Bamboo | S3150-A2-B*-04-03-C | True |  | 7 | Yes | 2116 | 2 | 1058 | 2822 | 3 | 941 | 3971 | 6 | 662 | [5 empty] | LED |  | Federally-Regulated Consumer Product | 03/10/2015 |  | 03/04/2020
Litex Industries | Chapter | E-DCF52FBZ5C1WAL | True |  | 3 | Yes | 2093 | 23 | 91 | 3298 | 36 | 92 | 4837 | 56 | 86 | [5 empty] | Incandescent |  | Federally-Regulated Consumer Product | 04/09/2015 |  | 03/04/2020
Hunter Fan Company | Hunter | 25817 | True |  | 3 | Yes | 1933 | 9 | 215 | 3238 | 27 | 120 | 5066 | 67 | 76 | [5 empty] | Compact Flourescent |  | Federally-Regulated Consumer Product | 11/17/2011 |  | 03/04/2020
American De Rosa Lamparts, LLC DBA Luminance Brands | Concord Fans | 52NA5XX | True |  | 3 | Yes | 2332 | 9 | 259 | 4216 | 30 | 141 | 6239 | 67 | 93 | [5 empty] | None |  | Federally-Regulated Consumer Product | 09/30/2015 |  | 03/04/2020
Fanimation | Fanimation | FP6717MW | True |  | 3 | Yes | 2544 | 9 | 282 | 4595 | 25 | 183 | 6659 | 53 | 125 | [5 empty] | None |  | Federally-Regulated Consumer Product | 09/24/2015 |  | 03/04/2020
Hunter Fan Company | Hunter | 53275 | True |  | 3 | Yes | 2141 | 9 | 238 | 3416 | 25 | 137 | 5031 | 61 | 82 | [5 empty] | Incandescent |  | Federally-Regulated Consumer Product | 11/06/2014 |  | 03/04/2020
Hunter Fan Company | Hunter | 51003 | True |  | 3 | Yes | 925 | 8 | 116 | 1352 | 16 | 85 | 3202 | 57 | 56 | [5 empty] | Incandescent |  | Federally-Regulated Consumer Product | 12/11/2012 |  | 03/04/2020
Hunter Fan Company | Hunter | 28152 | True |  | 3 | Yes | 1374 | 7 | 196 | 3563 | 33 | 108 | 7464 | 108 | 69 | [5 empty] | None |  | Federally-Regulated Consumer Product | 11/17/2011 |  | 03/04/2020
Hunter Fan Company | Hunter | 20807 | True |  | 3 | Yes | 1500 | 9 | 167 | 2900 | 26 | 112 | 5000 | 66 | 76 | [5 empty] | None |  | Federally-Regulated Consumer Product | 11/17/2011 |  | 03/04/2020
King of Fans | Hampton Bay | 51014 | True |  | 3 | Yes | 1759 | 10 | 176 | 3174 | 27 | 118 | 5057 | 62 | 82 | [5 empty] | Compact Flourescent |  | Federally-Regulated Consumer Product | 10/31/2012 |  | 03/04/2020
Hunter Fan Company | Hunter | 53177 | True |  | 3 | Yes | 1953 | 9 | 217 | 3181 | 25 | 127 | 5160 | 68 | 76 | [5 empty] | Incandescent |  | Federally-Regulated Consumer Product | 06/07/2013 |  | 03/04/2020
Halsey Enterprise Co., Ltd. | Halsey | HE-12027 | True |  | 3 | Yes | 1642 | 10 | 164 | 2825 | 24 | 118 | 4700 | 65 | 72 | [5 empty] | Incandescent |  | Federally-Regulated Consumer Product | 01/02/2013 |  | 03/04/2020
American De Rosa Lamparts, LLC DBA Luminance Brands | Sunset Lighting | CF52376-XX-L | True |  | 3 | Yes | 2300 | 10 | 230 | 4214 | 31 | 136 | 6891 | 71 | 97 | [5 empty] | Compact Flourescent |  | Federally-Regulated Consumer Product | 09/30/2015 |  | 03/04/2020
Halsey Enterprise Co., Ltd. | Lamps Plus | 52LP11-L 02-3353-H1050-99 | True |  | 3 | Yes | 1805 | 15 | 120 | 3013 | 33 | 91 | 4361 | 69 | 63 | [5 empty] | LED |  | Federally-Regulated Consumer Product | 08/19/2014 |  | 03/04/2020
Fanimation | Fanimation | FP7900OB | True |  | 3 | Yes | 1700 | 18 | 94 | 2800 | 36 | 77 | 4400 | 58 | 75 | [5 empty] | Incandescent |  | Federally-Regulated Consumer Product | 03/18/2015 |  | 03/04/2020
Fanimation | Fanimation | FPH210PW | True |  | 3 | Yes | 342 | 3 | 114 | 525 | 35 | 15 | 923 | 52 | 17 | [5 empty] | None |  | Federally-Regulated Consumer Product | 03/18/2015 |  | 03/04/2020
Visual Comfort & Company | Seagull Lighting | 15040BLE-*** | True |  | 3 | Yes | 1729 | 11 | 157 | 3797 | 32 | 119 | 5996 | 65 | 92 | [5 empty] | Compact Flourescent |  | Federally-Regulated Consumer Product | 02/07/2014 |  | 03/04/2020
Hunter Fan Company | Hunter | 28736A | True |  | 3 | Yes | 1111 | 7 | 159 | 1733 | 15 | 116 | 3252 | 50 | 65 | [5 empty] | Incandescent |  | Federally-Regulated Consumer Product | 07/10/2012 |  | 03/04/2020
Visual Comfort & Company | Monte Carlo | 5WF52** | True |  | 3 | Yes | 1250 | 10 | 125 | 3661 | 31 | 118 | 5326 | 61 | 87 | [5 empty] | None |  | Federally-Regulated Consumer Product | 08/28/2012 |  | 03/04/2020
Litex Industries | Harbor Breeze | TK52MBK5CR | True |  | 3 | Yes | 1858 | 12 | 155 | 3899 | 31 | 126 | 5982 | 70 | 85 | [5 empty] | Incandescent |  | Federally-Regulated Consumer Product | 10/07/2010 |  | 03/04/2020
Litex Industries | Harbor Breeze | E-CM54RBZ5CRI | True |  | 3 | Yes | 2158 | 16 | 135 | 4181 | 42 | 100 | 6540 | 71 | 92 | [5 empty] | Incandescent |  | Federally-Regulated Consumer Product | 04/09/2015 |  | 03/04/2020
King of Fans | Hampton Bay | 5529* | True |  | 3 | Yes | 2546 | 11 | 231 | 4527 | 31 | 146 | 7506 | 72 | 104 | [5 empty] | Compact Flourescent |  | Federally-Regulated Consumer Product | 07/29/2014 |  | 03/04/2020
Halsey Enterprise Co., Ltd. | Lamps Plus | 56LPD-1/FC | True |  | 3 | Yes | 2947 | 14 | 211 | 4606 | 33 | 140 | 6713 | 73 | 92 | [5 empty] | None |  | Federally-Regulated Consumer Product | 04/29/2013 |  | 03/04/2020
Hunter Fan Company | Hunter | 20551 | True |  | 3 | Yes | 1294 | 9 | 144 | 2625 | 25 | 105 | 4820 | 72 | 67 | [5 empty] | Incandescent |  | Federally-Regulated Consumer Product | 11/17/2011 |  | 03/04/2020
Landmark Enterprise, Inc. | Harbor Breeze | LP8206*** | True |  | 3 | Yes | 1870 | 8 | 234 | 3489 | 25 | 140 | 5154 | 57 | 90 | [5 empty] | Other |  | Federally-Regulated Consumer Product | 03/03/2013 |  | 03/04/2020
Hunter Fan Company | Casablanca | 59534 | True |  | 4 | Yes | 1613 | 5 | 323 | 4903 | 43 | 114 | 7001 | 85 | 82 | [5 empty] | None |  | Federally-Regulated Consumer Product | 07/29/2013 |  | 03/04/2020
Hunter Fan Company | Hunter | 21880 | True |  | 3 | Yes | 607 | 10 | 61 | 869 | 20 | 43 | 1341 | 48 | 28 | [5 empty] | Incandescent |  | Federally-Regulated Consumer Product | 11/17/2011 |  | 03/04/2020
Litex Industries | Bala | ELC52***5LK3B | True |  | 3 | Yes | 1525 | 9 | 169 | 3171 | 25 | 127 | 5099 | 62 | 82 | [5 empty] | Incandescent |  | Federally-Regulated Consumer Product | 10/07/2010 |  | 03/04/2020
Minka Group | Minka Aire | F519-***** | True |  | 3 | Yes | 1914 | 12 | 160 | 3978 | 28 | 142 | 5710 | 55 | 104 | [5 empty] | Other |  | Federally-Regulated Consumer Product | 12/27/2012 |  | 03/04/2020
Minka Group | Minka Aire | F648-*** | True |  | 3 | Yes | 1952 | 10 | 195 | 3790 | 30 | 126 | 5408 | 65 | 83 | [5 empty] | Compact Flourescent |  | Federally-Regulated Consumer Product | 10/11/2013 |  | 03/04/2020
King of Fans | Hampton Bay | 51015 | True |  | 3 | Yes | 1759 | 10 | 176 | 3174 | 27 | 118 | 5057 | 62 | 82 | [5 empty] | Compact Flourescent |  | Federally-Regulated Consumer Product | 10/31/2012 |  | 03/04/2020
King of Fans | Home Depot | 32762 | True |  | 3 | Yes | 2190 | 10 | 219 | 3737 | 30 | 125 | 5352 | 64 | 84 | [5 empty] | None |  | Federally-Regulated Consumer Product | 03/10/2015 |  | 03/04/2020
Halsey Enterprise Co., Ltd. | Lamps Plus | ULP54-22 (43996) | True |  | 3 | Yes | 2534 | 14 | 181 | 4380 | 38 | 115 | 6363 | 79 | 81 | [5 empty] | Incandescent |  | Federally-Regulated Consumer Product | 04/29/2013 |  | 03/04/2020
Visual Comfort & Company | Monte Carlo | 5MZR54*** | True |  | 3 | Yes | 1814 | 15 | 121 | 3123 | 32 | 98 | 5034 | 63 | 80 | [5 empty] | Incandescent |  | Federally-Regulated Consumer Product | 08/28/2012 |  | 03/04/2020
Hunter Fan Company | Hunter | 53095 | True |  | 3 | Yes | 2240 | 9 | 249 | 3641 | 26 | 140 | 5496 | 67 | 82 | [5 empty] | Incandescent |  | Federally-Regulated Consumer Product | 07/15/2014 |  | 03/04/2020
Minka Group | Minka Aire | F548-***** | True |  | 3 | Yes | 1358 | 11 | 123 | 2954 | 30 | 98 | 4636 | 64 | 72 | [5 empty] | Incandescent |  | Federally-Regulated Consumer Product | 12/27/2012 |  | 03/04/2020
Hunter Fan Company | Hunter | 23949 | True |  | 3 | Yes | 1527 | 9 | 170 | 2287 | 18 | 127 | 3897 | 48 | 81 | [5 empty] | Incandescent |  | Federally-Regulated Consumer Product | 11/17/2011 |  | 03/04/2020
Hunter Fan Company | Casablanca | 59069 | True |  | 4 | Yes | 3637 | 28 | 130 | 4545 | 43 | 106 | 6487 | 85 | 76 | [5 empty] | Incandescent |  | Federally-Regulated Consumer Product | 06/07/2013 |  | 03/04/2020
Hunter Fan Company | Casablanca | 55006 | True |  | 4 | Yes | 2014 | 11 | 183 | 5094 | 50 | 102 | 7018 | 90 | 78 | [5 empty] | Incandescent |  | Federally-Regulated Consumer Product | 07/29/2013 |  | 03/04/2020
Aeratron Pty Ltd. | Aeratron | AE2-43D | True |  | V | Yes | 1894 | 3 | 631 | 3449 | 9 | 383 | 5032 | 19 | 265 | [5 empty] | LED |  | Federally-Regulated Consumer Product | 05/21/2015 |  | 03/04/2020
Hunter Fan Company | Hunter | 28680 | True |  | 3 | Yes | 1922 | 9 | 214 | 3232 | 26 | 124 | 5018 | 67 | 75 | [5 empty] | Incandescent |  | Federally-Regulated Consumer Product | 11/17/2011 |  | 03/04/2020
Minka Group | Minka Aire | F688-WH | True |  | 3 | Yes | 2126 | 9 | 236 | 3689 | 30 | 123 | 6002 | 71 | 85 | [5 empty] | None |  | Federally-Regulated Consumer Product | 02/28/2013 |  | 03/04/2020
Halsey Enterprise Co., Ltd. | Q'Max, Inc. | 12FMC-1 | True |  | 3 | Yes | 553 | 12 | 46 | 648 | 15 | 43 | 1148 | 32 | 36 | [5 empty] | Other |  | Federally-Regulated Consumer Product | 10/29/2013 |  | 03/04/2020
Landmark Enterprise, Inc. | Harbor Breeze | LP8063LBN | True |  | 3 | Yes | 1718 | 10 | 171 | 3306 | 26 | 127 | 5542 | 56 | 98 | [5 empty] | Incandescent |  | Federally-Regulated Consumer Product | 03/04/2011 |  | 03/04/2020
Hunter Fan Company | Hunter Fan Co. | 59185 | True |  | 3 | Yes | 2392 | 9 | 266 | 3306 | 24 | 138 | 5120 | 61 | 84 | [5 empty] | Compact Flourescent |  | Federally-Regulated Consumer Product | 09/16/2015 |  | 03/04/2020
Halsey Enterprise Co., Ltd. | Kichler Lighting | 300125BSS | True |  | 3 | Yes | 2371 | 16 | 148 | 4087 | 38 | 108 | 6227 | 72 | 86 | [5 empty] | Other |  | Federally-Regulated Consumer Product | 08/13/2013 |  | 03/04/2020
Hong Kong China Electric Manufacture Co., Ltd. | Harbor Breeze | 464470 | True |  | 3 | Yes | 1881 | 3 | 627 | 4525 | 12 | 377 | 5857 | 31 | 189 | [5 empty] | None |  | Federally-Regulated Consumer Product | 06/13/2013 |  | 03/04/2020
Hunter Fan Company | Hunter | 53181 | True |  | 3 | Yes | 2039 | 10 | 204 | 3254 | 25 | 130 | 5049 | 64 | 79 | [5 empty] | Compact Flourescent |  | Federally-Regulated Consumer Product | 05/21/2013 |  | 03/04/2020
Hunter Fan Company | Hunter | 21202 | True |  | 3 | Yes | 1373 | 11 | 125 | 2796 | 29 | 96 | 4663 | 59 | 79 | [5 empty] | None |  | Federally-Regulated Consumer Product | 11/17/2011 |  | 03/04/2020
Fanim Industries | Harbor Breeze | LP8271LAZ | True |  | 3 | Yes | 596 | 22 | 27 | 876 | 43 | 20 | 1076 | 60 | 17 | [5 empty] | Other |  | Federally-Regulated Consumer Product | 03/18/2015 |  | 03/04/2020
Hunter Fan Company | Hunter | 28029 | True |  | 3 | Yes | 1637 | 12 | 136 | 2975 | 29 | 103 | 4320 | 54 | 80 | [5 empty] | Incandescent |  | Federally-Regulated Consumer Product | 11/17/2011 |  | 03/04/2020
Visual Comfort & Company | Monte Carlo | 3MUR52*** | True |  | 3 | Yes | 1624 | 8 | 203 | 2865 | 20 | 143 | 4864 | 57 | 85 | [5 empty] | Incandescent |  | Federally-Regulated Consumer Product | 08/28/2012 |  | 03/04/2020
Hunter Fan Company | Casablanca | 84G45D | True |  | 3 | Yes | 1363 | 10 | 136 | 5100 | 80 | 64 | 3090 | 27 | 114 | [5 empty] | Incandescent |  | Federally-Regulated Consumer Product | 11/17/2011 |  | 03/04/2020
Hunter Fan Company | Hunter | 54014 | True |  | 3 | Yes | 1881 | 9 | 209 | 3170 | 27 | 117 | 5513 | 84 | 66 | [5 empty] | Incandescent |  | Federally-Regulated Consumer Product | 05/21/2013 |  | 03/04/2020
Visual Comfort & Company | Monte Carlo | 5DCR52** | True |  | 7 | Yes | 1927 | 2 | 964 | 4665 | 11 | 424 | 5793 | 20 | 290 | [5 empty] | None |  | Federally-Regulated Consumer Product | 08/28/2012 |  | 03/04/2020
Air Comfort, Inc. | Emerson | CF4501*** | True |  | 3 | Yes | 1250 | 8 | 156 | 3364 | 35 | 96 | 6338 | 99 | 64 | [5 empty] | None |  | Federally-Regulated Consumer Product | 02/02/2015 |  | 03/04/2020
Hunter Fan Company | Hunter | 28120 | True |  | 3 | Yes | 2254 | 17 | 133 | 3704 | 36 | 103 | 5942 | 73 | 81 | [5 empty] | None |  | Federally-Regulated Consumer Product | 11/17/2011 |  | 03/04/2020
Fanim Industries | Harbor Breeze | LP8200LBN | True |  | 3 | Yes | 1611 | 10 | 161 | 3562 | 27 | 132 | 5688 | 57 | 100 | [5 empty] | Incandescent |  | Federally-Regulated Consumer Product | 03/07/2014 |  | 03/04/2020
Hunter Fan Company | Hunter | 28703 | True |  | 3 | Yes | 1490 | 9 | 166 | 2287 | 18 | 127 | 3932 | 47 | 84 | [5 empty] | Incandescent |  | Federally-Regulated Consumer Product | 11/17/2011 |  | 03/04/2020
Hunter Fan Company | Casablanca | 6645G | True |  | 4 | Yes | 1236 | 5 | 247 | 6398 | 85 | 75 | 4555 | 46 | 99 | [5 empty] | None |  | Federally-Regulated Consumer Product | 11/17/2011 |  | 03/04/2020
Minka Group | Minka Aire | F905-***** | True |  | 6 | Yes | 4222 | 8 | 528 | 6452 | 21 | 307 | 8289 | 41 | 202 | [5 empty] | Other |  | Federally-Regulated Consumer Product | 04/26/2013 |  | 03/04/2020
Hunter Fan Company | Hunter | 28676 | True |  | 3 | Yes | 2095 | 10 | 210 | 3868 | 33 | 117 | 5456 | 71 | 77 | [5 empty] | Incandescent |  | Federally-Regulated Consumer Product | 11/17/2011 |  | 03/04/2020
Hunter Fan Company | Casablanca | C38G45K | True |  | 4 | Yes | 3616 | 28 | 129 | 5878 | 75 | 78 | 4667 | 48 | 97 | [5 empty] | None |  | Federally-Regulated Consumer Product | 11/17/2011 |  | 03/04/2020
Landmark Enterprise, Inc. | Harbor Breeze | LP8294XXX | True |  | 6 | Yes | 1450 | 2 | 725 | 3135 | 7 | 448 | 5719 | 17 | 336 | [5 empty] | Other |  | Federally-Regulated Consumer Product | 05/21/2013 |  | 03/04/2020
Hunter Fan Company | Casablanca | 59019 | True |  | 4 | Yes | 1387 | 11 | 126 | 3118 | 49 | 64 | 4032 | 88 | 46 | [5 empty] | Incandescent |  | Federally-Regulated Consumer Product | 09/11/2013 |  | 03/04/2020
King of Fans | Hampton Bay | 39387 | True |  | 3 | Yes | 2014 | 15 | 134 | 3314 | 31 | 107 | 5260 | 61 | 86 | [5 empty] | Compact Flourescent |  | Federally-Regulated Consumer Product | 07/29/2014 |  | 03/04/2020
Air Cool Industrial Co., Ltd. | Seasons | 269500 | True |  | 3 | Yes | 1655 | 13 | 127 | 2728 | 27 | 101 | 3135 | 38 | 83 | [5 empty] | Compact Flourescent |  | Federally-Regulated Consumer Product | 03/16/2011 |  | 03/04/2020
Halsey Enterprise Co., Ltd. | Lamps Plus | 8151F-2K (55878) | True |  | 3 | Yes | 2796 | 13 | 215 | 4464 | 32 | 140 | 6707 | 70 | 96 | [5 empty] | None |  | Federally-Regulated Consumer Product | 04/29/2013 |  | 03/04/2020
Air Cool Industrial Co., Ltd. | Hampton Bay | AC-527(YG177-CLP) | True |  | 3 | Yes | 2140 | 14 | 153 | 4205 | 40 | 105 | 5839 | 71 | 82 | [5 empty] | Other |  | Federally-Regulated Consumer Product | 08/14/2015 |  | 03/04/2020
Hunter Fan Company | Hunter | 23935 | True |  | 3 | Yes | 796 | 10 | 80 | 1301 | 18 | 72 | 2635 | 45 | 59 | [5 empty] | None |  | Federally-Regulated Consumer Product | 11/17/2011 |  | 03/04/2020
Minka Group | Minka Aire | F573-***** | True |  | 3 | Yes | 1397 | 11 | 127 | 2910 | 33 | 88 | 4174 | 55 | 76 | [5 empty] | Other |  | Federally-Regulated Consumer Product | 12/27/2012 |  | 03/04/2020
King of Fans | Home Decorators Collection | 51556 | True |  | 9 | Yes | 1878 | 1 | 1878 | 5061 | 8 | 633 | 8201 | 36 | 228 | [5 empty] | Compact Flourescent |  | Federally-Regulated Consumer Product | 12/05/2014 |  | 03/04/2020
Hunter Fan Company | Casablanca | 54081 | True |  | 4 | Yes | 3382 | 22 | 154 | 4591 | 39 | 118 | 6546 | 80 | 82 | [5 empty] | Incandescent |  | Federally-Regulated Consumer Product | 05/16/2013 |  | 03/04/2020
Hunter Fan Company | Hunter | 21623 | True |  | 3 | Yes | 1477 | 12 | 123 | 2899 | 29 | 100 | 5061 | 73 | 69 | [5 empty] | Incandescent |  | Federally-Regulated Consumer Product | 11/17/2011 |  | 03/04/2020
Air Cool Industrial Co., Ltd. | Hampton Bay | 14412 | True |  | 3 | Yes | 1322 | 10 | 132 | 2592 | 28 | 93 | 3852 | 48 | 80 | [5 empty] | Other |  | Federally-Regulated Consumer Product | 10/05/2012 |  | 03/04/2020
Aeratron Pty Ltd. | Aeratron | AE3-50-LED-D | True |  | V | Yes | 1573 | 2 | 787 | 3001 | 5 | 600 | 5198 | 15 | 347 | [5 empty] | LED |  | Federally-Regulated Consumer Product | 05/21/2015 |  | 03/04/2020
King of Fans | Hampton Bay | 68044R | True |  | 3 | Yes | 2438 | 13 | 188 | 3556 | 30 | 119 | 5201 | 63 | 83 | [5 empty] | Compact Flourescent |  | Federally-Regulated Consumer Product | 12/05/2014 |  | 03/04/2020
Hunter Fan Company | Hunter | 23488 | True |  | 3 | Yes | 1326 | 10 | 133 | 2736 | 26 | 105 | 5411 | 66 | 82 | [5 empty] | Incandescent |  | Federally-Regulated Consumer Product | 11/17/2011 |  | 03/04/2020
Hunter Fan Company | Hunter | 28682 | True |  | 3 | Yes | 1111 | 7 | 159 | 1733 | 15 | 116 | 3252 | 50 | 65 | [5 empty] | Incandescent |  | Federally-Regulated Consumer Product | 11/17/2011 |  | 03/04/2020
Air Comfort, Inc. | Emerson | CF995*** | True |  | 6 | Yes | 1981 | 4 | 495 | 4438 | 11 | 403 | 6381 | 30 | 213 | [5 empty] | Compact Flourescent |  | Federally-Regulated Consumer Product | 11/12/2014 |  | 03/04/2020
King of Fans | Hampton Bay | 52356 | True |  | 3 | Yes | 2686 | 11 | 244 | 4865 | 34 | 143 | 6886 | 67 | 103 | [5 empty] | None |  | Federally-Regulated Consumer Product | 10/31/2012 |  | 03/04/2020
King of Fans | Hampton Bay | 51271 | True |  | 3 | Yes | 2160 | 15 | 144 | 3498 | 31 | 113 | 5415 | 62 | 87 | [5 empty] | Compact Flourescent |  | Federally-Regulated Consumer Product | 12/20/2012 |  | 03/04/2020
Air Comfort, Inc. | Emerson | CF4801*** | True |  | 3 | Yes | 1341 | 8 | 168 | 3530 | 35 | 101 | 6492 | 99 | 66 | [5 empty] | None |  | Federally-Regulated Consumer Product | 02/02/2015 |  | 03/04/2020
King of Fans | Home Decorators Collection | 26668 | True |  | 3 | Yes | 3511 | 22 | 160 | 5325 | 42 | 127 | 8435 | 97 | 87 | [5 empty] | None |  | Federally-Regulated Consumer Product | 09/10/2013 |  | 03/04/2020
Hunter Fan Company | Hunter | 53159 | True |  | 3 | Yes | 1760 | 10 | 176 | 3073 | 25 | 123 | 5132 | 65 | 79 | [5 empty] | Incandescent |  | Federally-Regulated Consumer Product | 02/15/2013 |  | 03/04/2020
Minka Group | Minka Aire | F522-***** | True |  | 3 | Yes | 2370 | 14 | 169 | 3750 | 34 | 110 | 5295 | 66 | 80 | [5 empty] | Incandescent |  | Federally-Regulated Consumer Product | 07/22/2013 |  | 03/04/2020
Hunter Fan Company | Hunter | 28463 | True |  | 3 | Yes | 1497 | 10 | 150 | 3086 | 27 | 114 | 5372 | 67 | 80 | [5 empty] | None |  | Federally-Regulated Consumer Product | 11/17/2011 |  | 03/04/2020
Air Cool Industrial Co., Ltd. | Seasons | 269606 | True |  | 3 | Yes | 1768 | 9 | 196 | 3216 | 28 | 115 | 4589 | 58 | 79 | [5 empty] | Compact Flourescent |  | Federally-Regulated Consumer Product | 03/16/2011 |  | 03/04/2020
King of Fans | Hampton Bay | EP200P(A)-36 | True |  | 3 | Yes | 1710 | 11 | 155 | 2303 | 23 | 100 | 3204 | 49 | 65 | [5 empty] | Compact Flourescent |  | Federally-Regulated Consumer Product | 07/25/2014 |  | 03/04/2020
Hunter Fan Company | Hunter | 23980 | True |  | 3 | Yes | 2092 | 10 | 209 | 3422 | 28 | 122 | 5803 | 74 | 78 | [5 empty] | None |  | Federally-Regulated Consumer Product | 11/17/2011 |  | 03/04/2020
American De Rosa Lamparts, LLC DBA Luminance Brands | Sunset Lighting | CF52873-XX | True |  | 3 | Yes | 1724 | 11 | 157 | 2896 | 25 | 116 | 4950 | 56 | 88 | [5 empty] | Incandescent |  | Federally-Regulated Consumer Product | 09/30/2015 |  | 03/04/2020
Hunter Fan Company | Casablanca | 59082 | True |  | 4 | Yes | 3741 | 30 | 125 | 4595 | 44 | 104 | 5809 | 69 | 84 | [5 empty] | Incandescent |  | Federally-Regulated Consumer Product | 06/07/2013 |  | 03/04/2020
Hunter Fan Company | Hunter | 28737 | True |  | 3 | Yes | 1957 | 11 | 175 | 3464 | 29 | 119 | 5548 | 70 | 79 | [5 empty] | LED |  | Federally-Regulated Consumer Product | 06/26/2012 |  | 03/04/2020
Litex Industries | Litex | SSC52**5*** | True |  | 3 | Yes | 1742 | 24 | 73 | 3209 | 37 | 87 | 4878 | 60 | 81 | [5 empty] | Incandescent |  | Federally-Regulated Consumer Product | 10/07/2010 |  | 03/04/2020
Hunter Fan Company | Hunter | 53265 | True |  | 3 | Yes | 2118 | 9 | 235 | 3441 | 25 | 138 | 5175 | 63 | 82 | [5 empty] | Incandescent |  | Federally-Regulated Consumer Product | 05/09/2014 |  | 03/04/2020
King of Fans | Hampton Bay | 51237 | True |  | 3 | Yes | 2153 | 14 | 154 | 3148 | 30 | 105 | 4467 | 60 | 74 | [5 empty] | Compact Flourescent |  | Federally-Regulated Consumer Product | 12/20/2012 |  | 03/04/2020
Hunter Fan Company | Casablanca | C66546L | True |  | 4 | Yes | 1236 | 5 | 247 | 6398 | 85 | 75 | 4555 | 46 | 99 | [5 empty] | None |  | Federally-Regulated Consumer Product | 11/17/2011 |  | 03/04/2020
Hunter Fan Company | Hunter | 53054 | True |  | 3 | Yes | 1984 | 9 | 220 | 3376 | 26 | 130 | 5537 | 71 | 78 | [5 empty] | None |  | Federally-Regulated Consumer Product | 01/09/2014 |  | 03/04/2020
Fanim Industries | Harbor Breeze | LP8004LBN | True |  | 3 | Yes | 2197 | 15 | 146 | 3600 | 35 | 102 | 4555 | 53 | 85 | [5 empty] | Incandescent |  | Federally-Regulated Consumer Product | 09/04/2015 |  | 03/04/2020
Hunter Fan Company | Hunter | 52123 | True |  | 3 | Yes | 1867 | 7 | 267 | 2566 | 16 | 160 | 4624 | 62 | 75 | [5 empty] | Incandescent |  | Federally-Regulated Consumer Product | 05/09/2014 |  | 03/04/2020
Hunter Fan Company | Casablanca | 59533 | True |  | 4 | Yes | 1613 | 5 | 323 | 4903 | 43 | 114 | 7001 | 85 | 82 | [5 empty] | None |  | Federally-Regulated Consumer Product | 07/29/2013 |  | 03/04/2020
Minka Group | Minka Aire | F695-VP | True |  | 3 | Yes | 2126 | 9 | 236 | 3689 | 30 | 123 | 6002 | 71 | 85 | [5 empty] | None |  | Federally-Regulated Consumer Product | 09/24/2012 |  | 03/04/2020
Kichler Lighting | Kichler Lighting | 300230(CP153908) | True |  | 3 | Yes | 277 | 9 | 31 | 655 | 17 | 39 | 1029 | 34 | 30 | [5 empty] | LED |  | Federally-Regulated Consumer Product | 11/26/2014 |  | 03/04/2020
Hunter Fan Company | Casablanca | 6611A | True |  | 3 | Yes | 1236 | 5 | 247 | 6398 | 85 | 75 | 4555 | 46 | 99 | [5 empty] | None |  | Federally-Regulated Consumer Product | 11/17/2011 |  | 03/04/2020
Hunter Fan Company | Casablanca | 49546D | True |  | 3 | Yes | 1892 | 8 | 237 | 6640 | 81 | 82 | 3515 | 28 | 126 | [5 empty] | None |  | Federally-Regulated Consumer Product | 11/17/2011 |  | 03/04/2020
Litex Industries | Harbor Breeze | E-TM52BNK5LED | True |  | 3 | Yes | 1412 | 9 | 157 | 3345 | 30 | 112 | 5571 | 71 | 78 | [5 empty] | LED |  | Federally-Regulated Consumer Product | 10/07/2010 |  | 03/04/2020
Litex Industries | Harbor Breeze | WCK52***5N | True |  | 3 | Yes | 2540 | 15 | 169 | 3836 | 35 | 110 | 5283 | 65 | 81 | [5 empty] | None |  | Federally-Regulated Consumer Product | 04/09/2015 |  | 03/04/2020
Fanimation | Fanimation | HF6050MH | True |  | 3 | Yes | 2052 | 15 | 136 | 3470 | 32 | 108 | 5784 | 72 | 80 | [5 empty] | None |  | Federally-Regulated Consumer Product | 03/18/2015 |  | 03/04/2020
Hunter Fan Company | Hunter | 54092 | True |  | 3 | Yes | 2185 | 9 | 243 | 3710 | 27 | 137 | 6201 | 79 | 78 | [5 empty] | Compact Flourescent |  | Federally-Regulated Consumer Product | 06/07/2013 |  | 03/04/2020
Hunter Fan Company | Casablanca | 32073LZ | True |  | 6 | Yes | 1213 | 40 | 30 | 6251 | 112 | 56 | 3497 | 73 | 48 | [5 empty] | Other |  | Federally-Regulated Consumer Product | 11/17/2011 |  | 03/04/2020
King of Fans | Hydro Delta Corp. | 51565 | True |  | 3 | Yes | 2438 | 13 | 188 | 3556 | 30 | 119 | 5201 | 63 | 83 | [5 empty] | Compact Flourescent |  | Federally-Regulated Consumer Product | 01/20/2015 |  | 03/04/2020
Hunter Fan Company | Hunter | 52010 | True |  | 3 | Yes | 1034 | 7 | 148 | 1444 | 16 | 90 | 3472 | 63 | 55 | [5 empty] | Incandescent |  | Federally-Regulated Consumer Product | 01/18/2013 |  | 03/04/2020
Minka Group | Minka Aire | F753-***** | True |  | 3 | Yes | 2643 | 15 | 176 | 3966 | 27 | 147 | 5682 | 60 | 95 | [5 empty] | None |  | Federally-Regulated Consumer Product | 12/27/2012 |  | 03/04/2020
King of Fans | Hampton Bay | 5145* | True |  | 3 | Yes | 2438 | 10 | 244 | 3795 | 26 | 146 | 5520 | 59 | 94 | [5 empty] | Incandescent |  | Federally-Regulated Consumer Product | 07/03/2013 |  | 03/04/2020
Hunter Fan Company | Casablanca | 59018 | True |  | 4 | Yes | 1387 | 11 | 126 | 3118 | 49 | 64 | 4032 | 88 | 46 | [5 empty] | Incandescent |  | Federally-Regulated Consumer Product | 09/11/2013 |  | 03/04/2020
Hunter Fan Company | Casablanca | TRIH-11 | True |  | 3 | Yes | 2054 | 12 | 171 | 6694 | 86 | 78 | 4282 | 34 | 126 | [5 empty] | Other |  | Federally-Regulated Consumer Product | 11/17/2011 |  | 03/04/2020
Hunter Fan Company | Casablanca | C12S72M | True |  | 4 | Yes | 1605 | 10 | 161 | 6297 | 84 | 75 | 3684 | 33 | 112 | [5 empty] | None |  | Federally-Regulated Consumer Product | 11/17/2011 |  | 03/04/2020
American De Rosa Lamparts, LLC DBA Luminance Brands | Concord Fans | 42HUG4XX-Y408 | True |  | 3 | Yes | 1498 | 11 | 136 | 2069 | 21 | 99 | 4056 | 49 | 83 | [5 empty] | None |  | Federally-Regulated Consumer Product | 09/30/2015 |  | 03/04/2020
Hong Kong China Electric Manufacture Co., Ltd. | Honeywell | 10211 | True |  | 3 | Yes | 2277 | 11 | 207 | 3669 | 31 | 118 | 5019 | 59 | 85 | [5 empty] | Incandescent |  | Federally-Regulated Consumer Product | 03/26/2013 |  | 03/04/2020
Hunter Fan Company | Casablanca | C17G199A | True |  | 6 | Yes | 1488 | 8 | 186 | 6885 | 120 | 57 | 4059 | 39 | 104 | [5 empty] | Other |  | Federally-Regulated Consumer Product | 11/17/2011 |  | 03/04/2020
Hunter Fan Company | Hunter | 53180 | True |  | 3 | Yes | 2039 | 10 | 204 | 3254 | 25 | 130 | 5049 | 64 | 79 | [5 empty] | Compact Flourescent |  | Federally-Regulated Consumer Product | 05/21/2013 |  | 03/04/2020
Hunter Fan Company | Hunter | 52053 | True |  | 3 | Yes | 1675 | 8 | 209 | 2561 | 17 | 151 | 5128 | 64 | 80 | [5 empty] | Incandescent |  | Federally-Regulated Consumer Product | 05/21/2013 |  | 03/04/2020
Litex Industries | Deluce | DFIT52ABZ5LKRC | True |  | 3 | Yes | 2078 | 16 | 130 | 3608 | 32 | 113 | 5437 | 62 | 88 | [5 empty] | Other |  | Federally-Regulated Consumer Product | 02/26/2010 |  | 03/04/2020
Halsey Enterprise Co., Ltd. | Q'Max, Inc. | HE-12002 | True |  | 3 | Yes | 1547 | 14 | 111 | 2673 | 27 | 99 | 3997 | 56 | 71 | [5 empty] | Incandescent |  | Federally-Regulated Consumer Product | 01/02/2013 |  | 03/04/2020
Hong Kong China Electric Manufacture Co., Ltd. | Harbor Breeze | 184428 | True |  | 3 | Yes | 2698 | 4 | 675 | 4734 | 16 | 296 | 5836 | 32 | 182 | [5 empty] | None |  | Federally-Regulated Consumer Product | 06/13/2013 |  | 03/04/2020
YuYuan Ltd. | General Electric | 20338 | True |  | 3 | Yes | 2929 | 17 | 172 | 5078 | 44 | 115 | 6147 | 64 | 96 | [5 empty] | LED |  | Federally-Regulated Consumer Product | 05/04/2015 |  | 03/04/2020
Litex Industries | Harbor Breeze | E-GAL52BC4GRS | True |  | 3 | Yes | 1790 | 17 | 105 | 3678 | 43 | 86 | 5178 | 68 | 76 | [5 empty] | Other |  | Federally-Regulated Consumer Product | 04/09/2015 |  | 03/04/2020
Halsey Enterprise Co., Ltd. | Monte Carlo | 3KNR52(X) | True |  | 3 | Yes | 1839 | 10 | 184 | 3707 | 33 | 112 | 6080 | 78 | 78 | [5 empty] | LED |  | Federally-Regulated Consumer Product | 03/19/2014 |  | 03/04/2020
Fanim Industries | Harbor Breeze | LP8073LAZ | True |  | 3 | Yes | 2197 | 12 | 183 | 4109 | 35 | 117 | 5500 | 59 | 93 | [5 empty] | None |  | Federally-Regulated Consumer Product | 03/18/2015 |  | 03/04/2020
King of Fans | Home Decorators Collection | 54401 | True |  | 3 | Yes | 2438 | 13 | 188 | 3556 | 30 | 119 | 5201 | 63 | 83 | [5 empty] | Compact Flourescent |  | Federally-Regulated Consumer Product | 12/05/2014 |  | 03/04/2020
Minka Group | Minka Aire | F513-WH | True |  | 3 | Yes | 2317 | 13 | 178 | 4312 | 38 | 113 | 6230 | 73 | 85 | [5 empty] | None |  | Federally-Regulated Consumer Product | 09/24/2012 |  | 03/04/2020
Hunter Fan Company | Hunter | 20500 | True |  | 3 | Yes | 1249 | 8 | 156 | 3142 | 30 | 105 | 6088 | 91 | 67 | [5 empty] | Incandescent |  | Federally-Regulated Consumer Product | 11/17/2011 |  | 03/04/2020
Hunter Fan Company | Casablanca | 66546G | True |  | 4 | Yes | 1236 | 5 | 247 | 6398 | 85 | 75 | 4555 | 46 | 99 | [5 empty] | None |  | Federally-Regulated Consumer Product | 11/17/2011 |  | 03/04/2020
Hunter Fan Company | Casablanca | C30G45H | True |  | 3 | Yes | 891 | 12 | 74 | 3135 | 72 | 44 | 1942 | 33 | 59 | [5 empty] | Other |  | Federally-Regulated Consumer Product | 11/17/2011 |  | 03/04/2020
Hunter Fan Company | Hunter | 53014 | True |  | 3 | Yes | 1212 | 10 | 121 | 1867 | 26 | 72 | 2785 | 65 | 43 | [5 empty] | Incandescent |  | Federally-Regulated Consumer Product | 02/15/2013 |  | 03/04/2020
Aeratron Pty Ltd. | Aeratron | AE2-60-LED-* | True |  | V | Yes | 2854 | 3 | 951 | 5130 | 9 | 570 | 6837 | 19 | 360 | [5 empty] | LED |  | Federally-Regulated Consumer Product | 05/21/2015 |  | 03/04/2020
Hunter Fan Company | Casablanca | 46U11D | True |  | 3 | Yes | 1622 | 9 | 180 | 6691 | 89 | 75 | 3760 | 29 | 130 | [5 empty] | None |  | Federally-Regulated Consumer Product | 11/17/2011 |  | 03/04/2020
Hunter Fan Company | Casablanca | 55065 | True |  | 4 | Yes | 2319 | 10 | 232 | 3927 | 30 | 131 | 6519 | 86 | 76 | [5 empty] | None |  | Federally-Regulated Consumer Product | 12/19/2014 |  | 03/04/2020
Litex Industries | Bala | ELN52***5 | True |  | 3 | Yes | 1712 | 10 | 171 | 3539 | 31 | 114 | 5691 | 66 | 86 | [5 empty] | None |  | Federally-Regulated Consumer Product | 10/07/2010 |  | 03/04/2020
Halsey Enterprise Co., Ltd. | Lamps Plus | 52LPF/FC | True |  | 3 | Yes | 2805 | 12 | 234 | 4571 | 31 | 147 | 6615 | 67 | 99 | [5 empty] | None |  | Federally-Regulated Consumer Product | 04/29/2013 |  | 03/04/2020
Hunter Fan Company | Casablanca | 55001 | True |  | 4 | Yes | 1471 | 5 | 294 | 4866 | 43 | 113 | 6871 | 85 | 81 | [5 empty] | None |  | Federally-Regulated Consumer Product | 07/29/2013 |  | 03/04/2020
Hunter Fan Company | Casablanca | 84U9D | True |  | 3 | Yes | 1363 | 10 | 136 | 5114 | 68 | 75 | 3090 | 27 | 114 | [5 empty] | None |  | Federally-Regulated Consumer Product | 11/17/2011 |  | 03/04/2020
Hunter Fan Company | Casablanca | 4945D | True |  | 3 | Yes | 1892 | 8 | 237 | 6640 | 81 | 82 | 3515 | 28 | 126 | [5 empty] | None |  | Federally-Regulated Consumer Product | 11/17/2011 |  | 03/04/2020
Hunter Fan Company | Hunter | 56014 | True |  | 3 | Yes | 2090 | 8 | 261 | 3499 | 26 | 135 | 5964 | 83 | 72 | [5 empty] | Incandescent |  | Federally-Regulated Consumer Product | 05/09/2014 |  | 03/04/2020
Craftmade | Craftmade | CP52** | True |  | 3 | Yes | 2130 | 12 | 178 | 3754 | 30 | 125 | 6352 | 74 | 86 | [5 empty] | None |  | Federally-Regulated Consumer Product | 02/04/2014 |  | 03/04/2020
Litex Industries | Chapter | E-DF42AB5C3WAL | True |  | 3 | Yes | 1693 | 26 | 65 | 2874 | 32 | 90 | 3508 | 45 | 77 | [5 empty] | Incandescent |  | Federally-Regulated Consumer Product | 04/09/2015 |  | 03/04/2020
Minka Group | Minka Aire | F637-***** | True |  | 3 | Yes | 1736 | 10 | 174 | 3777 | 35 | 108 | 5595 | 74 | 76 | [5 empty] | Incandescent |  | Federally-Regulated Consumer Product | 12/27/2012 |  | 03/04/2020
Halsey Enterprise Co., Ltd. | Lamps Plus | MX702-99 (86646) | True |  | 3 | Yes | 3310 | 20 | 166 | 4683 | 38 | 123 | 6524 | 71 | 92 | [5 empty] | None |  | Federally-Regulated Consumer Product | 04/29/2013 |  | 03/04/2020
Litex Industries | Ellington | WRI52ABZ5LKRCD | True |  | 3 | Yes | 1446 | 13 | 111 | 3782 | 40 | 95 | 5215 | 64 | 81 | [5 empty] | Incandescent |  | Federally-Regulated Consumer Product | 10/07/2010 |  | 03/04/2020
Halsey Enterprise Co., Ltd. | Kichler Lighting | 300003*** | True |  | 3 | Yes | 2219 | 16 | 139 | 3691 | 36 | 103 | 5366 | 69 | 78 | [5 empty] | Other |  | Federally-Regulated Consumer Product | 08/13/2013 |  | 03/04/2020
Hunter Fan Company | Hunter | 28030 | True |  | 3 | Yes | 1637 | 12 | 136 | 2975 | 29 | 103 | 4320 | 54 | 80 | [5 empty] | Incandescent |  | Federally-Regulated Consumer Product | 11/17/2011 |  | 03/04/2020
Fanimation | Fanimation | FP7963RS | True |  | 3 | Yes | 1844 | 11 | 167 | 3193 | 30 | 106 | 4995 | 65 | 76 | [5 empty] | Compact Flourescent |  | Federally-Regulated Consumer Product | 03/18/2015 |  | 03/04/2020
King of Fans | Hampton Bay | 26616 | True |  | 3 | Yes | 1894 | 16 | 118 | 3073 | 33 | 93 | 4218 | 62 | 68 | [5 empty] | Incandescent |  | Federally-Regulated Consumer Product | 07/29/2014 |  | 03/04/2020
Hunter Fan Company | Casablanca | 59512 | True |  | 6 | Yes | 1969 | 4 | 492 | 4662 | 14 | 333 | 6675 | 32 | 209 | [5 empty] | None |  | Federally-Regulated Consumer Product | 10/31/2012 |  | 03/04/2020
Litex Industries | Harbor Breeze | E-GAL52BC4CRS | True |  | 3 | Yes | 1790 | 17 | 105 | 3678 | 43 | 86 | 5178 | 68 | 76 | [5 empty] | Other |  | Federally-Regulated Consumer Product | 10/07/2010 |  | 03/04/2020
Fanimation | Fanimation | BP215OB1 | True |  | 3 | Yes | 1744 | 10 | 174 | 3701 | 29 | 127 | 5897 | 64 | 92 | [5 empty] | Incandescent |  | Federally-Regulated Consumer Product | 03/18/2015 |  | 03/04/2020
Hunter Fan Company | Hunter | 22282 | True |  | 3 | Yes | 2706 | 17 | 159 | 4545 | 35 | 130 | 7501 | 82 | 91 | [5 empty] | None |  | Federally-Regulated Consumer Product | 11/17/2011 |  | 03/04/2020
Air Comfort, Inc. | Emerson | CF205*** | True |  | 4 | Yes | 1242 | 8 | 155 | 3766 | 27 | 139 | 5959 | 66 | 90 | [5 empty] | Incandescent |  | Federally-Regulated Consumer Product | 02/02/2015 |  | 03/04/2020
Air Comfort, Inc. | Emerson | CF5100*** | True |  | 3 | Yes | 1335 | 8 | 167 | 3257 | 34 | 96 | 6222 | 98 | 63 | [5 empty] | None |  | Federally-Regulated Consumer Product | 11/12/2014 |  | 03/04/2020
Landmark Enterprise, Inc. | Allen + Roth | LP8074D*** | True |  | 3 | Yes | 930 | 18 | 52 | 1281 | 27 | 47 | 1587 | 56 | 28 | [5 empty] | Incandescent |  | Federally-Regulated Consumer Product | 03/03/2013 |  | 03/04/2020
Litex Industries | Deluce | DFT52**5 | True |  | 3 | Yes | 1201 | 15 | 80 | 1996 | 31 | 64 | 2564 | 48 | 53 | [5 empty] | None |  | Federally-Regulated Consumer Product | 10/07/2010 |  | 03/04/2020
Hong Kong China Electric Manufacture Co., Ltd. | Harbor Breeze | 451799 | True |  | 3 | Yes | 2223 | 11 | 202 | 3669 | 28 | 131 | 5332 | 63 | 85 | [5 empty] | None |  | Federally-Regulated Consumer Product | 06/13/2013 |  | 03/04/2020
Fanimation | Fanimation | FP7500RSP4 | True |  | 3 | Yes | 1175 | 17 | 69 | 2501 | 24 | 104 | 2812 | 56 | 50 | [5 empty] | None |  | Federally-Regulated Consumer Product | 03/18/2015 |  | 03/04/2020
Air Comfort, Inc. | Emerson | CF712*** | True |  | 3 | Yes | 1820 | 10 | 182 | 3359 | 27 | 124 | 5046 | 62 | 81 | [5 empty] | Incandescent |  | Federally-Regulated Consumer Product | 02/02/2015 |  | 03/04/2020
Fanimation | Fanimation | FP8003OB | True |  | 3 | Yes | 1587 | 11 | 144 | 2775 | 25 | 111 | 4774 | 60 | 80 | [5 empty] | Other |  | Federally-Regulated Consumer Product | 03/07/2014 |  | 03/04/2020
Visual Comfort & Company | Monte Carlo | 5BCTR20** | True |  | 3 | Yes | 608 | 10 | 61 | 917 | 57 | 16 | 1247 | 25 | 50 | [5 empty] | Incandescent |  | Federally-Regulated Consumer Product | 02/07/2014 |  | 03/04/2020
Hunter Fan Company | Casablanca | C31U11Z | True |  | 4 | Yes | 871 | 8 | 109 | 6494 | 115 | 56 | 3520 | 39 | 90 | [5 empty] | None |  | Federally-Regulated Consumer Product | 11/17/2011 |  | 03/04/2020
Air Cool Industrial Co., Ltd. | Seasons | 269232 | True |  | 3 | Yes | 2054 | 11 | 187 | 3109 | 27 | 115 | 4580 | 53 | 86 | [5 empty] | Incandescent |  | Federally-Regulated Consumer Product | 11/22/2013 |  | 03/04/2020
Hunter Fan Company | Hunter | 59034 | True |  | 3 | Yes | 2092 | 13 | 161 | 3294 | 28 | 118 | 4632 | 60 | 77 | [5 empty] | Incandescent |  | Federally-Regulated Consumer Product | 02/15/2013 |  | 03/04/2020
Hunter Fan Company | Hunter | 52085 | True |  | 3 | Yes | 1188 | 7 | 170 | 1897 | 16 | 119 | 3422 | 64 | 53 | [5 empty] | Incandescent |  | Federally-Regulated Consumer Product | 06/07/2013 |  | 03/04/2020
Halsey Enterprise Co., Ltd. | Allen + Roth | LP8076LBN | True |  | 3 | Yes | 553 | 12 | 46 | 648 | 15 | 43 | 1148 | 32 | 36 | [5 empty] | Other |  | Federally-Regulated Consumer Product | 10/29/2013 |  | 03/04/2020
Hunter Fan Company | Casablanca | C35G546L | True |  | 3 | Yes | 2549 | 31 | 82 | 3915 | 73 | 54 | 3224 | 46 | 70 | [5 empty] | Other |  | Federally-Regulated Consumer Product | 11/17/2011 |  | 03/04/2020
Litex Industries | Bala | TIT52WW5LKBRC (RC103) | True |  | 3 | Yes | 2078 | 16 | 130 | 3608 | 32 | 113 | 5437 | 62 | 88 | [5 empty] | Other |  | Federally-Regulated Consumer Product | 10/07/2010 |  | 03/04/2020
Hunter Fan Company | Hunter | 28681 | True |  | 3 | Yes | 1922 | 9 | 214 | 3232 | 26 | 124 | 5018 | 67 | 75 | [5 empty] | Incandescent |  | Federally-Regulated Consumer Product | 11/17/2011 |  | 03/04/2020
Big Ass Fans | Haiku | K3150-X2-P*-04-02-C | True |  | 7 | Yes | 2844 | 3 | 948 | 3331 | 4 | 833 | 5992 | 15 | 399 | [5 empty] | LED |  | Federally-Regulated Consumer Product | 12/29/2014 |  | 03/04/2020
Hunter Fan Company | Casablanca | 59532 | True |  | 4 | Yes | 1613 | 5 | 323 | 4903 | 43 | 114 | 7001 | 85 | 82 | [5 empty] | None |  | Federally-Regulated Consumer Product | 07/29/2014 |  | 03/04/2020
Minka Group | Minka Aire | F601-***** | True |  | 3 | Yes | 2035 | 14 | 145 | 4013 | 31 | 129 | 6465 | 69 | 94 | [5 empty] | Other |  | Federally-Regulated Consumer Product | 12/27/2012 |  | 03/04/2020
Litex Industries | Ellington | LS52ABZ5CRGD | True |  | 3 | Yes | 1753 | 11 | 159 | 3423 | 30 | 114 | 5736 | 70 | 82 | [5 empty] | Incandescent |  | Federally-Regulated Consumer Product | 10/07/2010 |  | 03/04/2020
Hunter Fan Company | Hunter | 22462 | True |  | 3 | Yes | 1433 | 10 | 143 | 3100 | 27 | 115 | 5213 | 67 | 78 | [5 empty] | Incandescent |  | Federally-Regulated Consumer Product | 11/17/2011 |  | 03/04/2020
Minka Group | Minka Aire | F563-***** | True |  | 3 | Yes | 1573 | 9 | 175 | 3192 | 31 | 103 | 5272 | 76 | 69 | [5 empty] | None |  | Federally-Regulated Consumer Product | 12/27/2012 |  | 03/04/2020
Hunter Fan Company | Hunter Fan Co. | 52124 | True |  | 3 | Yes | 783 | 7 | 112 | 1881 | 17 | 111 | 3340 | 65 | 51 | [5 empty] | Incandescent |  | Federally-Regulated Consumer Product | 08/26/2015 |  | 03/04/2020
Hunter Fan Company | Casablanca | C10G199M | True |  | 3 | Yes | 1763 | 13 | 136 | 5832 | 72 | 81 | 3553 | 55 | 65 | [5 empty] | Other |  | Federally-Regulated Consumer Product | 11/17/2011 |  | 03/04/2020
Hunter Fan Company | Hunter | 28676A | True |  | 3 | Yes | 2095 | 10 | 210 | 3868 | 33 | 117 | 5456 | 71 | 77 | [5 empty] | Incandescent |  | Federally-Regulated Consumer Product | 07/06/2012 |  | 03/04/2020
Visual Comfort & Company | Monte Carlo | 5RYEP | True |  | 3 | Yes | 2069 | 9 | 230 | 4222 | 33 | 128 | 7397 | 92 | 80 | [5 empty] | None |  | Federally-Regulated Consumer Product | 09/06/2012 |  | 03/04/2020
Visual Comfort & Company | Monte Carlo | 5PE56** | True |  | 3 | Yes | 1585 | 10 | 159 | 4074 | 36 | 113 | 6417 | 84 | 76 | [5 empty] | None |  | Federally-Regulated Consumer Product | 08/28/2012 |  | 03/04/2020
King of Fans | Hampton Bay | 52644 | True |  | 3 | Yes | 1376 | 10 | 138 | 2186 | 22 | 99 | 3460 | 52 | 67 | [5 empty] | Incandescent |  | Federally-Regulated Consumer Product | 10/31/2012 |  | 03/04/2020
Litex Industries | Mainstays | E-DCF52AB5C4W | True |  | 3 | Yes | 2042 | 25 | 81 | 3160 | 30 | 105 | 4532 | 58 | 78 | [5 empty] | Incandescent |  | Federally-Regulated Consumer Product | 02/10/2011 |  | 03/04/2020
Air Comfort, Inc. | Emerson | CF965*** | True |  | 6 | Yes | 2121 | 3 | 707 | 4434 | 13 | 341 | 6389 | 34 | 188 | [5 empty] | Incandescent |  | Federally-Regulated Consumer Product | 05/18/2015 |  | 03/04/2020
Litex Industries | Deluce | DFP52***5 | True |  | 4 | Yes | 2431 | 17 | 143 | 3539 | 34 | 104 | 5728 | 78 | 73 | [5 empty] | None |  | Federally-Regulated Consumer Product | 10/07/2010 |  | 03/04/2020
Hunter Fan Company | Casablanca | C35G546H | True |  | 3 | Yes | 2549 | 31 | 82 | 3915 | 73 | 54 | 3224 | 46 | 70 | [5 empty] | Other |  | Federally-Regulated Consumer Product | 11/17/2011 |  | 03/04/2020
Air Cool Industrial Co., Ltd. | HD Supply Repair & Remodel | 925529 | True |  | 3 | Yes | 2442 | 27 | 90 | 4079 | 48 | 85 | 4879 | 61 | 80 | [5 empty] | Incandescent |  | Federally-Regulated Consumer Product | 07/19/2011 |  | 03/04/2020
Hunter Fan Company | Hunter | 53121 | True |  | 3 | Yes | 1975 | 10 | 198 | 3236 | 26 | 124 | 5116 | 66 | 78 | [5 empty] | Incandescent |  | Federally-Regulated Consumer Product | 02/15/2013 |  | 03/04/2020
Visual Comfort & Company | Monte Carlo | 3ACR52*** | True |  | 3 | Yes | 2967 | 18 | 165 | 3979 | 32 | 124 | 5536 | 56 | 99 | [5 empty] | Incandescent |  | Federally-Regulated Consumer Product | 08/28/2012 |  | 03/04/2020
Hunter Fan Company | Hunter | 28156 | True |  | 3 | Yes | 1374 | 7 | 196 | 3563 | 33 | 108 | 7464 | 108 | 69 | [5 empty] | None |  | Federally-Regulated Consumer Product | 11/17/2011 |  | 03/04/2020
Minka Group | Minka Aire | F591-***** | True |  | 3 | Yes | 1806 | 15 | 120 | 3184 | 33 | 96 | 4379 | 49 | 89 | [5 empty] | None |  | Federally-Regulated Consumer Product | 12/27/2012 |  | 03/04/2020
Air Cool Industrial Co., Ltd. | HD Supply Repair & Remodel | 538249 | True |  | 3 | Yes | 1044 | 18 | 58 | 2347 | 33 | 71 | 3174 | 47 | 67 | [5 empty] | Incandescent |  | Federally-Regulated Consumer Product | 07/19/2011 |  | 03/04/2020
Halsey Enterprise Co., Ltd. | Monte Carlo | 5MB52OZD | True |  | 3 | Yes | 2176 | 15 | 145 | 3346 | 34 | 98 | 4620 | 64 | 72 | [5 empty] | Incandescent |  | Federally-Regulated Consumer Product | 05/28/2013 |  | 03/04/2020
Hunter Fan Company | Hunter | 21807 | True |  | 3 | Yes | 1909 | 10 | 191 | 3728 | 30 | 124 | 6103 | 83 | 74 | [5 empty] | Compact Flourescent |  | Federally-Regulated Consumer Product | 11/17/2011 |  | 03/04/2020
Hunter Fan Company | Hunter | 53180 | True |  | 3 | Yes | 2039 | 10 | 204 | 3254 | 25 | 130 | 5049 | 64 | 79 | [5 empty] | Compact Flourescent |  | Federally-Regulated Consumer Product | 05/21/2013 |  | 03/04/2020
Fanim Industries | Harbor Breeze | LP8077LAZ | True |  | 3 | Yes | 1804 | 12 | 150 | 2872 | 25 | 114 | 3052 | 46 | 66 | [5 empty] | Incandescent |  | Federally-Regulated Consumer Product | 03/18/2015 |  | 03/04/2020
Litex Industries | Canopy | E-PZ52WSN5C1W | True |  | 3 | Yes | 1581 | 9 | 176 | 3447 | 29 | 119 | 5334 | 70 | 76 | [5 empty] | Compact Flourescent |  | Federally-Regulated Consumer Product | 02/10/2011 |  | 03/04/2020
Litex Industries | Harbor Breeze | E-ALD52NON5C1 | True |  | 3 | Yes | 2223 | 12 | 185 | 4562 | 40 | 114 | 6044 | 66 | 92 | [5 empty] | Incandescent |  | Federally-Regulated Consumer Product | 02/03/2012 |  | 03/04/2020
Regency Ceiling Fans | Regency | QU-*** | True |  | 3 | Yes | 1820 | 12 | 152 | 3648 | 33 | 111 | 5636 | 64 | 88 | [5 empty] | Other |  | Federally-Regulated Consumer Product | 04/17/2013 |  | 03/04/2020
Litex Industries | Harbor Breeze | E-EYD52RBZ5LKRCS | True |  | 3 | Yes | 2021 | 18 | 112 | 3319 | 37 | 90 | 4757 | 63 | 76 | [5 empty] | Incandescent |  | Federally-Regulated Consumer Product | 10/07/2010 |  | 03/04/2020
Hunter Fan Company | Hunter | 28484 | True |  | 3 | Yes | 1527 | 11 | 139 | 3349 | 29 | 115 | 6940 | 101 | 69 | [5 empty] | None |  | Federally-Regulated Consumer Product | 11/17/2011 |  | 03/04/2020
Visual Comfort & Company | Monte Carlo | 5PPR54*** | True |  | 3 | Yes | 1764 | 11 | 160 | 3497 | 33 | 106 | 5415 | 68 | 80 | [5 empty] | LED |  | Federally-Regulated Consumer Product | 04/08/2015 |  | 03/04/2020
Hunter Fan Company | Hunter | 23855 | True |  | 3 | Yes | 3595 | 19 | 189 | 3989 | 39 | 102 | 6947 | 87 | 80 | [5 empty] | None |  | Federally-Regulated Consumer Product | 11/17/2011 |  | 03/04/2020
Landmark Enterprise, Inc. | Harbor Breeze | LP8073*** | True |  | 3 | Yes | 2197 | 12 | 183 | 4109 | 35 | 117 | 5500 | 59 | 93 | [5 empty] | None |  | Federally-Regulated Consumer Product | 03/03/2013 |  | 03/04/2020
Fanimation | Fanimation | MAD3252AB | True |  | 6 | Yes | 2757 | 3 | 919 | 4804 | 9 | 533 | 7850 | 33 | 237 | [5 empty] | None |  | Federally-Regulated Consumer Product | 03/18/2015 |  | 03/04/2020
Air Cool Industrial Co., Ltd. | HD Supply | 269479 | True |  | 3 | Yes | 2339 | 26 | 90 | 3771 | 45 | 84 | 4469 | 57 | 78 | [5 empty] | Incandescent |  | Federally-Regulated Consumer Product | 04/28/2011 |  | 03/04/2020
Hunter Fan Company | Casablanca | 82U11D | True |  | 3 | Yes | 1363 | 10 | 136 | 5100 | 80 | 64 | 3090 | 27 | 114 | [5 empty] | None |  | Federally-Regulated Consumer Product | 11/17/2011 |  | 03/04/2020
Hunter Fan Company | Hunter | 53039 | True |  | 3 | Yes | 2016 | 10 | 202 | 3246 | 25 | 130 | 5185 | 65 | 80 | [5 empty] | None |  | Federally-Regulated Consumer Product | 02/15/2013 |  | 03/04/2020
King of Fans | Home Decorators Collection | 5161* | True |  | 3 | Yes | 2502 | 15 | 167 | 3716 | 32 | 116 | 5507 | 68 | 81 | [5 empty] | LED |  | Federally-Regulated Consumer Product | 08/10/2015 |  | 03/04/2020
Litex Industries | Harbor Breeze | E-PAR52CB5C | True |  | 3 | Yes | 1661 | 10 | 166 | 3578 | 35 | 102 | 5456 | 69 | 79 | [5 empty] | Incandescent |  | Federally-Regulated Consumer Product | 02/03/2012 |  | 03/04/2020
Hunter Fan Company | Casablanca | 55063 | True |  | 4 | Yes | 2319 | 10 | 232 | 3927 | 30 | 131 | 6519 | 86 | 76 | [5 empty] | None |  | Federally-Regulated Consumer Product | 12/19/2014 |  | 03/04/2020
Visual Comfort & Company | Monte Carlo | 5DI52***-L | True |  | 3 | Yes | 1870 | 13 | 144 | 3357 | 31 | 108 | 5209 | 64 | 81 | [5 empty] | Incandescent |  | Federally-Regulated Consumer Product | 08/28/2012 |  | 03/04/2020
Minka Group | Minka Aire | F568-*** | True |  | 3 | Yes | 2058 | 9 | 229 | 3943 | 28 | 141 | 6233 | 72 | 87 | [5 empty] | None |  | Federally-Regulated Consumer Product | 10/11/2013 |  | 03/04/2020
Hunter Fan Company | Hunter | 53036 | True |  | 3 | Yes | 1839 | 10 | 184 | 3069 | 25 | 123 | 4921 | 67 | 73 | [5 empty] | Incandescent |  | Federally-Regulated Consumer Product | 02/15/2013 |  | 03/04/2020
Hunter Fan Company | Hunter | 28724 | True |  | 3 | Yes | 1449 | 9 | 161 | 3033 | 28 | 108 | 5203 | 67 | 78 | [5 empty] | Compact Flourescent |  | Federally-Regulated Consumer Product | 11/17/2011 |  | 03/04/2020
King of Fans | Home Depot | 32766 | True |  | 3 | Yes | 2190 | 10 | 219 | 3737 | 30 | 125 | 5352 | 64 | 84 | [5 empty] | None |  | Federally-Regulated Consumer Product | 03/10/2015 |  | 03/04/2020
Litex Industries | Ellington | ASF56ABZG5CRW | True |  | 3 | Yes | 2146 | 18 | 119 | 4630 | 45 | 103 | 6252 | 71 | 88 | [5 empty] | Incandescent |  | Federally-Regulated Consumer Product | 10/07/2010 |  | 03/04/2020
Minka Group | Minka Aire | F689-WH | True |  | 3 | Yes | 2491 | 11 | 226 | 4698 | 35 | 134 | 7557 | 85 | 89 | [5 empty] | None |  | Federally-Regulated Consumer Product | 02/28/2013 |  | 03/04/2020
Hunter Fan Company | Hunter | 25109 | True |  | 3 | Yes | 1043 | 12 | 87 | 1645 | 30 | 55 | 2195 | 56 | 39 | [5 empty] | Incandescent |  | Federally-Regulated Consumer Product | 11/17/2011 |  | 03/04/2020
Hunter Fan Company | Casablanca | 3212T | True |  | 6 | Yes | 1213 | 40 | 30 | 6251 | 112 | 56 | 3497 | 73 | 48 | [5 empty] | Other |  | Federally-Regulated Consumer Product | 11/17/2011 |  | 03/04/2020
Fanimation | Fanimation | FP825OB | True |  | 3 | Yes | 2776 | 22 | 126 | 3696 | 35 | 105 | 4514 | 48 | 94 | [5 empty] | Incandescent |  | Federally-Regulated Consumer Product | 03/04/2013 |  | 03/04/2020
Hunter Fan Company | Casablanca | 3845T | True |  | 6 | Yes | 1410 | 42 | 34 | 7174 | 119 | 60 | 3942 | 74 | 53 | [5 empty] | None |  | Federally-Regulated Consumer Product | 11/17/2011 |  | 03/04/2020
Litex Industries | Litex | ARD52***5C | True |  | 3 | Yes | 1420 | 10 | 142 | 3156 | 29 | 109 | 5051 | 65 | 78 | [5 empty] | Incandescent |  | Federally-Regulated Consumer Product | 10/07/2010 |  | 03/04/2020
Visual Comfort & Company | Monte Carlo | 5ESR54*** | True |  | 3 | Yes | 1751 | 12 | 146 | 3627 | 33 | 110 | 5666 | 69 | 82 | [5 empty] | LED |  | Federally-Regulated Consumer Product | 02/07/2014 |  | 03/04/2020
Hunter Fan Company | Hunter | 54129 | True |  | 3 | Yes | 2081 | 9 | 231 | 3463 | 26 | 133 | 5574 | 78 | 71 | [5 empty] | Compact Flourescent |  | Federally-Regulated Consumer Product | 05/30/2014 |  | 03/04/2020
Minka Group | Minka Aire | F1000-***** | True |  | 3 | Yes | 1772 | 11 | 161 | 3356 | 32 | 105 | 5295 | 69 | 77 | [5 empty] | LED |  | Federally-Regulated Consumer Product | 01/27/2014 |  | 03/04/2020
Litex Industries | Better Homes & Gardens | E-TDL52CB5C1W | True |  | 3 | Yes | 2016 | 24 | 84 | 3267 | 36 | 91 | 4756 | 57 | 83 | [5 empty] | Incandescent |  | Federally-Regulated Consumer Product | 02/11/2011 |  | 03/04/2020
Minka Group | Minka Aire | F702-***** | True |  | 3 | Yes | 2405 | 17 | 141 | 3720 | 34 | 109 | 5425 | 67 | 81 | [5 empty] | Other |  | Federally-Regulated Consumer Product | 12/27/2012 |  | 03/04/2020
Visual Comfort & Company | Monte Carlo | 5ED56*** | True |  | 3 | Yes | 3092 | 23 | 134 | 4813 | 42 | 115 | 6371 | 66 | 97 | [5 empty] | Incandescent |  | Federally-Regulated Consumer Product | 08/28/2012 |  | 03/04/2020
Hunter Fan Company | Hunter | 28677 | True |  | 3 | Yes | 2095 | 10 | 210 | 3868 | 33 | 117 | 5456 | 71 | 77 | [5 empty] | Incandescent |  | Federally-Regulated Consumer Product | 11/17/2011 |  | 03/04/2020
Hunter Fan Company | Hunter | 18865 | True |  | 3 | Yes | 1828 | 10 | 183 | 3945 | 32 | 123 | 6422 | 76 | 85 | [5 empty] | None |  | Federally-Regulated Consumer Product | 11/17/2011 |  | 03/04/2020
Hunter Fan Company | Casablanca | 59094 | True |  | 4 | Yes | 1942 | 11 | 177 | 3640 | 31 | 117 | 6566 | 90 | 73 | [5 empty] | LED |  | Federally-Regulated Consumer Product | 11/06/2013 |  | 03/04/2020
Visual Comfort & Company | Monte Carlo | 5CQM44*** | True |  | 3 | Yes | 1807 | 12 | 151 | 3080 | 30 | 103 | 3855 | 44 | 88 | [5 empty] | None |  | Federally-Regulated Consumer Product | 02/07/2014 |  | 03/04/2020
Hunter Fan Company | Hunter | 28459 | True |  | 3 | Yes | 1449 | 9 | 161 | 3033 | 28 | 108 | 5203 | 67 | 78 | [5 empty] | Compact Flourescent |  | Federally-Regulated Consumer Product | 11/17/2011 |  | 03/04/2020
Hunter Fan Company | Hunter | 20714 | True |  | 3 | Yes | 1551 | 112 | 14 | 2990 | 29 | 103 | 4850 | 63 | 77 | [5 empty] | Incandescent |  | Federally-Regulated Consumer Product | 11/17/2011 |  | 03/04/2020
Hunter Fan Company | Hunter | 20803 | True |  | 3 | Yes | 1500 | 9 | 167 | 2900 | 26 | 112 | 5000 | 66 | 76 | [5 empty] | None |  | Federally-Regulated Consumer Product | 11/17/2011 |  | 03/04/2020
Minka Group | Minka Aire | F737-ORB | True |  | 3 | Yes | 2928 | 4 | 732 | 5910 | 9 | 657 | 8421 | 28 | 301 | [5 empty] | Other |  | Federally-Regulated Consumer Product | 07/02/2014 |  | 03/04/2020
Hunter Fan Company | Casablanca | C39G199L | True |  | 3 | Yes | 3576 | 32 | 112 | 5551 | 68 | 82 | 4389 | 45 | 98 | [5 empty] | None |  | Federally-Regulated Consumer Product | 11/17/2011 |  | 03/04/2020
Fanimation | Fanimation | FPS7981MWCW2 | True |  | 3 | Yes | 1718 | 10 | 171 | 2842 | 23 | 123 | 3855 | 45 | 85 | [5 empty] | Incandescent |  | Federally-Regulated Consumer Product | 09/04/2015 |  | 03/04/2020
Hunter Fan Company | Hunter | 25124 | True |  | 3 | Yes | 1719 | 11 | 155 | 3690 | 33 | 112 | 6701 | 87 | 77 | [5 empty] | LED |  | Federally-Regulated Consumer Product | 06/26/2012 |  | 03/04/2020
Fanimation | Fanimation | FP240OB | True |  | 2 | Yes | 4125 | 73 | 57 |  |  |  | 6157 | 178 | 35 | [5 empty] | None |  | Federally-Regulated Consumer Product | 03/24/2014 |  | 03/04/2020
Fanim Industries | Harbor Breeze | LP8072LAZ | True |  | 3 | Yes | 2152 | 11 | 195 | 3975 | 34 | 116 | 5217 | 60 | 86 | [5 empty] | Incandescent |  | Federally-Regulated Consumer Product | 03/18/2015 |  | 03/04/2020
Hunter Fan Company | Hunter | 21345 | True |  | 3 | Yes | 2103 | 8 | 263 | 2054 | 16 | 128 | 3759 | 53 | 71 | [5 empty] | Incandescent |  | Federally-Regulated Consumer Product | 11/17/2011 |  | 03/04/2020
Minka Group | Minka Aire | F579-***** | True |  | 3 | Yes | 2324 | 18 | 129 | 3512 | 42 | 84 | 5343 | 65 | 82 | [5 empty] | Other |  | Federally-Regulated Consumer Product | 12/27/2012 |  | 03/04/2020
Big Ass Fans | Haiku | K3150-A2-P*-04-03-C | True |  | 7 | Yes | 1439 | 2 | 720 | 3011 | 3 | 1004 | 5349 | 8 | 669 | [5 empty] | LED |  | Federally-Regulated Consumer Product | 03/10/2015 |  | 03/04/2020
Hunter Fan Company | Hunter | 21897 | True |  | 3 | Yes | 1908 | 10 | 191 | 3792 | 30 | 126 | 6494 | 77 | 84 | [5 empty] | Incandescent |  | Federally-Regulated Consumer Product | 11/17/2011 |  | 03/04/2020
Hunter Fan Company | Hunter | 59516 | True |  | 3 | Yes | 1796 | 10 | 180 | 3074 | 26 | 118 | 4846 | 65 | 75 | [5 empty] | None |  | Federally-Regulated Consumer Product | 02/26/2013 |  | 03/04/2020
Litex Industries | Mainstays | E-DCF52WSN5C1W | True |  | 3 | Yes | 2093 | 23 | 91 | 3298 | 36 | 92 | 4837 | 56 | 86 | [5 empty] | Incandescent |  | Federally-Regulated Consumer Product | 02/11/2011 |  | 03/04/2020
Hunter Fan Company | Hunter | 21182 | True |  | 3 | Yes | 1440 | 9 | 160 | 3469 | 31 | 112 | 6615 | 79 | 84 | [5 empty] | Incandescent |  | Federally-Regulated Consumer Product | 11/17/2011 |  | 03/04/2020
King of Fans | Hampton Bay | 52379 | True |  | 3 | Yes | 1745 | 11 | 159 | 3003 | 27 | 111 | 4961 | 60 | 83 | [5 empty] | Incandescent |  | Federally-Regulated Consumer Product | 10/31/2012 |  | 03/04/2020
Hunter Fan Company | Hunter | 54140 | True |  | 4 | Yes | 2881 | 23 | 125 | 3878 | 40 | 97 | 5407 | 78 | 69 | [5 empty] | Incandescent |  | Federally-Regulated Consumer Product | 05/16/2013 |  | 03/04/2020
Visual Comfort & Company | Monte Carlo | SKYLON FAN | True |  | V | Yes | 2509 | 4 | 627 | 4008 | 10 | 401 | 6161 | 26 | 237 | [5 empty] | LED |  | Federally-Regulated Consumer Product | 03/06/2015 |  | 03/04/2020
Hunter Fan Company | Hunter | 53021 | True |  | 3 | Yes | 2160 | 9 | 240 | 3330 | 24 | 139 | 5118 | 61 | 84 | [5 empty] | Incandescent |  | Federally-Regulated Consumer Product | 09/10/2014 |  | 03/04/2020
Hunter Fan Company | Casablanca | 4626D | True |  | 4 | Yes | 1622 | 9 | 180 | 6691 | 89 | 75 | 3760 | 29 | 130 | [5 empty] | None |  | Federally-Regulated Consumer Product | 11/17/2011 |  | 03/04/2020
Visual Comfort & Company | Monte Carlo | 5LLR56BSD | True |  | V | Yes | 2589 | 3 | 863 | 4480 | 7 | 640 | 7126 | 28 | 255 | [5 empty] | LED |  | Federally-Regulated Consumer Product | 03/06/2015 |  | 03/04/2020
Craftmade | Craftmade | FT52** | True |  | 3 | Yes | 1634 | 13 | 126 | 3131 | 29 | 108 | 5667 | 72 | 79 | [5 empty] | Incandescent |  | Federally-Regulated Consumer Product | 02/04/2014 |  | 03/04/2020
Hunter Fan Company | Hunter | 59418 | True |  | 6 | Yes | 3731 | 6 | 622 | 6711 | 17 | 395 | 8651 | 35 | 247 | [5 empty] | None |  | Federally-Regulated Consumer Product | 05/21/2013 |  | 03/04/2020
Hunter Fan Company | Hunter | 25820 | True |  | 3 | Yes | 1813 | 9 | 201 | 2598 | 19 | 137 | 4038 | 45 | 90 | [5 empty] | Compact Flourescent |  | Federally-Regulated Consumer Product | 11/17/2011 |  | 03/04/2020
Litex Industries | Litex | TIT52SCH5LKRC | True |  | 3 | Yes | 2078 | 16 | 130 | 3608 | 32 | 113 | 5437 | 62 | 88 | [5 empty] | Other |  | Federally-Regulated Consumer Product | 10/07/2010 |  | 03/04/2020
Halsey Enterprise Co., Ltd. | Kichler Lighting | 300126OBB | True |  | 3 | Yes | 1950 | 15 | 130 | 3635 | 39 | 93 | 6171 | 88 | 70 | [5 empty] | Other |  | Federally-Regulated Consumer Product | 08/13/2013 |  | 03/04/2020
Hunter Fan Company | Hunter | 21899 | True |  | 3 | Yes | 1908 | 10 | 191 | 3792 | 30 | 126 | 6494 | 77 | 84 | [5 empty] | Incandescent |  | Federally-Regulated Consumer Product | 11/17/2011 |  | 03/04/2020
Hunter Fan Company | Casablanca | 66D11G | True |  | 4 | Yes | 1236 | 5 | 247 | 6398 | 85 | 75 | 4555 | 46 | 99 | [5 empty] | None |  | Federally-Regulated Consumer Product | 11/17/2011 |  | 03/04/2020
Halsey Enterprise Co., Ltd. | Lamps Plus | 52LPD-3/FC | True |  | 3 | Yes | 2796 | 13 | 215 | 4464 | 32 | 140 | 6707 | 70 | 96 | [5 empty] | None |  | Federally-Regulated Consumer Product | 04/29/2013 |  | 03/04/2020
Hunter Fan Company | Hunter | 28122 | True |  | 3 | Yes | 2254 | 17 | 133 | 3704 | 36 | 103 | 5942 | 73 | 81 | [5 empty] | None |  | Federally-Regulated Consumer Product | 11/17/2011 |  | 03/04/2020
Craftmade | Craftmade | BC52** | True |  | 3 | Yes | 1635 | 9 | 182 | 3044 | 24 | 127 | 5035 | 61 | 83 | [5 empty] | None |  | Federally-Regulated Consumer Product | 02/04/2014 |  | 03/04/2020
Hunter Fan Company | Hunter | 53156 | True |  | 3 | Yes | 1857 | 10 | 186 | 3108 | 119 | 26 | 4859 | 64 | 76 | [5 empty] | Incandescent |  | Federally-Regulated Consumer Product | 02/15/2013 |  | 03/04/2020
Craftmade | Craftmade | RU72*** | True |  | 3 | Yes | 3276 | 24 | 137 | 4085 | 46 | 89 | 5841 | 99 | 59 | [5 empty] | None |  | Federally-Regulated Consumer Product | 02/04/2014 |  | 03/04/2020
Hunter Fan Company | Hunter | 59148 | True |  | 3 | Yes | 2032 | 10 | 203 | 3416 | 25 | 137 | 5498 | 65 | 85 | [5 empty] | Incandescent |  | Federally-Regulated Consumer Product | 10/21/2013 |  | 03/04/2020
Hunter Fan Company | Hunter | 20438 | True |  | 3 | Yes | 1200 | 8 | 150 | 2600 | 23 | 113 | 4600 | 62 | 74 | [5 empty] | Incandescent |  | Federally-Regulated Consumer Product | 11/17/2011 |  | 03/04/2020
Kichler Lighting | Kichler Lighting | 300252(CP154444) | True |  | 3 | Yes | 1883 | 20 | 94 | 3694 | 51 | 72 | 5357 | 95 | 56 | [5 empty] | LED |  | Federally-Regulated Consumer Product | 07/29/2015 |  | 03/04/2020
Hunter Fan Company | Hunter | 28788 | True |  | 3 | Yes | 1976 | 10 | 198 | 3354 | 27 | 124 | 5240 | 66 | 79 | [5 empty] | Compact Flourescent |  | Federally-Regulated Consumer Product | 06/29/2012 |  | 03/04/2020
Litex Industries | Ellington | BFT52**5 | True |  | 3 | Yes | 1913 | 13 | 147 | 3245 | 29 | 112 | 5819 | 76 | 77 | [5 empty] | None |  | Federally-Regulated Consumer Product | 10/07/2010 |  | 03/04/2020
Hong Kong China Electric Manufacture Co., Ltd. | Harbor Breeze | 43676 | True |  | 3 | Yes | 1510 | 10 | 151 | 2987 | 25 | 119 | 4133 | 55 | 75 | [5 empty] | Incandescent |  | Federally-Regulated Consumer Product | 06/12/2012 |  | 03/04/2020
King of Fans | Hampton Bay | 41359 | True |  | 3 | Yes | 2616 | 9 | 291 | 4008 | 24 | 167 | 5938 | 57 | 104 | [5 empty] | Incandescent |  | Federally-Regulated Consumer Product | 08/05/2013 |  | 03/04/2020
King of Fans | Hampton Bay | 52652 | True |  | 3 | Yes | 1782 | 10 | 178 | 2978 | 26 | 115 | 4808 | 59 | 81 | [5 empty] | Incandescent |  | Federally-Regulated Consumer Product | 10/31/2012 |  | 03/04/2020
Hunter Fan Company | Casablanca | C17G546A | True |  | 6 | Yes | 1488 | 8 | 186 | 6885 | 120 | 57 | 4059 | 39 | 104 | [5 empty] | Other |  | Federally-Regulated Consumer Product | 11/17/2011 |  | 03/04/2020
Minka Group | Minka Aire | F589-*** | True |  | 3 | Yes | 1903 | 9 | 211 | 4353 | 34 | 128 | 6523 | 79 | 83 | [5 empty] | None |  | Federally-Regulated Consumer Product | 10/11/2013 |  | 03/04/2020
Hunter Fan Company | Casablanca | C66U546B | True |  | 6 | Yes | 2312 | 6 | 385 | 6416 | 32 | 201 | 4349 | 13 | 335 | [5 empty] | None |  | Federally-Regulated Consumer Product | 11/17/2011 |  | 03/04/2020
Air Cool Industrial Co., Ltd. | HD Supply | 261329 | True |  | 3 | Yes | 2345 | 28 | 84 | 4109 | 48 | 86 | 4957 | 62 | 80 | [5 empty] | None |  | Federally-Regulated Consumer Product | 04/28/2011 |  | 03/04/2020
Halsey Enterprise Co., Ltd. | Kichler Lighting | 300001AGZ | True |  | 3 | Yes | 2052 | 15 | 137 | 3645 | 37 | 99 | 5317 | 70 | 76 | [5 empty] | Other |  | Federally-Regulated Consumer Product | 08/13/2013 |  | 03/04/2020
Hunter Fan Company | Hunter | 26420 | True |  | 3 | Yes | 1497 | 10 | 150 | 2835 | 21 | 135 | 5012 | 60 | 84 | [5 empty] | Incandescent |  | Federally-Regulated Consumer Product | 11/17/2011 |  | 03/04/2020
Hunter Fan Company | Hunter | 21647 | True |  | 3 | Yes | 1602 | 10 | 160 | 3195 | 30 | 107 | 5559 | 76 | 73 | [5 empty] | Incandescent |  | Federally-Regulated Consumer Product | 11/17/2011 |  | 03/04/2020
Litex Industries | Ellington | FL52ABZ5RW | True |  | 3 | Yes | 2146 | 20 | 107 | 3776 | 40 | 94 | 5125 | 64 | 80 | [5 empty] | Incandescent |  | Federally-Regulated Consumer Product | 10/07/2010 |  | 03/04/2020
Halsey Enterprise Co., Ltd. | Halsey | 54SGS-L-D | True |  | 3 | Yes | 1954 | 12 | 163 | 3685 | 30 | 123 | 5712 | 60 | 95 | [5 empty] | Other |  | Federally-Regulated Consumer Product | 03/19/2014 |  | 03/04/2020
Halsey Enterprise Co., Ltd. | Hampton Bay | 52DPC-L | True |  | 3 | Yes | 1642 | 10 | 164 | 2825 | 24 | 118 | 4700 | 65 | 72 | [5 empty] | Incandescent |  | Federally-Regulated Consumer Product | 01/02/2013 |  | 03/04/2020
Hunter Fan Company | Hunter | 28775 | True |  | 3 | Yes | 1185 | 9 | 132 | 1989 | 18 | 111 | 3271 | 52 | 63 | [5 empty] | Incandescent |  | Federally-Regulated Consumer Product | 06/29/2012 |  | 03/04/2020
Fanimation | Fanimation | FPS7880OB | True |  | 3 | Yes | 1827 | 12 | 152 | 3296 | 29 | 113 | 5102 | 59 | 86 | [5 empty] | Compact Flourescent |  | Federally-Regulated Consumer Product | 03/18/2015 |  | 03/04/2020
Fanimation | Fanimation | MAD3255BA | True |  | 6 | Yes | 2477 | 5 | 495 | 4262 | 15 | 284 | 5412 | 30 | 180 | [5 empty] | None |  | Federally-Regulated Consumer Product | 03/18/2015 |  | 03/04/2020
Aeratron Pty Ltd. | Aeratron | AE3-50B | True |  | V | Yes | 1573 | 2 | 787 | 3001 | 5 | 600 | 5198 | 15 | 347 | [5 empty] | LED |  | Federally-Regulated Consumer Product | 05/21/2015 |  | 03/04/2020
Halsey Enterprise Co., Ltd. | Monte Carlo | 5MB52*** | True |  | 3 | Yes | 2176 | 15 | 145 | 3346 | 34 | 98 | 4620 | 64 | 72 | [5 empty] | Incandescent |  | Federally-Regulated Consumer Product | 05/28/2013 |  | 03/04/2020
Hunter Fan Company | Hunter | 51004 | True |  | 3 | Yes | 925 | 8 | 116 | 1352 | 16 | 85 | 3202 | 57 | 56 | [5 empty] | Incandescent |  | Federally-Regulated Consumer Product | 12/11/2012 |  | 03/04/2020
Litex Industries | Ellington | GEN52ABZ5LKRCD | True |  | 3 | Yes | 1600 | 12 | 133 | 3897 | 40 | 97 | 5732 | 72 | 80 | [5 empty] | Incandescent |  | Federally-Regulated Consumer Product | 10/07/2010 |  | 03/04/2020
King of Fans | Hampton Bay | 51344 | True |  | 3 | Yes | 1329 | 10 | 133 | 2097 | 21 | 100 | 3483 | 52 | 67 | [5 empty] | Incandescent |  | Federally-Regulated Consumer Product | 12/20/2012 |  | 03/04/2020
Halsey Enterprise Co., Ltd. | Monte Carlo | 4BFR54RZWD | True |  | 3 | Yes | 1954 | 12 | 163 | 3685 | 30 | 123 | 5712 | 60 | 95 | [5 empty] | Other |  | Federally-Regulated Consumer Product | 03/19/2014 |  | 03/04/2020
Hunter Fan Company | Hunter | 21348 | True |  | 3 | Yes | 1291 | 7 | 184 | 1840 | 15 | 123 | 3350 | 49 | 68 | [5 empty] | Incandescent |  | Federally-Regulated Consumer Product | 11/17/2011 |  | 03/04/2020
Fanimation | Fanimation | FP4650BN | True |  | 3 | Yes | 2123 | 17 | 124 | 3012 | 29 | 103 | 4436 | 57 | 77 | [5 empty] | LED |  | Federally-Regulated Consumer Product | 03/18/2015 |  | 03/04/2020
Hunter Fan Company | Hunter | 20168 | True |  | 3 | Yes | 1480 | 9 | 164 | 3095 | 26 | 119 | 5213 | 67 | 78 | [5 empty] | Incandescent |  | Federally-Regulated Consumer Product | 11/17/2011 |  | 03/04/2020
Hunter Fan Company | Casablanca | 54007 | True |  | 4 | Yes | 1105 | 5 | 221 | 4123 | 39 | 106 | 6095 | 80 | 76 | [5 empty] | Compact Flourescent |  | Federally-Regulated Consumer Product | 07/29/2013 |  | 03/04/2020
American De Rosa Lamparts, LLC DBA Luminance Brands | Sunset Lighting | CF52880-XX-L | True |  | 3 | Yes | 1865 | 11 | 170 | 2793 | 28 | 100 | 4500 | 62 | 73 | [5 empty] | Incandescent |  | Federally-Regulated Consumer Product | 09/30/2015 |  | 03/04/2020
Litex Industries | Better Homes & Gardens | E-GAT52WW5CW | True |  | 3 | Yes | 1951 | 11 | 177 | 3387 | 26 | 130 | 5213 | 54 | 97 | [5 empty] | Incandescent |  | Federally-Regulated Consumer Product | 12/29/2010 |  | 03/04/2020
Hunter Fan Company | Hunter | 23746 | True |  | 3 | Yes | 1514 | 10 | 151 | 2932 | 28 | 105 | 5203 | 67 | 78 | [5 empty] | Incandescent |  | Federally-Regulated Consumer Product | 11/17/2011 |  | 03/04/2020
King of Fans | Hampton Bay | 26682 | True |  | 3 | Yes | 2257 | 13 | 174 | 3466 | 31 | 112 | 5034 | 67 | 75 | [5 empty] | None |  | Federally-Regulated Consumer Product | 12/20/2012 |  | 03/04/2020
Hunter Fan Company | Hunter | 51038 | True |  | 3 | Yes | 1126 | 7 | 161 | 1778 | 15 | 119 | 3532 | 57 | 62 | [5 empty] | Incandescent |  | Federally-Regulated Consumer Product | 10/31/2012 |  | 03/04/2020
Halsey Enterprise Co., Ltd. | Savoy House | 52-CDC-5RV-*** | True |  | 3 | Yes | 1731 | 10 | 173 | 3151 | 28 | 113 | 5115 | 67 | 76 | [5 empty] | Incandescent |  | Federally-Regulated Consumer Product | 02/06/2013 |  | 03/04/2020
Artisan Industrial Co., Ltd. China | Kichler Lighting | 300149 (CP138853) | True |  | 3 | Yes | 1954 | 14 | 140 | 3330 | 31 | 107 | 5014 | 61 | 82 | [5 empty] | LED |  | Federally-Regulated Consumer Product | 09/17/2013 |  | 03/04/2020
Hunter Fan Company | Hunter | 25816 | True |  | 3 | Yes | 1933 | 9 | 215 | 3238 | 27 | 120 | 5066 | 67 | 76 | [5 empty] | Compact Flourescent |  | Federally-Regulated Consumer Product | 11/17/2011 |  | 03/04/2020
Hunter Fan Company | Hunter | 59052 | True |  | 3 | Yes | 1966 | 13 | 151 | 3654 | 32 | 114 | 5847 | 72 | 81 | [5 empty] | Compact Flourescent |  | Federally-Regulated Consumer Product | 12/05/2014 |  | 03/04/2020
American De Rosa Lamparts, LLC DBA Luminance Brands | Concord Fans | T52SAT5EXX-PD-004 | True |  | 3 | Yes | 2300 | 10 | 230 | 4214 | 31 | 136 | 6891 | 71 | 97 | [5 empty] | Compact Flourescent |  | Federally-Regulated Consumer Product | 09/30/2015 |  | 03/04/2020
Hunter Fan Company | Hunter | 59136 | True |  | 3 | Yes | 5014 | 30 | 167 | 6710 | 55 | 122 | 8926 | 97 | 92 | [5 empty] | None |  | Federally-Regulated Consumer Product | 11/13/2014 |  | 03/04/2020
Visual Comfort & Company | Monte Carlo | 3BWR50*** | True |  | 3 | Yes | 1893 | 13 | 146 | 3048 | 27 | 113 | 4941 | 59 | 84 | [5 empty] | LED |  | Federally-Regulated Consumer Product | 04/08/2015 |  | 03/04/2020
King of Fans | Home Decorators Collection | 54402 | True |  | 3 | Yes | 2438 | 13 | 188 | 3556 | 30 | 119 | 5201 | 63 | 83 | [5 empty] | Compact Flourescent |  | Federally-Regulated Consumer Product | 12/05/2014 |  | 03/04/2020
Progress Lighting | Progress Lighting | P2502-* | True |  | 3 | Yes | 2395 | 17 | 141 | 3902 | 35 | 111 | 5061 | 56 | 90 | [5 empty] | None |  | Federally-Regulated Consumer Product | 04/13/2012 |  | 03/04/2020
King of Fans | Hampton Bay | 5156* | True |  | 3 | Yes | 2156 | 9 | 240 | 3601 | 24 | 150 | 5194 | 57 | 91 | [5 empty] | Compact Flourescent |  | Federally-Regulated Consumer Product | 07/25/2014 |  | 03/04/2020
Minka Group | Minka Aire | F689-DBB | True |  | 3 | Yes | 2491 | 11 | 226 | 4698 | 35 | 134 | 7557 | 85 | 89 | [5 empty] | None |  | Federally-Regulated Consumer Product | 09/24/2012 |  | 03/04/2020
Fanimation | Fanimation | FP4650DCP | True |  | 3 | Yes | 2123 | 17 | 124 | 3102 | 29 | 106 | 4436 | 57 | 77 | [5 empty] | LED |  | Federally-Regulated Consumer Product | 03/18/2015 |  | 03/04/2020
Litex Industries | Litex | ELM60AN5CR | True |  | 3 | Yes | 2778 | 22 | 126 | 4727 | 47 | 101 | 6282 | 72 | 87 | [5 empty] | Incandescent |  | Federally-Regulated Consumer Product | 10/07/2010 |  | 03/04/2020
Hunter Fan Company | Hunter | 59132 | True |  | 3 | Yes | 7384 | 27 | 273 | 9832 | 51 | 193 | 14258 | 109 | 131 | [5 empty] | None |  | Federally-Regulated Consumer Product | 12/05/2014 |  | 03/04/2020
Visual Comfort & Company | Monte Carlo | 3CLYR52**** | True |  | 3 | Yes | 2669 | 14 | 191 | 3485 | 25 | 139 | 4710 | 46 | 102 | [5 empty] | LED |  | Federally-Regulated Consumer Product | 02/07/2014 |  | 03/04/2020
Hunter Fan Company | Hunter | 25753 | True |  | 3 | Yes | 1645 | 9 | 183 | 3596 | 30 | 120 | 5932 | 75 | 79 | [5 empty] | Incandescent |  | Federally-Regulated Consumer Product | 11/17/2011 |  | 03/04/2020
Litex Industries | Better Homes & Gardens | E-WD52WSN5C4W | True |  | 3 | Yes | 2167 | 23 | 94 | 3447 | 37 | 93 | 4840 | 57 | 85 | [5 empty] | Incandescent |  | Federally-Regulated Consumer Product | 02/11/2011 |  | 03/04/2020
Hunter Fan Company | Casablanca | C10G11M | True |  | 6 | Yes | 1763 | 13 | 136 | 5832 | 72 | 81 | 3553 | 55 | 65 | [5 empty] | Other |  | Federally-Regulated Consumer Product | 11/17/2011 |  | 03/04/2020
Hunter Fan Company | Casablanca | 84U4D | True |  | 3 | Yes | 1363 | 10 | 136 | 5114 | 68 | 75 | 3090 | 27 | 114 | [5 empty] | None |  | Federally-Regulated Consumer Product | 11/17/2011 |  | 03/04/2020
Hunter Fan Company | Hunter | 23723 | True |  | 3 | Yes | 1514 | 10 | 151 | 2932 | 28 | 105 | 5203 | 67 | 78 | [5 empty] | Incandescent |  | Federally-Regulated Consumer Product | 11/17/2011 |  | 03/04/2020
Hunter Fan Company | Casablanca | 54121 | True |  | 4 | Yes | 1679 | 5 | 336 | 4455 | 40 | 111 | 6201 | 82 | 76 | [5 empty] | None |  | Federally-Regulated Consumer Product | 01/09/2014 |  | 03/04/2020
Litex Industries | Harbor Breeze | BLH52***5C* | True |  | 3 | Yes | 2021 | 10 | 202 | 4330 | 33 | 131 | 6894 | 75 | 92 | [5 empty] | Incandescent |  | Federally-Regulated Consumer Product | 10/07/2010 |  | 03/04/2020
Hunter Fan Company | Casablanca | 95546A | True |  | 6 | Yes | 747 | 41 | 18 | 6591 | 116 | 57 | 3360 | 76 | 44 | [5 empty] | None |  | Federally-Regulated Consumer Product | 11/17/2011 |  | 03/04/2020
American De Rosa Lamparts, LLC DBA Luminance Brands | Concord Fans | T52SKY3EXX-PD-002 | True |  | 3 | Yes | 1724 | 11 | 157 | 2896 | 25 | 116 | 4950 | 56 | 88 | [5 empty] | Incandescent |  | Federally-Regulated Consumer Product | 09/30/2015 |  | 03/04/2020
Kichler Lighting | Kichler Lighting | 300209(CP151441) | True |  | 3 | Yes | 1656 | 14 | 118 | 3156 | 40 | 79 | 4634 | 80 | 58 | [5 empty] | LED |  | Federally-Regulated Consumer Product | 11/26/2014 |  | 03/04/2020
Aeratron Pty Ltd. | Aeratron | AE3-43D | True |  | V | Yes | 2072 | 3 | 691 | 3881 | 9 | 431 | 5070 | 19 | 267 | [5 empty] | LED |  | Federally-Regulated Consumer Product | 05/21/2015 |  | 03/04/2020
Craftmade | Craftmade | AM54** | True |  | 3 | Yes | 1499 | 13 | 115 | 2997 | 28 | 107 | 5416 | 70 | 77 | [5 empty] | Compact Flourescent |  | Federally-Regulated Consumer Product | 02/04/2014 |  | 03/04/2020
Halsey Enterprise Co., Ltd. | Hampton Bay | E502-SL | True |  | 6 | Yes | 1349 | 2 | 675 | 3281 | 5 | 656 | 5641 | 15 | 376 | [5 empty] | None |  | Federally-Regulated Consumer Product | 11/07/2012 |  | 03/04/2020
Litex Industries | Ellington | ELN52***5C1* | True |  | 3 | Yes | 1734 | 13 | 133 | 3019 | 29 | 104 | 4882 | 58 | 84 | [5 empty] | Incandescent |  | Federally-Regulated Consumer Product | 10/07/2010 |  | 03/04/2020
Madison Ave | Hampton Bay | 14929 | True |  | 3 | Yes | 1782 | 10 | 176 | 3247 | 27 | 120 | 4613 | 53 | 87 | [5 empty] | Compact Flourescent |  | Federally-Regulated Consumer Product | 12/03/2012 |  | 03/04/2020
Hunter Fan Company | Hunter | 28720 | True |  | 3 | Yes | 1514 | 10 | 151 | 2932 | 28 | 105 | 5203 | 67 | 78 | [5 empty] | Incandescent |  | Federally-Regulated Consumer Product | 11/17/2011 |  | 03/04/2020
Litex Industries | Rexcel | ELN52***5 | True |  | 3 | Yes | 1712 | 10 | 171 | 3539 | 31 | 114 | 5691 | 66 | 86 | [5 empty] | None |  | Federally-Regulated Consumer Product | 10/07/2010 |  | 03/04/2020
Hong Kong China Electric Manufacture Co., Ltd. | Harbor Breeze | 179178 | True |  | 3 | Yes | 465 | 5 | 93 | 1460 | 17 | 85 | 3150 | 45 | 70 | [5 empty] | Incandescent |  | Federally-Regulated Consumer Product | 01/23/2012 |  | 03/04/2020
Hunter Fan Company | Hunter | 23568 | True |  | 3 | Yes | 1925 | 10 | 193 | 3466 | 28 | 124 | 5498 | 58 | 95 | [5 empty] | None |  | Federally-Regulated Consumer Product | 11/17/2011 |  | 03/04/2020
Litex Industries | Harbor Breeze | DTA54GPT5C1L | True |  | 3 | Yes | 1641 | 11 | 149 | 3795 | 38 | 100 | 5099 | 64 | 80 | [5 empty] | Incandescent |  | Federally-Regulated Consumer Product | 02/03/2012 |  | 03/04/2020
Minka Group | Minka Aire | F659-PBL | True |  | 3 | Yes | 2226 | 10 | 223 | 4037 | 30 | 135 | 6313 | 72 | 88 | [5 empty] | None |  | Federally-Regulated Consumer Product | 09/24/2012 |  | 03/04/2020
Hong Kong China Electric Manufacture Co., Ltd. | Harbor Breeze | 151279 | True |  | 3 | Yes | 2366 | 14 | 169 | 3839 | 31 | 123 | 5202 | 56 | 92 | [5 empty] | Incandescent |  | Federally-Regulated Consumer Product | 06/12/2012 |  | 03/04/2020
Hunter Fan Company | Hunter | 53127 | True |  | 3 | Yes | 2254 | 10 | 225 | 3516 | 26 | 135 | 5671 | 66 | 86 | [5 empty] | None |  | Federally-Regulated Consumer Product | 05/21/2013 |  | 03/04/2020
Hunter Fan Company | Hunter | 59002 | True |  | 3 | Yes | 1034 | 8 | 129 | 1691 | 17 | 99 | 3532 | 65 | 54 | [5 empty] | LED |  | Federally-Regulated Consumer Product | 06/13/2013 |  | 03/04/2020
Halsey Enterprise Co., Ltd. | Kichler Lighting | 300005OZ | True |  | 3 | Yes | 2023 | 16 | 126 | 3655 | 38 | 96 | 5142 | 69 | 75 | [5 empty] | Other |  | Federally-Regulated Consumer Product | 08/13/2013 |  | 03/04/2020
Litex Industries | Mainstays | WOD52MWW5 | True |  | 3 | Yes | 1734 | 11 | 158 | 3674 | 32 | 115 | 5532 | 59 | 94 | [5 empty] | None |  | Federally-Regulated Consumer Product | 12/01/2011 |  | 03/04/2020
Aeratron Pty Ltd. | Aeratron | AE3-60D | True |  | V | Yes | 2845 | 3 | 948 | 5098 | 9 | 566 | 6611 | 19 | 348 | [5 empty] | LED |  | Federally-Regulated Consumer Product | 05/21/2015 |  | 03/04/2020
Big Ass Fans | Haiku | K3127-X2-P*-04-03-C | True |  | 7 | Yes | 1667 | 2 | 834 | 3401 | 5 | 680 | 5113 | 12 | 426 | [5 empty] | LED |  | Federally-Regulated Consumer Product | 03/10/2015 |  | 03/04/2020
Fanimation | Fanimation | FP8003MW | True |  | 3 | Yes | 1587 | 11 | 144 | 2775 | 25 | 111 | 4774 | 60 | 80 | [5 empty] | Other |  | Federally-Regulated Consumer Product | 03/07/2014 |  | 03/04/2020
Madison Ave | Hampton Bay | 14919 | True |  | 3 | Yes | 1782 | 10 | 176 | 3247 | 27 | 120 | 4613 | 53 | 87 | [5 empty] | Compact Flourescent |  | Federally-Regulated Consumer Product | 12/03/2012 |  | 03/04/2020
Litex Industries | Mainstays | E-CAW42MWW5C1W | True |  | 3 | Yes | 1582 | 26 | 61 | 2668 | 31 | 86 | 3400 | 43 | 79 | [5 empty] | Incandescent |  | Federally-Regulated Consumer Product | 02/10/2012 |  | 03/04/2020
King of Fans | Hampton Bay | 51091 | True |  | 3 | Yes | 1759 | 10 | 176 | 3174 | 27 | 118 | 5057 | 62 | 82 | [5 empty] | Compact Flourescent |  | Federally-Regulated Consumer Product | 10/31/2012 |  | 03/04/2020
Hunter Fan Company | Hunter | 52031 | True |  | 3 | Yes | 872 | 8 | 109 | 1512 | 17 | 89 | 3062 | 65 | 47 | [5 empty] | Incandescent |  | Federally-Regulated Consumer Product | 05/21/2013 |  | 03/04/2020
Hunter Fan Company | Hunter | 53168 | True |  | 3 | Yes | 2033 | 10 | 203 | 3322 | 26 | 128 | 5237 | 65 | 81 | [5 empty] | Incandescent |  | Federally-Regulated Consumer Product | 02/15/2013 |  | 03/04/2020
Air Cool Industrial Co., Ltd. | Seasons | 269228 | True |  | 3 | Yes | 2007 | 11 | 182 | 3424 | 29 | 118 | 4748 | 58 | 82 | [5 empty] | Incandescent |  | Federally-Regulated Consumer Product | 11/22/2013 |  | 03/04/2020
Shell Electric Manufacturing (H.K.) Co., Ltd. | Hampton Bay | HLC52V-**-3LC161 | True |  | 3 | Yes | 1625 | 10 | 163 | 3062 | 27 | 113 | 4480 | 53 | 85 | [5 empty] | Incandescent |  | Federally-Regulated Consumer Product | 01/25/2013 |  | 03/04/2020
Hunter Fan Company | Hunter | 54061 | True |  | 3 | Yes | 2644 | 9 | 294 | 4291 | 27 | 159 | 7185 | 82 | 88 | [5 empty] | Compact Flourescent |  | Federally-Regulated Consumer Product | 06/07/2013 |  | 03/04/2020
Fanimation | Fanimation | FP7902BN | True |  | 3 | Yes | 2057 | 15 | 137 | 2849 | 26 | 109 | 4425 | 56 | 79 | [5 empty] | LED |  | Federally-Regulated Consumer Product | 08/19/2015 |  | 03/04/2020
Hunter Fan Company | Casablanca | 46U73M | True |  | 3 | Yes | 1622 | 9 | 180 | 6691 | 89 | 75 | 3760 | 29 | 130 | [5 empty] | None |  | Federally-Regulated Consumer Product | 11/17/2011 |  | 03/04/2020
Hunter Fan Company | Casablanca | 3211T | True |  | 6 | Yes | 1213 | 40 | 30 | 6251 | 112 | 56 | 3497 | 73 | 48 | [5 empty] | Other |  | Federally-Regulated Consumer Product | 11/17/2011 |  | 03/04/2020
Aeratron Pty Ltd. | Aeratron | AE2-50-LED-D | True |  | V | Yes | 1349 | 2 | 675 | 3281 | 5 | 656 | 5641 | 15 | 376 | [5 empty] | LED |  | Federally-Regulated Consumer Product | 05/21/2015 |  | 03/04/2020
Halsey Enterprise Co., Ltd. | Monte Carlo | 4BFR54(X)(Damp) | True |  | 3 | Yes | 1954 | 12 | 163 | 3685 | 30 | 123 | 5712 | 60 | 95 | [5 empty] | Other |  | Federally-Regulated Consumer Product | 03/19/2014 |  | 03/04/2020
Hunter Fan Company | Casablanca | 79669D | True |  | 3 | Yes | 2052 | 9 | 228 | 7078 | 81 | 87 | 3698 | 30 | 123 | [5 empty] | None |  | Federally-Regulated Consumer Product | 11/17/2011 |  | 03/04/2020
Minka Group | Minka Aire | F853-WH | True |  | 6 | Yes | 2276 | 3 | 759 | 4957 | 13 | 381 | 6604 | 26 | 254 | [5 empty] | None |  | Federally-Regulated Consumer Product | 09/18/2013 |  | 03/04/2020
Litex Industries | Ellington | WDS52BC5C | True |  | 3 | Yes | 2217 | 14 | 158 | 3419 | 32 | 107 | 5253 | 83 | 63 | [5 empty] | Incandescent |  | Federally-Regulated Consumer Product | 10/07/2010 |  | 03/04/2020
Halsey Enterprise Co., Ltd. | Hampton Bay | E503-WH | True |  | 6 | Yes | 1573 | 2 | 787 | 3001 | 5 | 600 | 5198 | 15 | 347 | [5 empty] | None |  | Federally-Regulated Consumer Product | 11/07/2012 |  | 03/04/2020
Halsey Enterprise Co., Ltd. | Lamps Plus | 1055-71 (26847) | True |  | 3 | Yes | 1796 | 7 | 257 | 3515 | 27 | 130 | 5284 | 67 | 79 | [5 empty] | None |  | Federally-Regulated Consumer Product | 04/29/2013 |  | 03/04/2020
Hunter Fan Company | Casablanca | 84U72D | True |  | 3 | Yes | 1363 | 10 | 136 | 5114 | 68 | 75 | 3090 | 27 | 114 | [5 empty] | None |  | Federally-Regulated Consumer Product | 11/17/2011 |  | 03/04/2020
Hunter Fan Company | Casablanca | C19546K | True |  | 4 | Yes | 2269 | 15 | 151 | 6736 | 96 | 70 | 3964 | 33 | 120 | [5 empty] | None |  | Federally-Regulated Consumer Product | 11/17/2011 |  | 03/04/2020
King of Fans | Hampton Bay | 52388 | True |  | 3 | Yes | 1249 | 12 | 104 | 3182 | 33 | 96 | 4845 | 66 | 73 | [5 empty] | Compact Flourescent |  | Federally-Regulated Consumer Product | 10/31/2012 |  | 03/04/2020
Visual Comfort & Company | Monte Carlo | 5AZR56*** | True |  | 3 | Yes | 1197 | 11 | 109 | 2684 | 31 | 87 | 4437 | 65 | 68 | [5 empty] | LED |  | Federally-Regulated Consumer Product | 04/08/2015 |  | 03/04/2020
Litex Industries | Litex | ULT52**5LKE1 | True |  | 3 | Yes | 1800 | 10 | 180 | 3568 | 30 | 119 | 5665 | 65 | 87 | [5 empty] | Compact Flourescent |  | Federally-Regulated Consumer Product | 10/07/2010 |  | 03/04/2020
King of Fans | Hampton Bay | 51655 | True |  | 3 | Yes | 2448 | 12 | 202 | 4289 | 30 | 142 | 6057 | 57 | 106 | [5 empty] | Compact Flourescent |  | Federally-Regulated Consumer Product | 09/25/2012 |  | 03/04/2020
Litex Industries | Litex | TIN52BNK3LKRC | True |  | 3 | Yes | 2505 | 16 | 157 | 4190 | 37 | 113 | 5686 | 63 | 90 | [5 empty] | Compact Flourescent |  | Federally-Regulated Consumer Product | 10/07/2010 |  | 03/04/2020
Hunter Fan Company | Casablanca | C21G667H | True |  | 3 | Yes | 1450 | 12 | 121 | 5093 | 67 | 76 | 3281 | 35 | 94 | [5 empty] | Other |  | Federally-Regulated Consumer Product | 11/17/2011 |  | 03/04/2020
Hunter Fan Company | Casablanca | 59098 | True |  | 4 | Yes | 1281 | 9 | 142 | 3835 | 41 | 94 | 6179 | 111 | 56 | [5 empty] | None |  | Federally-Regulated Consumer Product | 01/09/2014 |  | 03/04/2020
Landmark Enterprise, Inc. | Allen + Roth | LP8150*** | True |  | 3 | Yes | 1578 | 9 | 175 | 3344 | 27 | 124 | 4577 | 49 | 93 | [5 empty] | Other |  | Federally-Regulated Consumer Product | 03/03/2013 |  | 03/04/2020
Halsey Enterprise Co., Ltd. | Lamps Plus | 52LPD4L/FC | True |  | 3 | Yes | 2633 | 10 | 263 | 4280 | 29 | 148 | 6834 | 72 | 95 | [5 empty] | Incandescent |  | Federally-Regulated Consumer Product | 04/29/2013 |  | 03/04/2020
American De Rosa Lamparts, LLC DBA Luminance Brands | Sunset Lighting | CF52832-XX-L-ES | True |  | 3 | Yes | 1984 | 11 | 180 | 3563 | 30 | 119 | 5400 | 65 | 83 | [5 empty] | Compact Flourescent |  | Federally-Regulated Consumer Product | 09/30/2015 |  | 03/04/2020
Aeratron Pty Ltd. | Aeratron | AE3-60S | True |  | V | Yes | 2845 | 3 | 948 | 5098 | 9 | 566 | 6611 | 19 | 348 | [5 empty] | LED |  | Federally-Regulated Consumer Product | 05/21/2015 |  | 03/04/2020
Fanim Industries | Allen + Roth | LP8130LBN | True |  | 3 | Yes | 2273 | 11 | 206 | 3714 | 27 | 137 | 5795 | 64 | 90 | [5 empty] | Compact Flourescent |  | Federally-Regulated Consumer Product | 03/18/2015 |  | 03/04/2020
Hunter Fan Company | Hunter | 28686 | True |  | 3 | Yes | 1766 | 10 | 177 | 3156 | 27 | 117 | 5302 | 69 | 77 | [5 empty] | Compact Flourescent |  | Federally-Regulated Consumer Product | 11/17/2011 |  | 03/04/2020
American De Rosa Lamparts, LLC DBA Luminance Brands | Sunset Lighting | CF52142-XX | True |  | 3 | Yes | 1694 | 9 | 188 | 3241 | 28 | 116 | 4872 | 60 | 81 | [5 empty] | None |  | Federally-Regulated Consumer Product | 09/30/2015 |  | 03/04/2020
Hunter Fan Company | Casablanca | 59092 | True |  | 4 | Yes | 1942 | 11 | 177 | 3640 | 31 | 117 | 6566 | 90 | 73 | [5 empty] | LED |  | Federally-Regulated Consumer Product | 11/06/2013 |  | 03/04/2020
Hunter Fan Company | Casablanca | 6688G | True |  | 4 | Yes | 1236 | 5 | 247 | 6398 | 85 | 75 | 4555 | 46 | 99 | [5 empty] | None |  | Federally-Regulated Consumer Product | 11/17/2011 |  | 03/04/2020
Hunter Fan Company | Casablanca | 53188 | True |  | 4 | Yes | 2111 | 21 | 101 | 2680 | 34 | 79 | 3375 | 61 | 55 | [5 empty] | Compact Flourescent |  | Federally-Regulated Consumer Product | 05/16/2013 |  | 03/04/2020
Hunter Fan Company | Casablanca | 59528 | True |  | 4 | Yes | 3902 | 24 | 163 | 5428 | 46 | 118 | 6865 | 82 | 84 | [5 empty] | None |  | Federally-Regulated Consumer Product | 06/07/2013 |  | 03/04/2020
Litex Industries | Mainstays | E-NOII42WSN5C3W | True |  | 3 | Yes | 1559 | 26 | 60 | 2901 | 35 | 83 | 3436 | 46 | 75 | [5 empty] | Incandescent |  | Federally-Regulated Consumer Product | 02/11/2011 |  | 03/04/2020
Litex Industries | Ellington | ANA52IBZ5RW | True |  | 3 | Yes | 1834 | 15 | 122 | 3333 | 33 | 101 | 5097 | 64 | 80 | [5 empty] | None |  | Federally-Regulated Consumer Product | 10/07/2010 |  | 03/04/2020
Hunter Fan Company | Hunter | 21648 | True |  | 3 | Yes | 1602 | 10 | 160 | 3195 | 30 | 107 | 5559 | 76 | 73 | [5 empty] | Incandescent |  | Federally-Regulated Consumer Product | 11/17/2011 |  | 03/04/2020
Hunter Fan Company | Hunter | 21575 | True |  | 3 | Yes | 1452 | 9 | 161 | 2679 | 25 | 107 | 4873 | 63 | 77 | [5 empty] | Incandescent |  | Federally-Regulated Consumer Product | 11/17/2011 |  | 03/04/2020
Hunter Fan Company | Casablanca | 6673G | True |  | 4 | Yes | 1236 | 5 | 247 | 6398 | 85 | 75 | 4555 | 46 | 99 | [5 empty] | None |  | Federally-Regulated Consumer Product | 11/17/2011 |  | 03/04/2020
Hunter Fan Company | Casablanca | 54120 | True |  | 4 | Yes | 1679 | 5 | 336 | 4455 | 40 | 111 | 6201 | 82 | 76 | [5 empty] | None |  | Federally-Regulated Consumer Product | 01/09/2014 |  | 03/04/2020
Hunter Fan Company | Casablanca | 54105 | True |  | 4 | Yes | 2648 | 22 | 120 | 3161 | 36 | 88 | 4388 | 78 | 56 | [5 empty] | Incandescent |  | Federally-Regulated Consumer Product | 05/16/2013 |  | 03/04/2020
King of Fans | Home Decorators Collection | 26650 | True |  | 3 | Yes | 2094 | 11 | 190 | 4262 | 33 | 129 | 6470 | 73 | 89 | [5 empty] | None |  | Federally-Regulated Consumer Product | 09/10/2013 |  | 03/04/2020
King of Fans | Hampton Bay | 58004 | True |  | 3 | Yes | 2613 | 14 | 187 | 4030 | 30 | 134 | 5924 | 65 | 91 | [5 empty] | Compact Flourescent |  | Federally-Regulated Consumer Product | 04/10/2013 |  | 03/04/2020
King of Fans | Home Depot | 32764 | True |  | 3 | Yes | 2190 | 10 | 219 | 3737 | 30 | 125 | 5352 | 64 | 84 | [5 empty] | None |  | Federally-Regulated Consumer Product | 03/10/2015 |  | 03/04/2020
Minka Group | Minka Aire | F672-***** | True |  | 3 | Yes | 2298 | 10 | 230 | 4473 | 32 | 140 | 7065 | 80 | 88 | [5 empty] | Other |  | Federally-Regulated Consumer Product | 06/05/2015 |  | 03/04/2020
Hunter Fan Company | Hunter | 53070 | True |  | 3 | Yes | 1194 | 10 | 119 | 1855 | 26 | 71 | 2852 | 65 | 44 | [5 empty] | None |  | Federally-Regulated Consumer Product | 02/15/2013 |  | 03/04/2020
Air Cool Industrial Co., Ltd. | Seasons | 269236 | True |  | 3 | Yes | 2054 | 11 | 187 | 3109 | 27 | 115 | 4580 | 53 | 86 | [5 empty] | Incandescent |  | Federally-Regulated Consumer Product | 11/22/2013 |  | 03/04/2020
Hunter Fan Company | Hunter | 21571 | True |  | 3 | Yes | 1638 | 10 | 164 | 3445 | 31 | 111 | 5913 | 78 | 76 | [5 empty] | None |  | Federally-Regulated Consumer Product | 11/17/2011 |  | 03/04/2020
Halsey Enterprise Co., Ltd. | Hampton Bay | E503-SL | True |  | 6 | Yes | 1573 | 2 | 787 | 3001 | 5 | 600 | 5198 | 15 | 347 | [5 empty] | None |  | Federally-Regulated Consumer Product | 11/07/2012 |  | 03/04/2020
Air Cool Industrial Co., Ltd. | HD Supply | 269475 | True |  | 3 | Yes | 2339 | 26 | 90 | 3771 | 45 | 84 | 4469 | 57 | 78 | [5 empty] | Incandescent |  | Federally-Regulated Consumer Product | 04/28/2011 |  | 03/04/2020
Hunter Fan Company | Hunter | 21729 | True |  | 3 | Yes | 1038 | 8 | 130 | 1914 | 16 | 120 | 3478 | 50 | 70 | [5 empty] | Incandescent |  | Federally-Regulated Consumer Product | 11/17/2011 |  | 03/04/2020
King of Fans | Hampton Bay | 26600 | True |  | 3 | Yes | 1584 | 12 | 132 | 3234 | 34 | 95 | 4575 | 64 | 71 | [5 empty] | Incandescent |  | Federally-Regulated Consumer Product | 07/29/2014 |  | 03/04/2020
Fanimation | Fanimation | FPD8088PW | True |  | 6 | Yes | 3108 | 5 | 621 | 4459 | 13 | 343 | 6466 | 30 | 215 | [5 empty] | Other |  | Federally-Regulated Consumer Product | 03/18/2015 |  | 03/04/2020
Hong Kong China Electric Manufacture Co., Ltd. | Harbor Breeze | 409321 | True |  | 3 | Yes | 1780 | 10 | 178 | 3125 | 28 | 111 | 4184 | 65 | 64 | [5 empty] | Incandescent |  | Federally-Regulated Consumer Product | 08/07/2012 |  | 03/04/2020
Hunter Fan Company | Casablanca | 66668A | True |  | 4 | Yes | 1236 | 5 | 247 | 6398 | 85 | 75 | 4555 | 46 | 99 | [5 empty] | None |  | Federally-Regulated Consumer Product | 11/17/2011 |  | 03/04/2020
Air Cool Industrial Co., Ltd. | Seasons | 269148 | True |  | 3 | Yes | 1420 | 11 | 129 | 2430 | 30 | 81 | 3566 | 52 | 69 | [5 empty] | Incandescent |  | Federally-Regulated Consumer Product | 03/16/2011 |  | 03/04/2020
Hunter Fan Company | Hunter | 23251 | True |  | 3 | Yes | 1620 | 8 | 203 | 3701 | 31 | 119 | 6963 | 91 | 77 | [5 empty] | None |  | Federally-Regulated Consumer Product | 11/17/2011 |  | 03/04/2020
Hunter Fan Company | Hunter | 53060 | True |  | 3 | Yes | 1984 | 9 | 220 | 3376 | 26 | 130 | 5537 | 71 | 78 | [5 empty] | None |  | Federally-Regulated Consumer Product | 01/09/2014 |  | 03/04/2020
Fanim Industries | Harbor Breeze | LP8137LAZ | True |  | 3 | Yes | 2842 | 18 | 157 | 4122 | 33 | 124 | 5431 | 57 | 95 | [5 empty] | Incandescent |  | Federally-Regulated Consumer Product | 03/18/2015 |  | 03/04/2020
Air Comfort, Inc. | Emerson | CF621*** | True |  | 3 | Yes | 2564 | 16 | 160 | 3798 | 30 | 127 | 5925 | 76 | 78 | [5 empty] | None |  | Federally-Regulated Consumer Product | 02/02/2015 |  | 03/04/2020
Visual Comfort & Company | Monte Carlo | 3TF24** | True |  | 3 | Yes | 763 | 5 | 153 | 1287 | 10 | 129 | 1807 | 41 | 44 | [5 empty] | None |  | Federally-Regulated Consumer Product | 08/28/2012 |  | 03/04/2020
Halsey Enterprise Co., Ltd. | Q'Max, Inc. | 54SGS-L | True |  | 3 | Yes | 1954 | 12 | 163 | 3685 | 30 | 123 | 5712 | 60 | 95 | [5 empty] | Other |  | Federally-Regulated Consumer Product | 03/19/2014 |  | 03/04/2020
Minka Group | Minka Aire | F562-***** | True |  | 3 | Yes | 1361 | 10 | 136 | 2667 | 31 | 86 | 4075 | 66 | 62 | [5 empty] | None |  | Federally-Regulated Consumer Product | 12/27/2012 |  | 03/04/2020
Visual Comfort & Company | Monte Carlo | BF2-*** | True |  | 3 | Yes | 1387 | 11 | 126 | 2717 | 30 | 91 | 3858 | 58 | 67 | [5 empty] | Incandescent |  | Federally-Regulated Consumer Product | 04/08/2013 |  | 03/04/2020
Chien Luen Industries (Zhongshan), Ltd. | Harbor Breeze | 464472 | True |  | V | Yes | 2026 | 2 | 1013 | 5017 | 11 | 456 | 7345 | 33 | 223 | [5 empty] | Incandescent |  | Federally-Regulated Consumer Product | 06/06/2013 |  | 03/04/2020
Halsey Enterprise Co., Ltd. | Lamps Plus | MX702-9E (40235) | True |  | 3 | Yes | 3310 | 20 | 166 | 4683 | 38 | 123 | 6524 | 71 | 92 | [5 empty] | None |  | Federally-Regulated Consumer Product | 04/29/2013 |  | 03/04/2020
Hunter Fan Company | Hunter | 53134 | True |  | 3 | Yes | 1825 | 10 | 183 | 3118 | 26 | 120 | 4917 | 64 | 77 | [5 empty] | Incandescent |  | Federally-Regulated Consumer Product | 11/06/2013 |  | 03/04/2020
Hunter Fan Company | Hunter Fan Co. | 51071 | True |  | 3 | Yes | 1126 | 7 | 161 | 1778 | 15 | 119 | 3532 | 57 | 62 | [5 empty] | Incandescent |  | Federally-Regulated Consumer Product | 08/17/2015 |  | 03/04/2020
Hunter Fan Company | Hunter | 53110 | True |  | 3 | Yes | 1918 | 10 | 192 | 3129 | 25 | 125 | 4773 | 65 | 73 | [5 empty] | Incandescent |  | Federally-Regulated Consumer Product | 10/21/2013 |  | 03/04/2020
Hong Kong China Electric Manufacture Co., Ltd. | Harbor Breeze | 451803 | True |  | 3 | Yes | 2261 | 11 | 206 | 3783 | 29 | 130 | 5698 | 69 | 83 | [5 empty] | None |  | Federally-Regulated Consumer Product | 06/13/2013 |  | 03/04/2020
Hunter Fan Company | Hunter | 53038 | True |  | 3 | Yes | 1903 | 10 | 190 | 3174 | 27 | 118 | 5010 | 66 | 76 | [5 empty] | None |  | Federally-Regulated Consumer Product | 02/15/2013 |  | 03/04/2020
Hunter Fan Company | Casablanca | 59097 | True |  | 4 | Yes | 1281 | 9 | 142 | 3835 | 41 | 94 | 6179 | 111 | 56 | [5 empty] | None |  | Federally-Regulated Consumer Product | 01/09/2014 |  | 03/04/2020
King of Fans | Hampton Bay | 56268 | True |  | 3 | Yes | 2094 | 11 | 190 | 4262 | 33 | 129 | 6470 | 73 | 89 | [5 empty] | None |  | Federally-Regulated Consumer Product | 12/20/2012 |  | 03/04/2020
Hunter Fan Company | Hunter | 52087 | True |  | 3 | Yes | 1188 | 7 | 170 | 1897 | 16 | 119 | 3422 | 64 | 53 | [5 empty] | Incandescent |  | Federally-Regulated Consumer Product | 06/07/2013 |  | 03/04/2020
Halsey Enterprise Co., Ltd. | Savoy House | 42-SGC-5RV-*** | True |  | 3 | Yes | 1494 | 11 | 136 | 2816 | 29 | 97 | 4085 | 60 | 68 | [5 empty] | None |  | Federally-Regulated Consumer Product | 02/06/2013 |  | 03/04/2020
Hunter Fan Company | Hunter | 28778A | True |  | 3 | Yes | 1922 | 9 | 214 | 3232 | 26 | 124 | 5018 | 67 | 75 | [5 empty] | Incandescent |  | Federally-Regulated Consumer Product | 07/10/2012 |  | 03/04/2020
Hong Kong China Electric Manufacture Co., Ltd. | Harbor Breeze | 451801 | True |  | 3 | Yes | 2261 | 11 | 206 | 3783 | 29 | 130 | 5698 | 69 | 83 | [5 empty] | None |  | Federally-Regulated Consumer Product | 06/13/2013 |  | 03/04/2020
Litex Industries | Ellington | NET52***5C | True |  | 3 | Yes | 1374 | 11 | 125 | 3650 | 37 | 99 | 5862 | 69 | 85 | [5 empty] | Incandescent |  | Federally-Regulated Consumer Product | 10/07/2010 |  | 03/04/2020
Litex Industries | Home Elegance | E-CAW42MWW5C1WM | True |  | 3 | Yes | 1582 | 26 | 61 | 2668 | 31 | 86 | 3400 | 43 | 79 | [5 empty] | Incandescent |  | Federally-Regulated Consumer Product | 01/09/2013 |  | 03/04/2020
Visual Comfort & Company | Monte Carlo | 5SH54***-L | True |  | 3 | Yes | 1082 | 9 | 120 | 2699 | 35 | 77 | 4865 | 85 | 57 | [5 empty] | Compact Flourescent |  | Federally-Regulated Consumer Product | 08/28/2012 |  | 03/04/2020
Fanim Industries | Harbor Breeze | LP8005LAZ | True |  | 3 | Yes | 1713 | 11 | 156 | 3893 | 32 | 122 | 5673 | 68 | 83 | [5 empty] | None |  | Federally-Regulated Consumer Product | 03/07/2014 |  | 03/04/2020
Litex Industries | Litex | PLD56EBZ5LKWCR2 | True |  | 3 | Yes | 2138 | 16 | 134 | 4175 | 40 | 104 | 6180 | 75 | 82 | [5 empty] | Incandescent |  | Federally-Regulated Consumer Product | 10/07/2010 |  | 03/04/2020
Hunter Fan Company | Casablanca | 59105 | True |  | 6 | Yes | 2013 | 3 | 671 | 4504 | 12 | 375 | 6142 | 32 | 192 | [5 empty] | Incandescent |  | Federally-Regulated Consumer Product | 10/21/2013 |  | 03/04/2020
Hunter Fan Company | Casablanca | 84U11D | True |  | 3 | Yes | 1363 | 10 | 136 | 5114 | 68 | 75 | 3090 | 27 | 114 | [5 empty] | None |  | Federally-Regulated Consumer Product | 11/17/2011 |  | 03/04/2020
King of Fans | Hampton Bay | 51288 | True |  | 3 | Yes | 2168 | 11 | 197 | 3663 | 26 | 141 | 5703 | 64 | 89 | [5 empty] | None |  | Federally-Regulated Consumer Product | 12/20/2012 |  | 03/04/2020
Minka Group | Minka Aire | 24023-***** | True |  | 3 | Yes | 2377 | 20 | 119 | 3713 | 35 | 106 | 5423 | 60 | 90 | [5 empty] | Other |  | Federally-Regulated Consumer Product | 12/27/2012 |  | 03/04/2020
Aeratron Pty Ltd. | Aeratron | AE3-43-LED-D | True |  | V | Yes | 2072 | 3 | 691 | 3881 | 9 | 431 | 5070 | 19 | 267 | [5 empty] | LED |  | Federally-Regulated Consumer Product | 05/21/2015 |  | 03/04/2020
Hunter Fan Company | Hunter | 53122 | True |  | 3 | Yes | 2103 | 10 | 210 | 3314 | 26 | 127 | 5226 | 65 | 80 | [5 empty] | Incandescent |  | Federally-Regulated Consumer Product | 05/16/2013 |  | 03/04/2020
Litex Industries | Pacific Bay | TDCIV52***5C4R | True |  | 3 | Yes | 1446 | 12 | 121 | 3072 | 33 | 93 | 4423 | 58 | 76 | [5 empty] | Incandescent |  | Federally-Regulated Consumer Product | 10/07/2010 |  | 03/04/2020
Air Cool Industrial Co., Ltd. | Seasons | 269602 | True |  | 3 | Yes | 1632 | 11 | 148 | 2698 | 26 | 104 | 3507 | 44 | 80 | [5 empty] | Compact Flourescent |  | Federally-Regulated Consumer Product | 03/16/2011 |  | 03/04/2020
Zhongshan Zhifa Electrical Appliances Co., Ltd. | Zhifa & HD Supply | 269137 | True |  | 3 | Yes | 1760 | 11 | 160 | 2205 | 21 | 105 | 3080 | 40 | 77 | [5 empty] | Incandescent |  | Federally-Regulated Consumer Product | 11/22/2011 |  | 03/04/2020
Visual Comfort & Company | Monte Carlo | 3MNLR56**** | True |  | 3 | Yes | 2843 | 3 | 948 | 5029 | 8 | 629 | 7785 | 27 | 288 | [5 empty] | LED |  | Federally-Regulated Consumer Product | 02/07/2014 |  | 03/04/2020
Visual Comfort & Company | Monte Carlo | 4CO28** | True |  | 3 | Yes | 1659 | 10 | 166 | 2275 | 21 | 108 | 3082 | 46 | 67 | [5 empty] | None |  | Federally-Regulated Consumer Product | 08/28/2012 |  | 03/04/2020
Fanimation | Fanimation | FPS7955BN | True |  | 3 | Yes | 2063 | 9 | 229 | 3844 | 32 | 120 | 5509 | 48 | 114 | [5 empty] | Incandescent |  | Federally-Regulated Consumer Product | 09/24/2015 |  | 03/04/2020
Halsey Enterprise Co., Ltd. | Fanimation | FP4820*** | True |  | 3 | Yes | 599 | 15 | 40 | 949 | 19 | 50 | 1131 | 29 | 39 | [5 empty] | Other |  | Federally-Regulated Consumer Product | 10/29/2013 |  | 03/04/2020
Hunter Fan Company | Hunter | 52019 | True |  | 3 | Yes | 1483 | 7 | 212 | 2309 | 16 | 144 | 4614 | 64 | 72 | [5 empty] | Compact Flourescent |  | Federally-Regulated Consumer Product | 10/31/2012 |  | 03/04/2020
Halsey Enterprise Co., Ltd. | Lamps Plus | 54LP10-L 02-3353-H1047-99 (3W499) | True |  | 3 | Yes | 2658 | 14 | 190 | 4507 | 36 | 125 | 6924 | 79 | 88 | [5 empty] | LED |  | Federally-Regulated Consumer Product | 08/19/2014 |  | 03/04/2020
Halsey Enterprise Co., Ltd. | Halsey | 54SGS-L | True |  | 3 | Yes | 1954 | 12 | 163 | 3685 | 30 | 123 | 5712 | 60 | 95 | [5 empty] | Other |  | Federally-Regulated Consumer Product | 03/19/2014 |  | 03/04/2020
Hong Kong China Electric Manufacture Co., Ltd. | Honeywell | 10209 | True |  | 3 | Yes | 2361 | 11 | 215 | 3539 | 27 | 131 | 4850 | 56 | 87 | [5 empty] | Incandescent |  | Federally-Regulated Consumer Product | 03/26/2013 |  | 03/04/2020
Hunter Fan Company | Hunter | 28714 | True |  | 3 | Yes | 1653 | 9 | 184 | 2464 | 19 | 130 | 4137 | 55 | 75 | [5 empty] | None |  | Federally-Regulated Consumer Product | 11/17/2011 |  | 03/04/2020
Hunter Fan Company | Casablanca | 54028 | True |  | 4 | Yes | 1488 | 5 | 298 | 4415 | 39 | 113 | 6496 | 83 | 78 | [5 empty] | None |  | Federally-Regulated Consumer Product | 10/31/2012 |  | 03/04/2020
American De Rosa Lamparts, LLC DBA Luminance Brands | Concord Fans | 52BW5XX | True |  | 3 | Yes | 2107 | 11 | 192 | 4440 | 40 | 111 | 5675 | 67 | 85 | [5 empty] | Compact Flourescent |  | Federally-Regulated Consumer Product | 09/30/2015 |  | 03/04/2020
Litex Industries | Harbor Breeze | E-CAF56OSB5CRC | True |  | 3 | Yes | 2964 | 19 | 156 | 4421 | 41 | 108 | 6596 | 80 | 82 | [5 empty] | Incandescent |  | Federally-Regulated Consumer Product | 04/27/2015 |  | 03/04/2020
Hunter Fan Company | Hunter | 21894 | True |  | 3 | Yes | 1440 | 12 | 120 | 3030 | 30 | 101 | 5005 | 66 | 76 | [5 empty] | Incandescent |  | Federally-Regulated Consumer Product | 11/17/2011 |  | 03/04/2020
Hunter Fan Company | Casablanca | 55019 | True |  | 4 | Yes | 2136 | 11 | 194 | 5224 | 51 | 102 | 6903 | 87 | 79 | [5 empty] | None |  | Federally-Regulated Consumer Product | 07/29/2013 |  | 03/04/2020
Air Comfort, Inc. | Emerson | CF710*** | True |  | 4 | Yes | 1317 | 10 | 132 | 2166 | 21 | 103 | 3157 | 47 | 67 | [5 empty] | Incandescent |  | Federally-Regulated Consumer Product | 02/02/2015 |  | 03/04/2020
Hunter Fan Company | Hunter | 52011 | True |  | 3 | Yes | 783 | 7 | 112 | 1881 | 17 | 111 | 3340 | 65 | 51 | [5 empty] | Incandescent |  | Federally-Regulated Consumer Product | 09/10/2014 |  | 03/04/2020
Minka Group | Minka Aire | F853-RW | True |  | 6 | Yes | 2276 | 3 | 759 | 4957 | 13 | 381 | 6604 | 26 | 254 | [5 empty] | None |  | Federally-Regulated Consumer Product | 09/18/2013 |  | 03/04/2020
Artisan Industrial Co., Ltd. China | Kichler Lighting | 300167 (CP139569) | True |  | 3 | Yes | 2772 | 22 | 126 | 4655 | 48 | 97 | 7158 | 93 | 77 | [5 empty] | Other |  | Federally-Regulated Consumer Product | 09/17/2013 |  | 03/04/2020
Hunter Fan Company | Casablanca | 66H11F | True |  | 4 | Yes | 1236 | 5 | 247 | 6398 | 85 | 75 | 4555 | 46 | 99 | [5 empty] | None |  | Federally-Regulated Consumer Product | 11/17/2011 |  | 03/04/2020
Litex Industries | Harbor Breeze | WCK52**5 | True |  | 3 | Yes | 2540 | 15 | 169 | 3836 | 35 | 110 | 5283 | 65 | 81 | [5 empty] | None |  | Federally-Regulated Consumer Product | 04/09/2015 |  | 03/04/2020
Litex Industries | Ellington | GD52***5 | True |  | 3 | Yes | 1476 | 9 | 164 | 3131 | 29 | 108 | 5161 | 65 | 79 | [5 empty] | None |  | Federally-Regulated Consumer Product | 10/07/2010 |  | 03/04/2020
Litex Industries | Ellington | ELC52***5C3 | True |  | 3 | Yes | 1673 | 23 | 73 | 3136 | 39 | 80 | 4591 | 56 | 82 | [5 empty] | Incandescent |  | Federally-Regulated Consumer Product | 10/07/2010 |  | 03/04/2020
Hunter Fan Company | Casablanca | 54005 | True |  | 4 | Yes | 1105 | 5 | 221 | 4123 | 39 | 106 | 6095 | 80 | 76 | [5 empty] | Compact Flourescent |  | Federally-Regulated Consumer Product | 07/29/2013 |  | 03/04/2020
Hunter Fan Company | Hunter | 53160 | True |  | 3 | Yes | 1760 | 10 | 176 | 3073 | 25 | 123 | 5132 | 65 | 79 | [5 empty] | Incandescent |  | Federally-Regulated Consumer Product | 02/15/2013 |  | 03/04/2020
Aeratron Pty Ltd. | Aeratron | AE3-50S | True |  | V | Yes | 1573 | 2 | 787 | 3001 | 5 | 600 | 5198 | 15 | 347 | [5 empty] | LED |  | Federally-Regulated Consumer Product | 05/21/2015 |  | 03/04/2020
Hunter Fan Company | Hunter | 53126 | True |  | 3 | Yes | 2254 | 10 | 225 | 3516 | 26 | 135 | 5671 | 66 | 86 | [5 empty] | None |  | Federally-Regulated Consumer Product | 05/21/2013 |  | 03/04/2020
Visual Comfort & Company | Monte Carlo | 5MS52** | True |  | 3 | Yes | 1874 | 9 | 208 | 3654 | 30 | 122 | 5457 | 66 | 83 | [5 empty] | None |  | Federally-Regulated Consumer Product | 08/28/2012 |  | 03/04/2020
Hunter Fan Company | Hunter | 53273 | True |  | 3 | Yes | 2286 | 10 | 229 | 3507 | 25 | 140 | 5097 | 63 | 81 | [5 empty] | Compact Flourescent |  | Federally-Regulated Consumer Product | 11/13/2014 |  | 03/04/2020
Minka Group | Minka Aire | F539-ORB | True |  | 3 | Yes | 3679 | 21 | 175 | 6886 | 50 | 138 | 9071 | 106 | 86 | [5 empty] | None |  | Federally-Regulated Consumer Product | 06/17/2014 |  | 03/04/2020
Halsey Enterprise Co., Ltd. | Kichler Lighting | 300125MCH | True |  | 3 | Yes | 2371 | 16 | 148 | 4087 | 38 | 108 | 6227 | 72 | 86 | [5 empty] | Other |  | Federally-Regulated Consumer Product | 08/13/2013 |  | 03/04/2020
Litex Industries | Harbor Breeze | PAR52***5C | True |  | 3 | Yes | 1661 | 11 | 151 | 3578 | 36 | 99 | 5456 | 70 | 78 | [5 empty] | Incandescent |  | Federally-Regulated Consumer Product | 10/07/2010 |  | 03/04/2020
Hunter Fan Company | Hunter | 52003 | True |  | 3 | Yes | 1605 | 7 | 229 | 2429 | 15 | 162 | 4304 | 63 | 68 | [5 empty] | Incandescent |  | Federally-Regulated Consumer Product | 03/04/2015 |  | 03/04/2020
Halsey Enterprise Co., Ltd. | Halsey | 52SGR-L-D | True |  | 3 | Yes | 1839 | 10 | 184 | 3707 | 33 | 112 | 6080 | 78 | 78 | [5 empty] | LED |  | Federally-Regulated Consumer Product | 03/19/2014 |  | 03/04/2020
Hunter Fan Company | Hunter | 20552 | True |  | 3 | Yes | 1402 | 9 | 156 | 2847 | 25 | 114 | 5387 | 70 | 77 | [5 empty] | Incandescent |  | Federally-Regulated Consumer Product | 11/17/2011 |  | 03/04/2020
Fanim Industries | Harbor Breeze | LP8225LBN | True |  | 3 | Yes | 1873 | 11 | 170 | 3521 | 25 | 141 | 5097 | 51 | 100 | [5 empty] | None |  | Federally-Regulated Consumer Product | 03/07/2014 |  | 03/04/2020
Halsey Enterprise Co., Ltd. | Lamps Plus | MX702-15 (86661) | True |  | 3 | Yes | 3310 | 20 | 166 | 4683 | 38 | 123 | 6524 | 71 | 92 | [5 empty] | None |  | Federally-Regulated Consumer Product | 04/29/2013 |  | 03/04/2020
Hunter Fan Company | Hunter | 54094 | True |  | 3 | Yes | 1911 | 10 | 191 | 3207 | 27 | 119 | 5413 | 82 | 66 | [5 empty] | Incandescent |  | Federally-Regulated Consumer Product | 05/16/2013 |  | 03/04/2020
Minka Group | Minka Aire | F738-ORB | True |  | 3 | Yes | 2066 | 13 | 159 | 3562 | 31 | 115 | 5405 | 64 | 84 | [5 empty] | None |  | Federally-Regulated Consumer Product | 07/02/2014 |  | 03/04/2020
Hunter Fan Company | Hunter | 28416 | True |  | 3 | Yes | 1626 | 9 | 181 | 3053 | 27 | 113 | 5251 | 66 | 80 | [5 empty] | None |  | Federally-Regulated Consumer Product | 11/17/2011 |  | 03/04/2020
Minka Group | Minka Aire | F733-WH | True |  | 3 | Yes | 2293 | 20 | 115 | 3821 | 43 | 89 | 6431 | 123 | 52 | [5 empty] | None |  | Federally-Regulated Consumer Product | 09/18/2013 |  | 03/04/2020
Hunter Fan Company | Hunter | 22435 | True |  | 3 | Yes | 1499 | 10 | 150 | 2941 | 27 | 109 | 5091 | 66 | 77 | [5 empty] | Incandescent |  | Federally-Regulated Consumer Product | 11/17/2011 |  | 03/04/2020
Halsey Enterprise Co., Ltd. | Monte Carlo | BUTTERFLY FAN | True |  | 3 | Yes | 1954 | 12 | 163 | 3685 | 30 | 123 | 5712 | 60 | 95 | [5 empty] | Other |  | Federally-Regulated Consumer Product | 03/19/2014 |  | 03/04/2020
Hunter Fan Company | Hunter | 28465 | True |  | 3 | Yes | 2098 | 12 | 175 | 4350 | 35 | 124 | 6638 | 81 | 82 | [5 empty] | None |  | Federally-Regulated Consumer Product | 11/17/2011 |  | 03/04/2020
Fanimation | Fanimation | FP4640OB | True |  | 3 | Yes | 1930 | 9 | 214 | 3409 | 22 | 154 | 5432 | 57 | 95 | [5 empty] | None |  | Federally-Regulated Consumer Product | 03/18/2015 |  | 03/04/2020
Landmark Enterprise, Inc. | Harbor Breeze | LP8077LAZ | True |  | 3 | Yes | 1725 | 13 | 132 | 2560 | 26 | 98 | 3476 | 44 | 79 | [5 empty] | Incandescent |  | Federally-Regulated Consumer Product | 03/04/2011 |  | 03/04/2020
Minka Group | Minka Aire | F566-***** | True |  | 3 | Yes | 1273 | 10 | 127 | 2503 | 29 | 86 | 3291 | 50 | 66 | [5 empty] | None |  | Federally-Regulated Consumer Product | 12/27/2012 |  | 03/04/2020
Fanimation | Fanimation | FPS7955DZCW2 | True |  | 3 | Yes | 2063 | 9 | 229 | 3844 | 32 | 120 | 5509 | 48 | 114 | [5 empty] | Incandescent |  | Federally-Regulated Consumer Product | 09/24/2015 |  | 03/04/2020
Litex Industries | Ellington | MC54ABZ5LKRCRD | True |  | 3 | Yes | 1858 | 14 | 133 | 4257 | 40 | 106 | 6122 | 70 | 87 | [5 empty] | Incandescent |  | Federally-Regulated Consumer Product | 10/07/2010 |  | 03/04/2020
Zhongshan Zhifa Electrical Appliances Co., Ltd. | Zhifa & HD Supply | 269128 | True |  | 3 | Yes | 1920 | 12 | 160 | 2835 | 27 | 105 | 3900 | 50 | 78 | [5 empty] | Incandescent |  | Federally-Regulated Consumer Product | 11/22/2011 |  | 03/04/2020
Litex Industries | Harbor Breeze | BDB52***5P | True |  | 3 | Yes | 1726 | 9 | 192 | 3643 | 29 | 126 | 5368 | 58 | 93 | [5 empty] | None |  | Federally-Regulated Consumer Product | 10/07/2010 |  | 03/04/2020
Aeratron Pty Ltd. | Aeratron | AE2-50L | True |  | V | Yes | 1349 | 2 | 675 | 3281 | 5 | 656 | 5641 | 15 | 376 | [5 empty] | LED |  | Federally-Regulated Consumer Product | 05/21/2015 |  | 03/04/2020
King of Fans | Hampton Bay | 51656 | True |  | 3 | Yes | 2448 | 12 | 202 | 4289 | 30 | 142 | 6057 | 57 | 106 | [5 empty] | Compact Flourescent |  | Federally-Regulated Consumer Product | 09/25/2012 |  | 03/04/2020
King of Fans | Hampton Bay | 59*99 | True |  | 3 | Yes | 1510 | 13 | 116 | 2488 | 30 | 83 | 3902 | 66 | 59 | [5 empty] | None |  | Federally-Regulated Consumer Product | 07/29/2014 |  | 03/04/2020
Halsey Enterprise Co., Ltd. | Kichler Lighting | 300005*** | True |  | 3 | Yes | 2023 | 16 | 126 | 3655 | 38 | 96 | 5142 | 69 | 75 | [5 empty] | Other |  | Federally-Regulated Consumer Product | 08/13/2013 |  | 03/04/2020
Hunter Fan Company | Casablanca | 7711D | True |  | 4 | Yes | 1949 | 9 | 217 | 6152 | 80 | 77 | 3690 | 30 | 123 | [5 empty] | None |  | Federally-Regulated Consumer Product | 11/17/2011 |  | 03/04/2020
Hunter Fan Company | Hunter | 23931 | True |  | 3 | Yes | 1526 | 10 | 153 | 3612 | 31 | 117 | 5839 | 72 | 81 | [5 empty] | Incandescent |  | Federally-Regulated Consumer Product | 11/17/2011 |  | 03/04/2020
Hunter Fan Company | Casablanca | C30G45L | True |  | 3 | Yes | 891 | 12 | 74 | 3135 | 72 | 44 | 1942 | 33 | 59 | [5 empty] | Other |  | Federally-Regulated Consumer Product | 11/17/2011 |  | 03/04/2020
Hunter Fan Company | Casablanca | C66U11B | True |  | 6 | Yes | 2312 | 6 | 385 | 6416 | 32 | 201 | 4349 | 13 | 335 | [5 empty] | None |  | Federally-Regulated Consumer Product | 11/17/2011 |  | 03/04/2020
Litex Industries | Ellington | MAL56ABZ5CRW | True |  | 3 | Yes | 2067 | 17 | 122 | 3716 | 43 | 86 | 5157 | 72 | 72 | [5 empty] | Incandescent |  | Federally-Regulated Consumer Product | 10/07/2010 |  | 03/04/2020
Air Cool Industrial Co., Ltd. | HD Supply Repair & Remodel | 538256 | True |  | 3 | Yes | 1044 | 18 | 58 | 2347 | 33 | 71 | 3174 | 47 | 67 | [5 empty] | Incandescent |  | Federally-Regulated Consumer Product | 07/19/2011 |  | 03/04/2020
Visual Comfort & Company | Monte Carlo | 3HYR56*** | True |  | 3 | Yes | 1980 | 15 | 132 | 3157 | 33 | 96 | 5056 | 65 | 78 | [5 empty] | Incandescent |  | Federally-Regulated Consumer Product | 08/28/2012 |  | 03/04/2020
Air Comfort, Inc. | Emerson | CF890*** | True |  | 4 | Yes | 2116 | 10 | 212 | 4003 | 30 | 133 | 5146 | 48 | 107 | [5 empty] | Incandescent |  | Federally-Regulated Consumer Product | 11/12/2014 |  | 03/04/2020
Hunter Fan Company | Hunter | 21876 | True |  | 3 | Yes | 2231 | 10 | 223 | 3810 | 30 | 127 | 7114 | 107 | 66 | [5 empty] | Compact Flourescent |  | Federally-Regulated Consumer Product | 11/17/2011 |  | 03/04/2020
Hunter Fan Company | Hunter | 22455 | True |  | 3 | Yes | 1393 | 9 | 155 | 2765 | 25 | 111 | 4905 | 63 | 78 | [5 empty] | Incandescent |  | Federally-Regulated Consumer Product | 11/17/2011 |  | 03/04/2020
Hunter Fan Company | Hunter | 25815 | True |  | 3 | Yes | 1408 | 9 | 156 | 2102 | 18 | 117 | 3081 | 42 | 73 | [5 empty] | Incandescent |  | Federally-Regulated Consumer Product | 11/17/2011 |  | 03/04/2020
Litex Industries | Mainstays | E-NOII42BB5C3W | True |  | 3 | Yes | 1559 | 26 | 60 | 2901 | 35 | 83 | 3436 | 46 | 75 | [5 empty] | Incandescent |  | Federally-Regulated Consumer Product | 02/11/2011 |  | 03/04/2020
Hunter Fan Company | Hunter | 20715 | True |  | 3 | Yes | 1793 | 9 | 199 | 3706 | 30 | 124 | 6565 | 80 | 82 | [5 empty] | Incandescent |  | Federally-Regulated Consumer Product | 11/17/2011 |  | 03/04/2020
King of Fans | Hydro Delta Corp. | 5155* | True |  | 3 | Yes | 2600 | 12 | 217 | 3682 | 23 | 160 | 5825 | 61 | 95 | [5 empty] | Compact Flourescent |  | Federally-Regulated Consumer Product | 07/25/2014 |  | 03/04/2020
Hunter Fan Company | Casablanca | C38G199K | True |  | 4 | Yes | 3616 | 28 | 129 | 5878 | 75 | 78 | 4667 | 48 | 97 | [5 empty] | None |  | Federally-Regulated Consumer Product | 11/17/2011 |  | 03/04/2020
Hunter Fan Company | Casablanca | 54000 | True |  | 4 | Yes | 1510 | 5 | 302 | 4278 | 39 | 110 | 6125 | 78 | 79 | [5 empty] | None |  | Federally-Regulated Consumer Product | 07/29/2013 |  | 03/04/2020
Hunter Fan Company | Hunter | 52116 | True |  | 3 | Yes | 1737 | 7 | 248 | 2566 | 16 | 160 | 4683 | 63 | 74 | [5 empty] | Incandescent |  | Federally-Regulated Consumer Product | 12/05/2014 |  | 03/04/2020
Hunter Fan Company | Casablanca | C25G624F | True |  | 3 | Yes | 2650 | 20 | 133 | 8173 | 97 | 84 | 4157 | 37 | 112 | [5 empty] | Other |  | Federally-Regulated Consumer Product | 11/17/2011 |  | 03/04/2020
Artisan Industrial Co., Ltd. China | Allen + Roth | MACBAY L1405 | True |  | 3 | Yes | 2624 | 19 | 138 | 4356 | 39 | 112 | 6885 | 78 | 88 | [5 empty] | Incandescent |  | Federally-Regulated Consumer Product | 06/05/2014 |  | 03/04/2020
Hunter Fan Company | Hunter | 24852 | True |  | 3 | Yes | 1000 | 9 | 111 | 1500 | 18 | 83 | 3000 | 52 | 58 | [5 empty] | None |  | Federally-Regulated Consumer Product | 11/17/2011 |  | 03/04/2020
Hunter Fan Company | Casablanca | P2G546H | True |  | 4 | Yes | 1686 | 10 | 169 | 5909 | 69 | 86 | 3838 | 31 | 124 | [5 empty] | Incandescent |  | Federally-Regulated Consumer Product | 11/17/2011 |  | 03/04/2020
Fanimation | Fanimation | FP820PW | True |  | 3 | Yes | 2776 | 22 | 126 | 3696 | 35 | 106 | 4514 | 48 | 94 | [5 empty] | None |  | Federally-Regulated Consumer Product | 03/07/2014 |  | 03/04/2020
Fanimation | Fanimation | FP8095PW | True |  | 3 | Yes | 1497 | 9 | 166 | 3419 | 25 | 136 | 5813 | 67 | 86 | [5 empty] | Other |  | Federally-Regulated Consumer Product | 03/18/2015 |  | 03/04/2020
Halsey Enterprise Co., Ltd. | Monte Carlo | 5BCTR20OZ | True |  | 3 | Yes | 608 | 10 | 61 | 917 | 16 | 57 | 1247 | 25 | 50 | [5 empty] | Other |  | Federally-Regulated Consumer Product | 03/19/2014 |  | 03/04/2020
American De Rosa Lamparts, LLC DBA Luminance Brands | Concord Fans | 52BR5EXX | True |  | 3 | Yes | 2190 | 13 | 168 | 3811 | 33 | 115 | 5232 | 69 | 74 | [5 empty] | Incandescent |  | Federally-Regulated Consumer Product | 09/30/2015 |  | 03/04/2020
Aeratron Pty Ltd. | Aeratron | AE3-43-LED-* | True |  | V | Yes | 2072 | 3 | 691 | 3881 | 9 | 431 | 5070 | 19 | 267 | [5 empty] | LED |  | Federally-Regulated Consumer Product | 05/21/2015 |  | 03/04/2020
Litex Industries | Litex | WOD52ABZ5 | True |  | 3 | Yes | 1734 | 11 | 158 | 3675 | 32 | 115 | 5532 | 60 | 92 | [5 empty] | None |  | Federally-Regulated Consumer Product | 10/07/2010 |  | 03/04/2020
Hong Kong China Electric Manufacture Co., Ltd. | Harbor Breeze | 3516 | True |  | 3 | Yes | 1295 | 9 | 143 | 2365 | 26 | 90 | 3817 | 57 | 66 | [5 empty] | Other |  | Federally-Regulated Consumer Product | 06/12/2012 |  | 03/04/2020
Halsey Enterprise Co., Ltd. | Fanimation | LP8075*** | True |  | 3 | Yes | 813 | 17 | 48 | 1052 | 21 | 50 | 1260 | 30 | 42 | [5 empty] | Other |  | Federally-Regulated Consumer Product | 10/29/2013 |  | 03/04/2020
Artisan Industrial Co., Ltd. China | Kichler Lighting | 300120 (CP139975) | True |  | 3 | Yes | 1951 | 15 | 130 | 3423 | 36 | 90 | 5296 | 71 | 75 | [5 empty] | Incandescent |  | Federally-Regulated Consumer Product | 09/17/2013 |  | 03/04/2020
Hunter Fan Company | Hunter | 28488 | True |  | 3 | Yes | 1400 | 8 | 175 | 4900 | 32 | 153 | 8500 | 88 | 97 | [5 empty] | None |  | Federally-Regulated Consumer Product | 11/17/2011 |  | 03/04/2020
Hunter Fan Company | Hunter | 23908 | True |  | 3 | Yes | 511 | 8 | 64 | 751 | 17 | 44 | 2049 | 55 | 37 | [5 empty] | Incandescent |  | Federally-Regulated Consumer Product | 11/17/2011 |  | 03/04/2020
Halsey Enterprise Co., Ltd. | Q'Max, Inc. | 54SGS-L-D | True |  | 3 | Yes | 1954 | 12 | 163 | 3685 | 30 | 123 | 5712 | 60 | 95 | [5 empty] | Other |  | Federally-Regulated Consumer Product | 03/19/2014 |  | 03/04/2020
Hunter Fan Company | Hunter | 59000 | True |  | 3 | Yes | 1767 | 9 | 196 | 2653 | 18 | 147 | 4646 | 54 | 86 | [5 empty] | Incandescent |  | Federally-Regulated Consumer Product | 10/31/2012 |  | 03/04/2020
King of Fans | Hydro Delta Corp. | 51528 | True |  | 3 | Yes | 2611 | 13 | 201 | 3891 | 26 | 150 | 5803 | 56 | 104 | [5 empty] | Incandescent |  | Federally-Regulated Consumer Product | 07/29/2014 |  | 03/04/2020
Minka Group | Minka Aire | F513-KA | True |  | 3 | Yes | 2317 | 13 | 178 | 4312 | 38 | 113 | 6230 | 73 | 85 | [5 empty] | None |  | Federally-Regulated Consumer Product | 02/28/2013 |  | 03/04/2020
Zhongshan Weihe Electrical Appliances Co., Ltd. | Comfortair | U52HCP5AB4 | True |  | 3 | Yes | 2131 | 15 | 140 | 3554 | 34 | 103 | 4959 | 60 | 81 | [5 empty] | Incandescent |  | Federally-Regulated Consumer Product | 10/30/2012 |  | 03/04/2020
Hunter Fan Company | Hunter | 52020 | True |  | 3 | Yes | 1087 | 7 | 155 | 1935 | 16 | 121 | 4171 | 65 | 64 | [5 empty] | Incandescent |  | Federally-Regulated Consumer Product | 11/07/2012 |  | 03/04/2020
Hunter Fan Company | Casablanca | 59070 | True |  | 4 | Yes | 3637 | 28 | 130 | 4545 | 43 | 106 | 6487 | 85 | 76 | [5 empty] | Incandescent |  | Federally-Regulated Consumer Product | 06/07/2013 |  | 03/04/2020
King of Fans | Hampton Bay | 41352 | True |  | 3 | Yes | 2616 | 9 | 291 | 4008 | 24 | 167 | 5938 | 57 | 104 | [5 empty] | Incandescent |  | Federally-Regulated Consumer Product | 08/05/2013 |  | 03/04/2020
Hunter Fan Company | Hunter | 20593 | True |  | 3 | Yes | 2036 | 9 | 226 | 3369 | 26 | 130 | 5722 | 73 | 78 | [5 empty] | Compact Flourescent |  | Federally-Regulated Consumer Product | 11/17/2011 |  | 03/04/2020
Halsey Enterprise Co., Ltd. | Lamps Plus | 60LPH | True |  | 3 | Yes | 3263 | 19 | 172 | 5096 | 45 | 113 | 7499 | 97 | 77 | [5 empty] | None |  | Federally-Regulated Consumer Product | 04/29/2013 |  | 03/04/2020
Fanimation | Fanimation | FP4620BN | True |  | 4 | Yes | 1262 | 8 | 157 | 3147 | 31 | 101 | 4260 | 57 | 74 | [5 empty] | None |  | Federally-Regulated Consumer Product | 03/18/2015 |  | 03/04/2020
Hunter Fan Company | Hunter | 28777 | True |  | 3 | Yes | 1922 | 9 | 214 | 3232 | 26 | 124 | 5018 | 67 | 75 | [5 empty] | Incandescent |  | Federally-Regulated Consumer Product | 06/29/2012 |  | 03/04/2020
Halsey Enterprise Co., Ltd. | Q'Max, Inc. | 52DPC-L | True |  | 3 | Yes | 1642 | 10 | 164 | 2825 | 24 | 118 | 4700 | 65 | 72 | [5 empty] | Incandescent |  | Federally-Regulated Consumer Product | 01/02/2013 |  | 03/04/2020
Hunter Fan Company | Casablanca | 66H72F | True |  | 4 | Yes | 1236 | 5 | 247 | 6398 | 85 | 75 | 4555 | 46 | 99 | [5 empty] | None |  | Federally-Regulated Consumer Product | 11/17/2011 |  | 03/04/2020
Aeratron Pty Ltd. | Aeratron | AE2-43-LED-* | True |  | V | Yes | 1894 | 3 | 631 | 3449 | 9 | 383 | 5032 | 19 | 265 | [5 empty] | LED |  | Federally-Regulated Consumer Product | 05/21/2015 |  | 03/04/2020
Hunter Fan Company | Casablanca | 59164 | True |  | 6 | Yes | 2013 | 3 | 671 | 4504 | 12 | 375 | 6142 | 32 | 192 | [5 empty] | LED |  | Federally-Regulated Consumer Product | 04/17/2014 |  | 03/04/2020
Hunter Fan Company | Hunter | 28031 | True |  | 3 | Yes | 1228 | 12 | 102 | 2180 | 29 | 75 | 3170 | 54 | 59 | [5 empty] | Incandescent |  | Federally-Regulated Consumer Product | 11/17/2011 |  | 03/04/2020
Hunter Fan Company | Hunter | 53271 | True |  | 3 | Yes | 2107 | 9 | 234 | 3405 | 25 | 136 | 5137 | 65 | 79 | [5 empty] | Compact Flourescent |  | Federally-Regulated Consumer Product | 05/30/2014 |  | 03/04/2020
Aeratron Pty Ltd. | Aeratron | AE2-43-LED-W | True |  | V | Yes | 1894 | 3 | 631 | 3449 | 9 | 383 | 5032 | 19 | 265 | [5 empty] | LED |  | Federally-Regulated Consumer Product | 05/21/2015 |  | 03/04/2020
Hunter Fan Company | Hunter | 23255 | True |  | 3 | Yes | 1620 | 8 | 203 | 3701 | 31 | 119 | 6963 | 91 | 77 | [5 empty] | None |  | Federally-Regulated Consumer Product | 11/17/2011 |  | 03/04/2020
American De Rosa Lamparts, LLC DBA Luminance Brands | Sunset Lighting | CF42839-XX | True |  | 3 | Yes | 1498 | 11 | 136 | 2069 | 21 | 99 | 4056 | 49 | 83 | [5 empty] | None |  | Federally-Regulated Consumer Product | 09/30/2015 |  | 03/04/2020
Minka Group | Minka Aire | F571-***** | True |  | 3 | Yes | 2090 | 9 | 232 | 3704 | 29 | 128 | 5596 | 63 | 89 | [5 empty] | None |  | Federally-Regulated Consumer Product | 03/07/2013 |  | 03/04/2020
Hunter Fan Company | Hunter | 52077 | True |  | 3 | Yes | 1487 | 7 | 212 | 2161 | 16 | 135 | 4509 | 66 | 68 | [5 empty] | Incandescent |  | Federally-Regulated Consumer Product | 12/11/2012 |  | 03/04/2020
Litex Industries | Harbor Breeze | AER52BP5LKRC | True |  | 3 | Yes | 2659 | 16 | 166 | 4150 | 33 | 126 | 6360 | 63 | 101 | [5 empty] | Other |  | Federally-Regulated Consumer Product | 10/07/2010 |  | 03/04/2020
Aeratron Pty Ltd. | Aeratron | AE3-43-LED-L | True |  | V | Yes | 2072 | 3 | 691 | 3881 | 9 | 431 | 5070 | 19 | 267 | [5 empty] | LED |  | Federally-Regulated Consumer Product | 05/21/2015 |  | 03/04/2020
Litex Industries | Bala | ELC52WW4LK3 | True |  | 3 | Yes | 1903 | 26 | 73 | 3258 | 39 | 84 | 4776 | 60 | 80 | [5 empty] | Incandescent |  | Federally-Regulated Consumer Product | 10/07/2010 |  | 03/04/2020
King of Fans | Home Decorators Collection | 26669 | True |  | 3 | Yes | 3511 | 22 | 160 | 5325 | 42 | 127 | 8435 | 97 | 87 | [5 empty] | None |  | Federally-Regulated Consumer Product | 09/10/2013 |  | 03/04/2020
Hunter Fan Company | Hunter | 28689 | True |  | 3 | Yes | 1295 | 8 | 162 | 2058 | 16 | 129 | 4139 | 55 | 75 | [5 empty] | Compact Flourescent |  | Federally-Regulated Consumer Product | 11/17/2011 |  | 03/04/2020
Litex Industries | Harbor Breeze | E-AER52BRZ5LKRC* | True |  | 3 | Yes | 2070 | 14 | 148 | 3401 | 32 | 106 | 5033 | 63 | 80 | [5 empty] | Other |  | Federally-Regulated Consumer Product | 02/03/2012 |  | 03/04/2020
Hunter Fan Company | Hunter | 23919 | True |  | 3 | Yes | 2070 | 11 | 188 | 3731 | 31 | 120 | 6565 | 92 | 71 | [5 empty] | Incandescent |  | Federally-Regulated Consumer Product | 11/17/2011 |  | 03/04/2020
Visual Comfort & Company | Monte Carlo | 3LRR*** | True |  | 3 | Yes | 2408 | 13 | 185 | 4305 | 33 | 130 | 6642 | 70 | 95 | [5 empty] | Compact Flourescent |  | Federally-Regulated Consumer Product | 08/28/2012 |  | 03/04/2020
Hunter Fan Company | Casablanca | 74U11D | True |  | 3 | Yes | 353 | 9 | 39 | 4134 | 60 | 69 | 1499 | 26 | 58 | [5 empty] | None |  | Federally-Regulated Consumer Product | 11/17/2011 |  | 03/04/2020
Hong Kong China Electric Manufacture Co., Ltd. | Hampton Bay | 10013 | True |  | 3 | Yes | 1644 | 10 | 164 | 3090 | 27 | 114 | 4569 | 60 | 76 | [5 empty] | None |  | Federally-Regulated Consumer Product | 09/08/2011 |  | 03/04/2020
Air Cool Industrial Co., Ltd. | Seasons | 269610 | True |  | 3 | Yes | 1768 | 9 | 196 | 3216 | 28 | 115 | 4589 | 58 | 79 | [5 empty] | Compact Flourescent |  | Federally-Regulated Consumer Product | 03/16/2011 |  | 03/04/2020
Minka Group | Minka Aire | F737-WH | True |  | 3 | Yes | 2928 | 4 | 732 | 5910 | 9 | 657 | 8421 | 28 | 301 | [5 empty] | Other |  | Federally-Regulated Consumer Product | 07/02/2014 |  | 03/04/2020
Hunter Fan Company | Hunter | 22465 | True |  | 3 | Yes | 1393 | 9 | 155 | 2765 | 25 | 111 | 4905 | 63 | 78 | [5 empty] | Incandescent |  | Federally-Regulated Consumer Product | 11/17/2011 |  | 03/04/2020
Kichler Lighting | Kichler Lighting | 310135(CP151394) | True |  | 3 | Yes | 1401 | 6 | 233 | 3800 | 31 | 123 | 6522 | 82 | 80 | [5 empty] | Incandescent |  | Federally-Regulated Consumer Product | 11/26/2014 |  | 03/04/2020
King of Fans | Hampton Bay | 52-BVD | True |  | 3 | Yes | 2438 | 10 | 244 | 3795 | 26 | 146 | 5520 | 59 | 94 | [5 empty] | Incandescent |  | Federally-Regulated Consumer Product | 07/03/2013 |  | 03/04/2020
Hunter Fan Company | Hunter | 54062 | True |  | 3 | Yes | 2644 | 9 | 294 | 4291 | 27 | 159 | 7185 | 82 | 88 | [5 empty] | Compact Flourescent |  | Federally-Regulated Consumer Product | 06/07/2013 |  | 03/04/2020
Air Cool Industrial Co., Ltd. | Seasons | 269222 | True |  | 3 | Yes | 1766 | 10 | 177 | 3336 | 28 | 119 | 4570 | 51 | 90 | [5 empty] | Incandescent |  | Federally-Regulated Consumer Product | 11/22/2013 |  | 03/04/2020
Visual Comfort & Company | Monte Carlo | 5HM52** | True |  | 3 | Yes | 1821 | 9 | 202 | 3438 | 29 | 119 | 5197 | 67 | 78 | [5 empty] | None |  | Federally-Regulated Consumer Product | 08/28/2012 |  | 03/04/2020
Hunter Fan Company | Hunter | 22431 | True |  | 3 | Yes | 1393 | 9 | 155 | 2765 | 25 | 111 | 4905 | 63 | 78 | [5 empty] | Incandescent |  | Federally-Regulated Consumer Product | 11/17/2011 |  | 03/04/2020
Litex Industries | Litex | NS52***5C | True |  | 3 | Yes | 1826 | 23 | 79 | 3423 | 40 | 86 | 4974 | 61 | 82 | [5 empty] | Incandescent |  | Federally-Regulated Consumer Product | 10/07/2010 |  | 03/04/2020
Hunter Fan Company | Hunter | 59009 | True |  | 4 | Yes | 1476 | 10 | 148 | 2881 | 28 | 103 | 4715 | 77 | 61 | [5 empty] | Incandescent |  | Federally-Regulated Consumer Product | 06/29/2012 |  | 03/04/2020
Progress Lighting | Progress Lighting | P2530-* | True |  | 3 | Yes | 2187 | 10 | 219 | 4088 | 30 | 136 | 6210 | 66 | 94 | [5 empty] | None |  | Federally-Regulated Consumer Product | 08/30/2013 |  | 03/04/2020
Landmark Enterprise, Inc. | Harbor Breeze | LP8221*** | True |  | 6 | Yes | 1902 | 4 | 476 | 4462 | 14 | 319 | 6015 | 31 | 194 | [5 empty] | None |  | Federally-Regulated Consumer Product | 03/03/2013 |  | 03/04/2020
Landmark Enterprise, Inc. | Harbor Breeze Platinum | LP8321*** | True |  | 6 | Yes | 2110 | 1 | 2110 | 4514 | 6 | 752 | 6100 | 18 | 339 | [5 empty] | None |  | Federally-Regulated Consumer Product | 07/29/2014 |  | 03/04/2020
Litex Industries | Home Elegance | E-CAW42FBZ5C1WM | True |  | 3 | Yes | 1582 | 26 | 61 | 2668 | 31 | 86 | 3400 | 43 | 79 | [5 empty] | Incandescent |  | Federally-Regulated Consumer Product | 01/09/2013 |  | 03/04/2020
Hunter Fan Company | Hunter | 23970 | True |  | 3 | Yes | 1415 | 9 | 157 | 3461 | 30 | 115 | 6419 | 83 | 77 | [5 empty] | Incandescent |  | Federally-Regulated Consumer Product | 11/17/2011 |  | 03/04/2020
Artisan Industrial Co., Ltd. China | Minka Aire | Craftsman-F840 | True |  | 3 | Yes | 1952 | 15 | 130 | 3728 | 38 | 98 | 6177 | 83 | 74 | [5 empty] | Incandescent |  | Federally-Regulated Consumer Product | 07/12/2012 |  | 03/04/2020
Halsey Enterprise Co., Ltd. | Lamps Plus | 12035-2C (Y2644) | True |  | 3 | Yes | 3470 | 22 | 158 | 5325 | 49 | 109 | 7519 | 93 | 81 | [5 empty] | None |  | Federally-Regulated Consumer Product | 04/29/2013 |  | 03/04/2020
Hunter Fan Company | Casablanca | 9573T | True |  | 6 | Yes | 747 | 41 | 18 | 6591 | 116 | 57 | 3360 | 76 | 44 | [5 empty] | None |  | Federally-Regulated Consumer Product | 11/17/2011 |  | 03/04/2020
King of Fans | Hampton Bay | 51546 | True |  | 3 | Yes | 2209 | 13 | 170 | 3452 | 27 | 128 | 4606 | 50 | 92 | [5 empty] | Compact Flourescent |  | Federally-Regulated Consumer Product | 11/11/2014 |  | 03/04/2020
Hunter Fan Company | Hunter | 53240 | True |  | 3 | Yes | 1930 | 10 | 193 | 3252 | 27 | 120 | 5049 | 66 | 77 | [5 empty] | None |  | Federally-Regulated Consumer Product | 02/15/2013 |  | 03/04/2020
Air Comfort, Inc. | Emerson | CF717*** | True |  | 3 | Yes | 2035 | 13 | 157 | 3416 | 30 | 114 | 4939 | 56 | 88 | [5 empty] | Incandescent |  | Federally-Regulated Consumer Product | 11/12/2014 |  | 03/04/2020
American De Rosa Lamparts, LLC DBA Luminance Brands | Concord Fans | 52MBD5XX | True |  | 3 | Yes | 1738 | 10 | 174 | 2905 | 26 | 112 | 4413 | 54 | 82 | [5 empty] | None |  | Federally-Regulated Consumer Product | 09/30/2015 |  | 03/04/2020
Hunter Fan Company | Casablanca | 41U546D | True |  | 3 | Yes | 1398 | 12 | 117 | 3127 | 50 | 63 | 2268 | 27 | 84 | [5 empty] | None |  | Federally-Regulated Consumer Product | 11/17/2011 |  | 03/04/2020
Hunter Fan Company | Casablanca | C35G11H | True |  | 6 | Yes | 2549 | 31 | 82 | 3915 | 73 | 54 | 3224 | 46 | 70 | [5 empty] | Other |  | Federally-Regulated Consumer Product | 11/17/2011 |  | 03/04/2020
Regency Ceiling Fans | Regency | GL3-*** | True |  | 6 | Yes | 4859 | 13 | 374 | 5455 | 20 | 273 | 6563 | 30 | 219 | [5 empty] | None |  | Federally-Regulated Consumer Product | 04/17/2013 |  | 03/04/2020
Hunter Fan Company | Casablanca | 59119 | True |  | 4 | Yes | 2024 | 11 | 184 | 5159 | 50 | 103 | 6916 | 87 | 79 | [5 empty] | LED |  | Federally-Regulated Consumer Product | 01/09/2014 |  | 03/04/2020
Halsey Enterprise Co., Ltd. | Lamps Plus | 60WHE-99 (R4144) | True |  | 3 | Yes | 3886 | 16 | 243 | 6851 | 41 | 167 | 10457 | 83 | 126 | [5 empty] | None |  | Federally-Regulated Consumer Product | 04/29/2013 |  | 03/04/2020
Halsey Enterprise Co., Ltd. | Monte Carlo | 4BFR54BSD | True |  | 3 | Yes | 1954 | 12 | 163 | 3685 | 30 | 123 | 5712 | 60 | 95 | [5 empty] | Other |  | Federally-Regulated Consumer Product | 03/19/2014 |  | 03/04/2020
Hunter Fan Company | Casablanca | 49G45H | True |  | 3 | Yes | 1507 | 10 | 151 | 6729 | 94 | 72 | 3346 | 31 | 108 | [5 empty] | Incandescent |  | Federally-Regulated Consumer Product | 11/17/2011 |  | 03/04/2020
Progress Lighting | Progress Lighting | P2526-* | True |  | 3 | Yes | 1510 | 17 | 89 | 2766 | 38 | 73 | 4150 | 70 | 59 | [5 empty] | None |  | Federally-Regulated Consumer Product | 04/13/2012 |  | 03/04/2020
Hunter Fan Company | Hunter | 51057 | True |  | 3 | Yes | 1718 | 8 | 215 | 2331 | 15 | 155 | 4182 | 52 | 80 | [5 empty] | Incandescent |  | Federally-Regulated Consumer Product | 05/16/2013 |  | 03/04/2020
Torch Lighting Ltd. | World Imports | 27395-WI | True |  | 3 | Exception 3 | 788 | 20 | 39 | 903 | 23 | 39 | 1108 | 29 | 38 | [5 empty] | Compact Flourescent |  | Federally-Regulated Consumer Product | 06/04/2015 |  | 03/04/2020
Hunter Fan Company | Casablanca | 59498 | True |  | 4 | Yes | 1786 | 5 | 357 | 4855 | 42 | 116 | 6678 | 72 | 93 | [5 empty] | None |  | Federally-Regulated Consumer Product | 10/08/2014 |  | 03/04/2020
Hunter Fan Company | Hunter | 55044 | True |  | 3 | Yes | 1958 | 5 | 392 | 6117 | 47 | 130 | 8164 | 86 | 95 | [5 empty] | Incandescent |  | Federally-Regulated Consumer Product | 02/15/2013 |  | 03/04/2020
Litex Industries | Mainstays | E-DCF52FBZ5C4W | True |  | 3 | Yes | 2042 | 25 | 81 | 3160 | 30 | 105 | 4532 | 58 | 78 | [5 empty] | Incandescent |  | Federally-Regulated Consumer Product | 02/10/2011 |  | 03/04/2020
Litex Industries | Harbor Breeze | E-AER52BRZ5LKRC | True |  | 3 | Yes | 2070 | 15 | 138 | 3401 | 33 | 103 | 5033 | 63 | 80 | [5 empty] | Other |  | Federally-Regulated Consumer Product | 10/07/2010 |  | 03/04/2020
Hong Kong China Electric Manufacture Co., Ltd. | Harbor Breeze | 44622 | True |  | 3 | Yes | 1510 | 10 | 151 | 2987 | 25 | 119 | 4133 | 55 | 75 | [5 empty] | Incandescent |  | Federally-Regulated Consumer Product | 06/12/2012 |  | 03/04/2020
Aeratron Pty Ltd. | Aeratron | AE3-60W | True |  | V | Yes | 2845 | 3 | 948 | 5098 | 9 | 566 | 6611 | 19 | 348 | [5 empty] | LED |  | Federally-Regulated Consumer Product | 05/21/2015 |  | 03/04/2020
Hunter Fan Company | Casablanca | 59068 | True |  | 4 | Yes | 3637 | 28 | 130 | 4545 | 43 | 106 | 6487 | 85 | 76 | [5 empty] | Incandescent |  | Federally-Regulated Consumer Product | 06/07/2013 |  | 03/04/2020
Hunter Fan Company | Hunter | 22451 | True |  | 3 | Yes | 1393 | 9 | 155 | 2765 | 25 | 111 | 4905 | 63 | 78 | [5 empty] | Incandescent |  | Federally-Regulated Consumer Product | 11/17/2011 |  | 03/04/2020
Hunter Fan Company | Hunter | 23745 | True |  | 3 | Yes | 1514 | 10 | 151 | 2932 | 28 | 105 | 5203 | 67 | 78 | [5 empty] | Incandescent |  | Federally-Regulated Consumer Product | 11/17/2011 |  | 03/04/2020
Hunter Fan Company | Casablanca | C27G700H | True |  | 3 | Yes | 1653 | 11 | 150 | 6000 | 75 | 80 | 3664 | 34 | 108 | [5 empty] | Incandescent |  | Federally-Regulated Consumer Product | 11/17/2011 |  | 03/04/2020
Litex Industries | Harbor Breeze | E-ER56ORB3LKLR | True |  | 3 | Yes | 1710 | 10 | 171 | 3979 | 31 | 128 | 5920 | 57 | 104 | [5 empty] | Other |  | Federally-Regulated Consumer Product | 02/03/2012 |  | 03/04/2020
Chien Luen Industries (Zhongshan), Ltd. | Harbor Breeze | 36261 | True |  | 3 | Yes | 2306 | 14 | 165 | 3783 | 30 | 126 | 5650 | 61 | 93 | [5 empty] | None |  | Federally-Regulated Consumer Product | 06/06/2013 |  | 03/04/2020
Fanimation | Fanimation | FPD7943OB | True |  | 6 | Yes | 2572 | 5 | 514 | 4380 | 16 | 273 | 5239 | 30 | 174 | [5 empty] | Other |  | Federally-Regulated Consumer Product | 03/18/2015 |  | 03/04/2020
Litex Industries | Home Elegance | E-ELC52WW5LK1WM | True |  | 3 | Yes | 2410 | 35 | 68 | 3436 | 38 | 90 | 4776 | 56 | 85 | [5 empty] | Incandescent |  | Federally-Regulated Consumer Product | 01/23/2013 |  | 03/04/2020
Hunter Fan Company | Hunter | 21190 | True |  | 3 | Yes | 859 | 10 | 86 | 2462 | 28 | 88 | 4516 | 67 | 67 | [5 empty] | None |  | Federally-Regulated Consumer Product | 11/17/2011 |  | 03/04/2020
Halsey Enterprise Co., Ltd. | Halsey | 52SGR-L | True |  | 3 | Yes | 1839 | 10 | 184 | 3707 | 33 | 112 | 6080 | 78 | 78 | [5 empty] | LED |  | Federally-Regulated Consumer Product | 03/19/2014 |  | 03/04/2020
Hunter Fan Company | Casablanca | 95546D | True |  | 6 | Yes | 747 | 41 | 18 | 6591 | 116 | 57 | 3360 | 76 | 44 | [5 empty] | None |  | Federally-Regulated Consumer Product | 11/17/2011 |  | 03/04/2020
Hunter Fan Company | Casablanca | 59057 | True |  | 4 | Yes | 3507 | 28 | 125 | 4451 | 44 | 101 | 6195 | 84 | 74 | [5 empty] | Other |  | Federally-Regulated Consumer Product | 05/16/2013 |  | 03/04/2020
Fanimation | Fanimation | BP210MW1 | True |  | 3 | Yes | 1744 | 10 | 174 | 3701 | 29 | 127 | 5897 | 64 | 92 | [5 empty] | Incandescent |  | Federally-Regulated Consumer Product | 03/18/2015 |  | 03/04/2020
Litex Industries | Deluce | DFAD60ABZ5CRW | True |  | 3 | Yes | 2003 | 16 | 125 | 3862 | 35 | 110 | 5720 | 64 | 89 | [5 empty] | Incandescent |  | Federally-Regulated Consumer Product | 10/07/2010 |  | 03/04/2020
Hunter Fan Company | Casablanca | 3873Z | True |  | 6 | Yes | 1410 | 42 | 34 | 7174 | 119 | 60 | 3942 | 74 | 53 | [5 empty] | None |  | Federally-Regulated Consumer Product | 11/17/2011 |  | 03/04/2020
King of Fans | Hampton Bay | 51360 | True |  | 3 | Yes | 1673 | 12 | 139 | 2607 | 25 | 104 | 3757 | 51 | 74 | [5 empty] | Compact Flourescent |  | Federally-Regulated Consumer Product | 10/31/2012 |  | 03/04/2020
Air Cool Industrial Co., Ltd. | Seasons | 269147 | True |  | 3 | Yes | 1420 | 11 | 129 | 2430 | 30 | 81 | 3566 | 52 | 69 | [5 empty] | Incandescent |  | Federally-Regulated Consumer Product | 03/16/2011 |  | 03/04/2020
Artisan Industrial Co., Ltd. China | Harbor Breeze | Edenton-L2XX | True |  | 3 | Yes | 1714 | 13 | 131 | 3347 | 37 | 90 | 5246 | 73 | 72 | [5 empty] | Incandescent |  | Federally-Regulated Consumer Product | 04/27/2012 |  | 03/04/2020
Litex Industries | Litex | CLD52AN5 | True |  | 3 | Yes | 1297 | 10 | 130 | 2974 | 31 | 96 | 4825 | 69 | 70 | [5 empty] | None |  | Federally-Regulated Consumer Product | 10/07/2010 |  | 03/04/2020
Hunter Fan Company | Hunter | 28779A | True |  | 3 | Yes | 1510 | 10 | 151 | 2880 | 26 | 111 | 4632 | 65 | 71 | [5 empty] | Incandescent |  | Federally-Regulated Consumer Product | 06/29/2012 |  | 03/04/2020
King of Fans | Hampton Bay | 99913 | True |  | 3 | Yes | 2764 | 12 | 230 | 3903 | 25 | 156 | 5701 | 57 | 100 | [5 empty] | Incandescent |  | Federally-Regulated Consumer Product | 08/05/2013 |  | 03/04/2020
Litex Industries | Home Elegance | E-DCF52FBZ5C1WM | True |  | 3 | Yes | 2093 | 23 | 91 | 3298 | 36 | 92 | 4837 | 56 | 86 | [5 empty] | Incandescent |  | Federally-Regulated Consumer Product | 01/09/2013 |  | 03/04/2020
American De Rosa Lamparts, LLC DBA Luminance Brands | Concord Fans | 42HEH5EXX | True |  | 3 | Yes | 1498 | 11 | 136 | 2069 | 21 | 99 | 4051 | 49 | 83 | [5 empty] | Incandescent |  | Federally-Regulated Consumer Product | 09/30/2015 |  | 03/04/2020
Hunter Fan Company | Hunter | 28683 | True |  | 3 | Yes | 1111 | 7 | 159 | 1733 | 15 | 116 | 3252 | 50 | 65 | [5 empty] | Incandescent |  | Federally-Regulated Consumer Product | 11/17/2011 |  | 03/04/2020
Litex Industries | Ellington | WOD52***5X | True |  | 3 | Yes | 1734 | 11 | 158 | 3675 | 32 | 115 | 5532 | 60 | 92 | [5 empty] | None |  | Federally-Regulated Consumer Product | 10/07/2010 |  | 03/04/2020
Minka Group | Minka Aire | F900-***** | True |  | 3 | Yes | 2582 | 29 | 89 | 3811 | 62 | 61 | 6022 | 95 | 63 | [5 empty] | Other |  | Federally-Regulated Consumer Product | 12/27/2012 |  | 03/04/2020
Big Ass Fans | Haiku | K3127-S0-P*-04-03-C | True |  | 6 | Yes | 1762 | 2 | 881 | 3440 | 5 | 688 | 5247 | 12 | 437 | [5 empty] | LED |  | Federally-Regulated Consumer Product | 03/10/2015 |  | 03/04/2020
Halsey Enterprise Co., Ltd. | Lamps Plus | 52SE-2C (43891) | True |  | 3 | Yes | 2388 | 12 | 199 | 4216 | 32 | 132 | 6511 | 74 | 88 | [5 empty] | Incandescent |  | Federally-Regulated Consumer Product | 04/29/2013 |  | 03/04/2020
Hong Kong China Electric Manufacture Co., Ltd. | Harbor Breeze | 599656 | True |  | 3 | Yes | 1510 | 10 | 151 | 2987 | 25 | 119 | 4133 | 55 | 75 | [5 empty] | Incandescent |  | Federally-Regulated Consumer Product | 04/29/2014 |  | 03/04/2020
Litex Industries | Ellington | BAR56AMS5CWR | True |  | 3 | Yes | 2182 | 16 | 136 | 4195 | 41 | 102 | 6109 | 74 | 83 | [5 empty] | Incandescent |  | Federally-Regulated Consumer Product | 10/07/2010 |  | 03/04/2020
Hunter Fan Company | Casablanca | 59091 | True |  | 4 | Yes | 1942 | 11 | 177 | 3640 | 31 | 117 | 6566 | 90 | 73 | [5 empty] | LED |  | Federally-Regulated Consumer Product | 11/06/2013 |  | 03/04/2020
Chien Luen Industries (Zhongshan), Ltd. | Allen + Roth | 357652 | True |  | 3 | Yes | 1310 | 11 | 119 | 2041 | 23 | 88 | 2772 | 44 | 63 | [5 empty] | Incandescent |  | Federally-Regulated Consumer Product | 06/06/2013 |  | 03/04/2020
Fanimation | Fanimation | FP1820RS | True |  | 3 | Yes | 1673 | 19 | 88 | 2976 | 40 | 74 | 4792 | 83 | 57 | [5 empty] | Incandescent |  | Federally-Regulated Consumer Product | 09/04/2015 |  | 03/04/2020
King of Fans | Hampton Bay | 5153* | True |  | 3 | Yes | 1710 | 11 | 155 | 2303 | 23 | 100 | 3204 | 49 | 65 | [5 empty] | Compact Flourescent |  | Federally-Regulated Consumer Product | 07/25/2014 |  | 03/04/2020
Litex Industries | Litex | TRP52ABZ5C | True |  | 3 | Yes | 1678 | 12 | 140 | 3004 | 29 | 104 | 4769 | 66 | 72 | [5 empty] | Incandescent |  | Federally-Regulated Consumer Product | 10/07/2010 |  | 03/04/2020
Halsey Enterprise Co., Ltd. | Lamps Plus | MX702-71 (86645) | True |  | 3 | Yes | 3310 | 20 | 166 | 4683 | 38 | 123 | 6524 | 71 | 92 | [5 empty] | None |  | Federally-Regulated Consumer Product | 04/29/2013 |  | 03/04/2020
Landmark Enterprise, Inc. | Allen + Roth | LP7942*** | True |  | 3 | Yes | 2065 | 13 | 159 | 3334 | 37 | 90 | 5054 | 65 | 78 | [5 empty] | Other |  | Federally-Regulated Consumer Product | 05/30/2013 |  | 03/04/2020
Fanim Industries | Harbor Breeze | LP8079LAZ | True |  | 3 | Yes | 2197 | 21 | 104 | 4109 | 35 | 117 | 5500 | 59 | 93 | [5 empty] | None |  | Federally-Regulated Consumer Product | 03/18/2015 |  | 03/04/2020
Hunter Fan Company | Hunter | 23247 | True |  | 3 | Yes | 1620 | 8 | 203 | 3701 | 31 | 119 | 6963 | 91 | 77 | [5 empty] | None |  | Federally-Regulated Consumer Product | 11/17/2011 |  | 03/04/2020
Hunter Fan Company | Hunter | 53263 | True |  | 3 | Yes | 1865 | 9 | 207 | 3100 | 24 | 129 | 5040 | 62 | 81 | [5 empty] | Compact Flourescent |  | Federally-Regulated Consumer Product | 02/07/2014 |  | 03/04/2020
King of Fans | H. B. Smith | EF200S(P)-48 | True |  | 3 | Yes | 2050 | 10 | 205 | 3424 | 29 | 118 | 4719 | 60 | 79 | [5 empty] | Compact Flourescent |  | Federally-Regulated Consumer Product | 01/20/2015 |  | 03/04/2020
Chien Luen Industries (Zhongshan), Ltd. | Harbor Breeze | 451819 | True |  | 3 | Yes | 2166 | 14 | 155 | 3639 | 32 | 114 | 5565 | 66 | 84 | [5 empty] | Incandescent |  | Federally-Regulated Consumer Product | 06/06/2013 |  | 03/04/2020
Air Comfort, Inc. | Emerson | CF713*** | True |  | 3 | Yes | 1857 | 10 | 186 | 3229 | 27 | 120 | 5027 | 65 | 77 | [5 empty] | Other |  | Federally-Regulated Consumer Product | 11/12/2014 |  | 03/04/2020
Halsey Enterprise Co., Ltd. | Lamps Plus | 60LPV | True |  | 3 | Yes | 3518 | 20 | 176 | 5349 | 42 | 127 | 7581 | 91 | 83 | [5 empty] | Incandescent |  | Federally-Regulated Consumer Product | 04/29/2013 |  | 03/04/2020
Litex Industries | Litex | GM56ABZ5CR | True |  | 3 | Yes | 2122 | 17 | 125 | 4207 | 42 | 100 | 6063 | 73 | 83 | [5 empty] | Incandescent |  | Federally-Regulated Consumer Product | 10/07/2010 |  | 03/04/2020
Air Cool Industrial Co., Ltd. | HD Supply | 269128 | True |  | 3 | Yes | 2186 | 27 | 81 | 3869 | 49 | 79 | 4881 | 62 | 79 | [5 empty] | Incandescent |  | Federally-Regulated Consumer Product | 04/28/2011 |  | 03/04/2020
Minka Group | Minka Aire | F588-SP-*** | True |  | 3 | Yes | 2019 | 12 | 168 | 4147 | 34 | 122 | 6341 | 76 | 83 | [5 empty] | None |  | Federally-Regulated Consumer Product | 10/11/2013 |  | 03/04/2020
Aeratron Pty Ltd. | Aeratron | AE2-43L | True |  | V | Yes | 1894 | 3 | 631 | 3449 | 9 | 383 | 5032 | 19 | 265 | [5 empty] | LED |  | Federally-Regulated Consumer Product | 05/21/2015 |  | 03/04/2020
Air Cool Industrial Co., Ltd. | Seasons | 269234 | True |  | 3 | Yes | 2054 | 11 | 187 | 3109 | 27 | 115 | 4580 | 53 | 86 | [5 empty] | Incandescent |  | Federally-Regulated Consumer Product | 11/22/2013 |  | 03/04/2020
Hunter Industries, Inc. | Hunter | 54045 | True |  | 3 | Yes | 2196 | 10 | 220 | 4025 | 29 | 139 | 6393 | 77 | 83 | [5 empty] | Incandescent |  | Federally-Regulated Consumer Product | 02/26/2013 |  | 03/04/2020
Hunter Fan Company | Hunter | 28049 | True |  | 3 | Yes | 1547 | 9 | 172 | 3072 | 26 | 118 | 5677 | 73 | 78 | [5 empty] | Incandescent |  | Federally-Regulated Consumer Product | 11/17/2011 |  | 03/04/2020
Madison Avenue Lighting & Fan Co. | Home Decorators Collection | 14426 | True |  | 3 | Yes | 1793 | 15 | 120 | 3549 | 33 | 108 | 5220 | 62 | 84 | [5 empty] | LED |  | Federally-Regulated Consumer Product | 06/29/2015 |  | 03/04/2020
King of Fans | Hydro Delta Corp. | EF200S(M)-52 | True |  | 3 | Yes | 2600 | 12 | 217 | 3682 | 23 | 160 | 5825 | 61 | 95 | [5 empty] | Compact Flourescent |  | Federally-Regulated Consumer Product | 07/25/2014 |  | 03/04/2020
American De Rosa Lamparts, LLC DBA Luminance Brands | Concord Fans | 52HES5EXX-ES | True |  | 3 | Yes | 2177 | 10 | 218 | 3711 | 29 | 128 | 5590 | 65 | 86 | [5 empty] | Compact Flourescent |  | Federally-Regulated Consumer Product | 09/30/2015 |  | 03/04/2020
Minka Group | Minka Aire | F529-******* | True |  | 3 | Yes | 1715 | 15 | 114 | 3239 | 33 | 98 | 5780 | 77 | 75 | [5 empty] | Other |  | Federally-Regulated Consumer Product | 12/27/2012 |  | 03/04/2020
Hunter Fan Company | Hunter | 23289 | True |  | 3 | Yes | 1892 | 10 | 189 | 3453 | 25 | 138 | 5734 | 65 | 88 | [5 empty] | Incandescent |  | Federally-Regulated Consumer Product | 11/17/2011 |  | 03/04/2020
Big Ass Fans | Haiku Bamboo | S3127-A2-B*-04-03-C | True |  | 7 | Yes | 2480 | 3 | 827 | 4288 | 8 | 536 | 5166 | 13 | 397 | [5 empty] | LED |  | Federally-Regulated Consumer Product | 03/10/2015 |  | 03/04/2020
Fanimation | Fanimation | FP2120MG | True |  | 3 | Yes | 1693 | 11 | 153 | 3208 | 22 | 145 | 5796 | 51 | 113 | [5 empty] | Other |  | Federally-Regulated Consumer Product | 03/18/2015 |  | 03/04/2020
Hunter Fan Company | Casablanca | C38U45K | True |  | 4 | Yes | 3616 | 28 | 129 | 5878 | 75 | 78 | 4667 | 48 | 97 | [5 empty] | None |  | Federally-Regulated Consumer Product | 11/17/2011 |  | 03/04/2020
Air Cool Industrial Co., Ltd. | Hampton Bay | AC-552(AG734-TB) | True |  | 3 | Yes | 2504 | 23 | 109 | 3757 | 43 | 87 | 5375 | 76 | 71 | [5 empty] | Incandescent |  | Federally-Regulated Consumer Product | 08/14/2015 |  | 03/04/2020
Hunter Fan Company | Casablanca | 86U89M | True |  | 3 | Yes | 1669 | 11 | 152 | 6772 | 84 | 81 | 3712 | 32 | 116 | [5 empty] | None |  | Federally-Regulated Consumer Product | 11/17/2011 |  | 03/04/2020
Visual Comfort & Company | Monte Carlo | 5GFR52**** | True |  | 3 | Yes | 1542 | 13 | 119 | 2665 | 25 | 107 | 4633 | 59 | 79 | [5 empty] | Incandescent |  | Federally-Regulated Consumer Product | 02/07/2014 |  | 03/04/2020
Visual Comfort & Company | Monte Carlo | 3VNR42**** | True |  | 3 | Yes | 2369 | 15 | 158 | 3242 | 25 | 130 | 2755 | 37 | 74 | [5 empty] | LED |  | Federally-Regulated Consumer Product | 02/07/2014 |  | 03/04/2020
Minka Group | Minka Aire | F647-***** | True |  | 3 | Yes | 1675 | 11 | 152 | 3074 | 32 | 96 | 4901 | 62 | 79 | [5 empty] | Incandescent |  | Federally-Regulated Consumer Product | 12/27/2012 |  | 03/04/2020
Minka Group | Minka Aire | F820-***** | True |  | 3 | Yes | 3324 | 26 | 128 | 5267 | 53 | 99 | 6937 | 84 | 83 | [5 empty] | Other |  | Federally-Regulated Consumer Product | 12/27/2012 |  | 03/04/2020
Hunter Fan Company | Casablanca | 89U546M | True |  | 4 | Yes | 1799 | 10 | 180 | 7900 | 84 | 94 | 4066 | 30 | 136 | [5 empty] | None |  | Federally-Regulated Consumer Product | 11/17/2011 |  | 03/04/2020
American De Rosa Lamparts, LLC DBA Luminance Brands | Concord Fans | 52MA5XX | True |  | 3 | Yes | 2237 | 10 | 224 | 4684 | 36 | 130 | 6527 | 75 | 87 | [5 empty] | None |  | Federally-Regulated Consumer Product | 09/30/2015 |  | 03/04/2020
Halsey Enterprise Co., Ltd. | Kichler Lighting | 300006CZ | True |  | 3 | Yes | 2117 | 15 | 141 | 4172 | 41 | 102 | 6433 | 83 | 78 | [5 empty] | Other |  | Federally-Regulated Consumer Product | 08/13/2013 |  | 03/04/2020
Progress Lighting | Progress Lighting | P2521-* | True |  | 3 | Yes | 2082 | 11 | 189 | 3701 | 31 | 119 | 5422 | 63 | 86 | [5 empty] | None |  | Federally-Regulated Consumer Product | 08/30/2013 |  | 03/04/2020
Hunter Fan Company | Hunter | 20517 | True |  | 3 | Yes | 1909 | 10 | 191 | 3340 | 29 | 115 | 5150 | 68 | 76 | [5 empty] | None |  | Federally-Regulated Consumer Product | 11/17/2011 |  | 03/04/2020
Madison Avenue Lighting & Fan Co. | Home Decorators Collection | 14435 | True |  | 3 | Yes | 2179 | 14 | 156 | 3913 | 33 | 119 | 6124 | 69 | 89 | [5 empty] | LED |  | Federally-Regulated Consumer Product | 03/10/2015 |  | 03/04/2020
Hong Kong China Electric Manufacture Co., Ltd. | Harbor Breeze | 451796 | True |  | 3 | Yes | 2276 | 11 | 207 | 3437 | 27 | 127 | 4649 | 52 | 89 | [5 empty] | None |  | Federally-Regulated Consumer Product | 06/13/2013 |  | 03/04/2020
Minka Group | Minka Aire | F853-BN/SL | True |  | 6 | Yes | 2276 | 3 | 759 | 4957 | 13 | 381 | 6604 | 26 | 254 | [5 empty] | None |  | Federally-Regulated Consumer Product | 09/18/2013 |  | 03/04/2020
Fanimation | Fanimation | MAD3252BN | True |  | 6 | Yes | 2757 | 3 | 919 | 4804 | 9 | 533 | 7850 | 33 | 237 | [5 empty] | None |  | Federally-Regulated Consumer Product | 03/18/2015 |  | 03/04/2020
King of Fans | Hampton Bay | 48-PBH | True |  | 3 | Yes | 2360 | 13 | 182 | 3360 | 29 | 116 | 4921 | 63 | 78 | [5 empty] | Compact Flourescent |  | Federally-Regulated Consumer Product | 04/28/2014 |  | 03/04/2020
Hunter Fan Company | Hunter | 53001 | True |  | 3 | Yes | 1180 | 10 | 118 | 1814 | 25 | 73 | 2737 | 64 | 43 | [5 empty] | Incandescent |  | Federally-Regulated Consumer Product | 02/15/2013 |  | 03/04/2020
Visual Comfort & Company | Monte Carlo | 5LLR56***** | True |  | V | Yes | 2589 | 3 | 863 | 4480 | 7 | 640 | 7126 | 28 | 255 | [5 empty] | LED |  | Federally-Regulated Consumer Product | 03/06/2015 |  | 03/04/2020
Hunter Fan Company | Hunter | 26488 | True |  | 3 | Yes | 1504 | 9 | 167 | 3521 | 32 | 110 | 5974 | 76 | 79 | [5 empty] | None |  | Federally-Regulated Consumer Product | 11/17/2011 |  | 03/04/2020
Hunter Fan Company | Hunter | 28522 | True |  | 3 | Yes | 2698 | 22 | 123 | 3964 | 40 | 99 | 5904 | 83 | 71 | [5 empty] | None |  | Federally-Regulated Consumer Product | 11/17/2011 |  | 03/04/2020
Minka Group | Minka Aire | F596-***** | True |  | 3 | Yes | 2051 | 16 | 128 | 3832 | 27 | 142 | 5087 | 49 | 104 | [5 empty] | Other |  | Federally-Regulated Consumer Product | 12/27/2012 |  | 03/04/2020
Hunter Fan Company | Casablanca | 65G45D | True |  | 3 | Yes | 428 | 8 | 54 | 4809 | 95 | 51 | 1379 | 22 | 63 | [5 empty] | Other |  | Federally-Regulated Consumer Product | 11/17/2011 |  | 03/04/2020
King of Fans | Home Decorative Collection | EF200S(J)-52 | True |  | 3 | Yes | 2610 | 11 | 237 | 3779 | 23 | 164 | 6066 | 61 | 99 | [5 empty] | Compact Flourescent |  | Federally-Regulated Consumer Product | 08/21/2015 |  | 03/04/2020
Hunter Fan Company | Casablanca | C29G12M | True |  | 3 | Yes | 848 | 8 | 106 | 3074 | 50 | 61 | 1495 | 15 | 100 | [5 empty] | Other |  | Federally-Regulated Consumer Product | 11/17/2011 |  | 03/04/2020
Fanimation | Fanimation | FP240RS | True |  | 2 | Yes | 4125 | 73 | 57 |  |  |  | 6157 | 178 | 35 | [5 empty] | None |  | Federally-Regulated Consumer Product | 03/24/2014 |  | 03/04/2020
Minka Group | Minka Aire | F622-***** | True |  | 3 | Yes | 1752 | 11 | 159 | 3393 | 32 | 106 | 5024 | 65 | 77 | [5 empty] | Incandescent |  | Federally-Regulated Consumer Product | 06/05/2015 |  | 03/04/2020
Minka Group | Minka Aire | F513-DRB | True |  | 3 | Yes | 2317 | 13 | 178 | 4312 | 38 | 113 | 6230 | 73 | 85 | [5 empty] | None |  | Federally-Regulated Consumer Product | 09/24/2012 |  | 03/04/2020
Litex Industries | Better Homes & Gardens | E-LGE52WMB5C1W | True |  | 3 | Yes | 1918 | 24 | 80 | 3277 | 39 | 84 | 4595 | 58 | 79 | [5 empty] | Incandescent |  | Federally-Regulated Consumer Product | 12/29/2010 |  | 03/04/2020
Hong Kong China Electric Manufacture Co., Ltd. | Honeywell | 10206 | True |  | 3 | Yes | 1582 | 11 | 144 | 3245 | 31 | 105 | 4623 | 63 | 73 | [5 empty] | Incandescent |  | Federally-Regulated Consumer Product | 03/26/2013 |  | 03/04/2020
Halsey Enterprise Co., Ltd. | Lamps Plus | 52SE | True |  | 3 | Yes | 2388 | 12 | 199 | 4216 | 32 | 132 | 6511 | 74 | 88 | [5 empty] | Incandescent |  | Federally-Regulated Consumer Product | 04/29/2013 |  | 03/04/2020
Halsey Enterprise Co., Ltd. | Lamps Plus | HS906-99 (Y2579) | True |  | 3 | Yes | 2960 | 14 | 211 | 4790 | 34 | 141 | 6573 | 66 | 100 | [5 empty] | Incandescent |  | Federally-Regulated Consumer Product | 04/29/2013 |  | 03/04/2020
King of Fans | Hampton Bay | 5613* | True |  | 3 | Yes | 2289 | 14 | 164 | 3516 | 33 | 107 | 5024 | 62 | 81 | [5 empty] | Compact Flourescent |  | Federally-Regulated Consumer Product | 07/29/2014 |  | 03/04/2020
Halsey Enterprise Co., Ltd. | Monte Carlo | 3KNR52CHD/ABS | True |  | 3 | Yes | 1839 | 10 | 184 | 3707 | 33 | 112 | 6080 | 78 | 78 | [5 empty] | LED |  | Federally-Regulated Consumer Product | 03/19/2014 |  | 03/04/2020
Halsey Enterprise Co., Ltd. | Savoy House | BARBOUR ISLAND | True |  | 3 | Yes | 1734 | 10 | 173 | 3200 | 28 | 114 | 4929 | 66 | 75 | [5 empty] | Incandescent |  | Federally-Regulated Consumer Product | 02/06/2013 |  | 03/04/2020
Hunter Fan Company | Casablanca | C21G546H | True |  | 3 | Yes | 1450 | 12 | 121 | 5093 | 67 | 76 | 3281 | 35 | 94 | [5 empty] | Other |  | Federally-Regulated Consumer Product | 11/17/2011 |  | 03/04/2020
Litex Industries | Rexcel | ELC52WW5C3 | True |  | 3 | Yes | 1673 | 23 | 73 | 3136 | 39 | 80 | 4591 | 56 | 82 | [5 empty] | None |  | Federally-Regulated Consumer Product | 10/07/2010 |  | 03/04/2020
Fanimation | Fanimation | FP8095OB | True |  | 3 | Yes | 1497 | 9 | 166 | 3419 | 25 | 136 | 5813 | 67 | 86 | [5 empty] | Other |  | Federally-Regulated Consumer Product | 03/18/2015 |  | 03/04/2020
Minka Group | Minka Aire | F558-***** | True |  | 3 | Yes | 1545 | 10 | 155 | 2984 | 29 | 103 | 4565 | 61 | 75 | [5 empty] | Incandescent |  | Federally-Regulated Consumer Product | 12/27/2012 |  | 03/04/2020
Hunter Fan Company | Casablanca | 55005 | True |  | 4 | Yes | 2014 | 11 | 183 | 5094 | 50 | 102 | 7018 | 90 | 78 | [5 empty] | Incandescent |  | Federally-Regulated Consumer Product | 07/29/2013 |  | 03/04/2020
Litex Industries | Harbor Breeze | E-YLM52WW5C1 | True |  | 3 | Yes | 1895 | 12 | 158 | 3199 | 27 | 118 | 4308 | 54 | 80 | [5 empty] | Compact Flourescent |  | Federally-Regulated Consumer Product | 04/09/2015 |  | 03/04/2020
Litex Industries | Harbor Breeze | PLM52***5 | True |  | 3 | Yes | 1201 | 15 | 80 | 1996 | 31 | 64 | 2564 | 48 | 53 | [5 empty] | None |  | Federally-Regulated Consumer Product | 10/07/2010 |  | 03/04/2020
Hunter Fan Company | Casablanca | 59081 | True |  | 4 | Yes | 3741 | 30 | 125 | 4595 | 44 | 104 | 5809 | 69 | 84 | [5 empty] | Incandescent |  | Federally-Regulated Consumer Product | 06/07/2013 |  | 03/04/2020
Hunter Fan Company | Hunter | 52113 | True |  | 3 | Yes | 1753 | 7 | 250 | 2521 | 16 | 158 | 4736 | 64 | 74 | [5 empty] | Incandescent |  | Federally-Regulated Consumer Product | 04/17/2014 |  | 03/04/2020
Hunter Fan Company | Hunter | 26416 | True |  | 3 | Yes | 1497 | 10 | 150 | 2835 | 21 | 135 | 5012 | 60 | 84 | [5 empty] | None |  | Federally-Regulated Consumer Product | 11/17/2011 |  | 03/04/2020
Hunter Fan Company | Hunter | 20406 | True |  | 3 | Yes | 1200 | 8 | 150 | 2600 | 23 | 113 | 4600 | 62 | 74 | [5 empty] | None |  | Federally-Regulated Consumer Product | 11/17/2011 |  | 03/04/2020
Hunter Fan Company | Hunter | 23945 | True |  | 3 | Yes | 2103 | 17 | 124 | 4199 | 44 | 95 | 5379 | 65 | 83 | [5 empty] | Incandescent |  | Federally-Regulated Consumer Product | 11/17/2011 |  | 03/04/2020
Hunter Fan Company | Hunter | 54077 | True |  | 3 | Yes | 1238 | 10 | 124 | 2107 | 28 | 75 | 3438 | 76 | 45 | [5 empty] | None |  | Federally-Regulated Consumer Product | 02/15/2013 |  | 03/04/2020
Hunter Fan Company | Hunter | 28671 | True |  | 3 | Yes | 2129 | 10 | 213 | 3746 | 28 | 134 | 5731 | 66 | 87 | [5 empty] | LED |  | Federally-Regulated Consumer Product | 11/17/2011 |  | 03/04/2020
Hunter Fan Company | Casablanca | C12D9DD | True |  | 3 | Yes | 1605 | 10 | 161 | 6297 | 84 | 75 | 3684 | 33 | 112 | [5 empty] | None |  | Federally-Regulated Consumer Product | 11/17/2011 |  | 03/04/2020
Kichler Lighting | Kichler Lighting | 310139(CP157345) | True |  | 3 | Yes | 1385 | 8 | 173 | 3288 | 28 | 117 | 5234 | 64 | 82 | [5 empty] | Incandescent |  | Federally-Regulated Consumer Product | 07/29/2015 |  | 03/04/2020
Fanimation | Fanimation | MA25AB | True |  | 3 | Yes | 1944 | 17 | 114 | 3352 | 37 | 90 | 5619 | 85 | 66 | [5 empty] | Incandescent |  | Federally-Regulated Consumer Product | 09/04/2015 |  | 03/04/2020
Hunter Fan Company | Casablanca | 55000 | True |  | 4 | Yes | 1471 | 5 | 294 | 4866 | 43 | 113 | 6871 | 85 | 81 | [5 empty] | None |  | Federally-Regulated Consumer Product | 07/29/2013 |  | 03/04/2020
Litex Industries | Ellington | KM52ABZ5LKRC | True |  | 3 | Yes | 2045 | 16 | 128 | 3643 | 36 | 101 | 5513 | 72 | 77 | [5 empty] | Incandescent |  | Federally-Regulated Consumer Product | 10/07/2010 |  | 03/04/2020
Litex Industries | Home Elegance | E-CAK42WW4LK1WM | True |  | 3 | Yes | 1771 | 27 | 66 | 2781 | 32 | 86 | 3309 | 46 | 71 | [5 empty] | Incandescent |  | Federally-Regulated Consumer Product | 01/23/2013 |  | 03/04/2020
Hong Kong China Electric Manufacture Co., Ltd. | Harbor Breeze | 152426 | True |  | 3 | Yes | 1952 | 10 | 195 | 3697 | 31 | 119 | 4956 | 60 | 82 | [5 empty] | Incandescent |  | Federally-Regulated Consumer Product | 06/12/2012 |  | 03/04/2020
Hunter Fan Company | Hunter | 51010 | True |  | 3 | Yes | 1110 | 8 | 139 | 1692 | 16 | 106 | 3369 | 57 | 59 | [5 empty] | Incandescent |  | Federally-Regulated Consumer Product | 11/06/2013 |  | 03/04/2020
Hunter Fan Company | Hunter | 23257 | True |  | 3 | Yes | 1620 | 8 | 203 | 3701 | 31 | 119 | 6963 | 91 | 77 | [5 empty] | None |  | Federally-Regulated Consumer Product | 11/17/2011 |  | 03/04/2020
Hunter Fan Company | Casablanca | 38546Z | True |  | 6 | Yes | 1410 | 42 | 34 | 7174 | 119 | 60 | 3942 | 74 | 53 | [5 empty] | None |  | Federally-Regulated Consumer Product | 11/17/2011 |  | 03/04/2020
Hunter Fan Company | Casablanca | 85U45M | True |  | 3 | Yes | 1614 | 10 | 161 | 6670 | 84 | 79 | 3621 | 32 | 113 | [5 empty] | None |  | Federally-Regulated Consumer Product | 11/17/2011 |  | 03/04/2020
Halsey Enterprise Co., Ltd. | Monte Carlo | 3KNR52BSD/ABS | True |  | 3 | Yes | 1839 | 10 | 184 | 3707 | 33 | 112 | 6080 | 78 | 78 | [5 empty] | LED |  | Federally-Regulated Consumer Product | 03/19/2014 |  | 03/04/2020
Shell Electric Manufacturing (H.K.) Co., Ltd. | Hampton Bay | HLC52V**-3LC161 | True |  | 3 | Yes | 1625 | 10 | 163 | 3062 | 27 | 113 | 4480 | 53 | 85 | [5 empty] | Incandescent |  | Federally-Regulated Consumer Product | 01/25/2013 |  | 03/04/2020
Hunter Fan Company | Hunter | 28790 | True |  | 3 | Yes | 2339 | 9 | 260 | 4265 | 30 | 142 | 7540 | 86 | 88 | [5 empty] | None |  | Federally-Regulated Consumer Product | 06/26/2012 |  | 03/04/2020
Fanimation | Fanimation | TF900OB | True |  | 3 | Yes | 1955 | 11 | 177 | 3698 | 30 | 123 | 5570 | 616 | 9 | [5 empty] | None |  | Federally-Regulated Consumer Product | 09/04/2015 |  | 03/04/2020
Air Cool Industrial Co., Ltd. | Seasons | 269258 | True |  | 3 | Yes | 1402 | 11 | 127 | 3117 | 35 | 89 | 4348 | 62 | 70 | [5 empty] | Incandescent |  | Federally-Regulated Consumer Product | 03/16/2011 |  | 03/04/2020
Hunter Fan Company | Casablanca | C6611L | True |  | 6 | Yes | 1236 | 5 | 247 | 6398 | 85 | 75 | 4555 | 46 | 99 | [5 empty] | None |  | Federally-Regulated Consumer Product | 11/17/2011 |  | 03/04/2020
Visual Comfort & Company | Monte Carlo | 5OS52*** | True |  | 3 | Yes | 2001 | 11 | 182 | 3468 | 26 | 133 | 5506 | 65 | 85 | [5 empty] | Incandescent |  | Federally-Regulated Consumer Product | 01/31/2013 |  | 03/04/2020
Aeratron Pty Ltd. | Aeratron | AE2-43B | True |  | V | Yes | 1894 | 3 | 631 | 3449 | 9 | 383 | 5032 | 19 | 265 | [5 empty] | LED |  | Federally-Regulated Consumer Product | 05/21/2015 |  | 03/04/2020
Litex Industries | Harbor Breeze | E-CAF56EB5CRC | True |  | 3 | Yes | 2964 | 19 | 156 | 4421 | 41 | 108 | 6596 | 80 | 82 | [5 empty] | Incandescent |  | Federally-Regulated Consumer Product | 04/09/2015 |  | 03/04/2020
Minka Group | Minka Aire | F853-BN/DK | True |  | 6 | Yes | 2276 | 3 | 759 | 4957 | 13 | 381 | 6604 | 26 | 254 | [5 empty] | None |  | Federally-Regulated Consumer Product | 09/18/2013 |  | 03/04/2020
Hunter Fan Company | Hunter | 52002 | True |  | 3 | Yes | 1546 | 7 | 221 | 2310 | 17 | 136 | 4627 | 63 | 73 | [5 empty] | Compact Flourescent |  | Federally-Regulated Consumer Product | 03/19/2013 |  | 03/04/2020
Pan Air Electric Co., Ltd. | Vento | Fiore K-00029 | True |  | 3 | Yes | 1397 | 14 | 100 | 2650 | 35 | 75 | 4661 | 82 | 57 | [5 empty] | Compact Flourescent |  | Federally-Regulated Consumer Product | 12/28/2012 |  | 03/04/2020
Hunter Fan Company | Hunter | 59047 | True |  | 3 | Yes | 1966 | 13 | 151 | 3654 | 32 | 114 | 5847 | 72 | 81 | [5 empty] | Compact Flourescent |  | Federally-Regulated Consumer Product | 12/05/2014 |  | 03/04/2020
Visual Comfort & Company | Monte Carlo | 5OR52***-L | True |  | 3 | Yes | 1091 | 9 | 121 | 3453 | 28 | 123 | 4948 | 58 | 85 | [5 empty] | Incandescent |  | Federally-Regulated Consumer Product | 08/28/2012 |  | 03/04/2020
American De Rosa Lamparts, LLC DBA Luminance Brands | Concord Fans | 52RS5XX | True |  | 3 | Yes | 2026 | 10 | 203 | 3941 | 30 | 131 | 5782 | 65 | 89 | [5 empty] | None |  | Federally-Regulated Consumer Product | 09/30/2015 |  | 03/04/2020
Minka Group | Minka Aire | F532-*** | True |  | 3 | Yes | 2866 | 11 | 261 | 4779 | 32 | 149 | 6783 | 65 | 104 | [5 empty] | None |  | Federally-Regulated Consumer Product | 10/11/2013 |  | 03/04/2020
Fanimation | Fanimation | BP210SN1 | True |  | 3 | Yes | 1744 | 10 | 174 | 3701 | 29 | 127 | 5897 | 64 | 92 | [5 empty] | Incandescent |  | Federally-Regulated Consumer Product | 03/18/2015 |  | 03/04/2020
Halsey Enterprise Co., Ltd. | Lamps Plus | 52LP8-L-D | True |  | 3 | Yes | 2804 | 15 | 187 | 4561 | 35 | 130 | 5974 | 64 | 93 | [5 empty] | Compact Flourescent |  | Federally-Regulated Consumer Product | 04/29/2013 |  | 03/04/2020
Litex Industries | Litex | UT56TBC3M | True |  | 5 | No | 2569 | 36 | 71 | 3451 | 56 | 62 | 3852 | 73 | 53 | [5 empty] | None |  | Federally-Regulated Consumer Product | 10/07/2010 |  | 03/04/2020
Shell Electric Manufacturing (H.K.) Co., Ltd. | Hampton Bay | HL42QVWH-LC | True |  | 3 | Yes | 1416 | 17 | 82 | 2011 | 31 | 65 | 3075 | 54 | 57 | [5 empty] | Incandescent |  | Federally-Regulated Consumer Product | 01/15/2013 |  | 03/04/2020
Litex Industries | Better Homes & Gardens | E-WD52***5C4W | True |  | 3 | Yes | 2167 | 23 | 94 | 3447 | 37 | 93 | 4840 | 57 | 85 | [5 empty] | Incandescent |  | Federally-Regulated Consumer Product | 12/29/2010 |  | 03/04/2020
Hunter Fan Company | Casablanca | 9573D | True |  | 6 | Yes | 747 | 41 | 18 | 6591 | 116 | 57 | 3360 | 76 | 44 | [5 empty] | None |  | Federally-Regulated Consumer Product | 11/17/2011 |  | 03/04/2020
Litex Industries | Litex | QA52NMD5CM | True |  | 3 | Yes | 2538 | 17 | 149 | 4771 | 46 | 104 | 6150 | 70 | 88 | [5 empty] | Incandescent |  | Federally-Regulated Consumer Product | 10/07/2010 |  | 03/04/2020
Halsey Enterprise Co., Ltd. | Halsey | 36LGM-L | True |  | 3 | Yes | 1553 | 12 | 129 | 2427 | 26 | 93 | 3850 | 56 | 69 | [5 empty] | Incandescent |  | Federally-Regulated Consumer Product | 01/02/2013 |  | 03/04/2020
Hunter Fan Company | Hunter | 28028 | True |  | 3 | Yes | 1637 | 12 | 136 | 2975 | 29 | 103 | 4320 | 54 | 80 | [5 empty] | Incandescent |  | Federally-Regulated Consumer Product | 11/17/2011 |  | 03/04/2020
American De Rosa Lamparts, LLC DBA Luminance Brands | Concord Fans | 52CP6XX | True |  | 3 | Yes | 2366 | 21 | 113 | 4879 | 46 | 106 | 6664 | 91 | 73 | [5 empty] | None |  | Federally-Regulated Consumer Product | 09/30/2015 |  | 03/04/2020
King of Fans | Hampton Bay | 42013 | True |  | 3 | Yes | 2764 | 12 | 230 | 3903 | 25 | 156 | 5701 | 57 | 100 | [5 empty] | Incandescent |  | Federally-Regulated Consumer Product | 07/12/2013 |  | 03/04/2020
Hunter Fan Company | Hunter | 23866 | True |  | 3 | Yes | 1000 | 9 | 111 | 1400 | 18 | 78 | 2900 | 51 | 57 | [5 empty] | None |  | Federally-Regulated Consumer Product | 11/17/2011 |  | 03/04/2020
Fanimation | Fanimation | BP225OB1 | True |  | 3 | Yes | 1744 | 10 | 174 | 3701 | 29 | 127 | 5897 | 64 | 92 | [5 empty] | Incandescent |  | Federally-Regulated Consumer Product | 03/18/2015 |  | 03/04/2020
Litex Industries | Harbor Breeze | E-TM52BNK5CS | True |  | 3 | Yes | 2026 | 10 | 203 | 4030 | 31 | 130 | 5961 | 68 | 88 | [5 empty] | Incandescent |  | Federally-Regulated Consumer Product | 02/03/2012 |  | 03/04/2020
Aeratron Pty Ltd. | Aeratron | AE2-50* | True |  | V | Yes | 1349 | 2 | 675 | 3281 | 5 | 656 | 5641 | 15 | 376 | [5 empty] | LED |  | Federally-Regulated Consumer Product | 05/21/2015 |  | 03/04/2020
King of Fans | Home Decorators Collection | 26660 | True |  | 3 | Yes | 2686 | 11 | 244 | 4865 | 34 | 143 | 6886 | 67 | 103 | [5 empty] | None |  | Federally-Regulated Consumer Product | 09/10/2013 |  | 03/04/2020
Halsey Enterprise Co., Ltd. | Q'Max, Inc. | 20SGQ-10L | True |  | 3 | Yes | 608 | 10 | 61 | 917 | 16 | 57 | 1247 | 25 | 50 | [5 empty] | Other |  | Federally-Regulated Consumer Product | 03/19/2014 |  | 03/04/2020
Hunter Fan Company | Hunter | 52221 | True |  | 3 | Yes | 1461 | 7 | 209 | 2226 | 16 | 139 | 4542 | 65 | 70 | [5 empty] | Incandescent |  | Federally-Regulated Consumer Product | 10/21/2013 |  | 03/04/2020
Litex Industries | Ellington | RIV52ABZ5LKRCRD | True |  | 3 | Yes | 1858 | 19 | 98 | 3723 | 41 | 91 | 5047 | 63 | 80 | [5 empty] | Incandescent |  | Federally-Regulated Consumer Product | 10/07/2010 |  | 03/04/2020
American De Rosa Lamparts, LLC DBA Luminance Brands | Sunset Lighting | CF42889-XX-L | True |  | 3 | Yes | 1643 | 10 | 164 | 2226 | 21 | 106 | 4205 | 49 | 86 | [5 empty] | Incandescent |  | Federally-Regulated Consumer Product | 09/30/2015 |  | 03/04/2020
King of Fans | Home Decorators Collection | 54406 | True |  | 3 | Yes | 2438 | 13 | 188 | 3556 | 30 | 119 | 5201 | 63 | 83 | [5 empty] | Compact Flourescent |  | Federally-Regulated Consumer Product | 12/05/2014 |  | 03/04/2020
Air Comfort, Inc. | Emerson | CF442*** | True |  | 3 | Yes | 1645 | 11 | 150 | 3039 | 29 | 105 | 4026 | 53 | 76 | [5 empty] | None |  | Federally-Regulated Consumer Product | 02/02/2015 |  | 03/04/2020
Hunter Fan Company | Hunter | 20179 | True |  | 3 | Yes | 1460 | 8 | 183 | 2104 | 17 | 124 | 3551 | 52 | 68 | [5 empty] | Incandescent |  | Federally-Regulated Consumer Product | 11/17/2011 |  | 03/04/2020
Hunter Fan Company | Casablanca | 85U32M | True |  | 3 | Yes | 1614 | 10 | 161 | 6670 | 84 | 79 | 3621 | 32 | 113 | [5 empty] | None |  | Federally-Regulated Consumer Product | 11/17/2011 |  | 03/04/2020
Hunter Fan Company | Hunter | 21362 | True |  | 3 | Yes | 1608 | 8 | 201 | 2244 | 17 | 132 | 4026 | 54 | 75 | [5 empty] | Compact Flourescent |  | Federally-Regulated Consumer Product | 11/17/2011 |  | 03/04/2020
King of Fans | H. B. Smith | 51548 | True |  | 3 | Yes | 2050 | 10 | 205 | 3424 | 29 | 118 | 4719 | 60 | 79 | [5 empty] | Compact Flourescent |  | Federally-Regulated Consumer Product | 01/20/2015 |  | 03/04/2020
Hunter Fan Company | Hunter | 59086 | True |  | 3 | No | 2044 | 15 | 136 | 3322 | 33 | 101 | 4497 | 59 | 76 | [5 empty] | Compact Flourescent |  | Federally-Regulated Consumer Product | 05/21/2013 |  | 03/04/2020
Visual Comfort & Company | Monte Carlo | 5WF42** | True |  | 3 | Yes | 1797 | 11 | 163 | 2916 | 27 | 108 | 3841 | 46 | 84 | [5 empty] | None |  | Federally-Regulated Consumer Product | 08/28/2012 |  | 03/04/2020
Halsey Enterprise Co., Ltd. | Savoy House | MONARCH | True |  | 3 | Yes | 2123 | 15 | 142 | 3675 | 34 | 108 | 6111 | 76 | 80 | [5 empty] | Incandescent |  | Federally-Regulated Consumer Product | 02/06/2013 |  | 03/04/2020
Hunter Fan Company | Hunter | 28688 | True |  | 3 | Yes | 1295 | 8 | 162 | 2058 | 16 | 129 | 4139 | 55 | 75 | [5 empty] | Compact Flourescent |  | Federally-Regulated Consumer Product | 11/17/2011 |  | 03/04/2020
American De Rosa Lamparts, LLC DBA Luminance Brands | Concord Fans | 60AC5XX | True |  | 3 | Yes | 2750 | 13 | 212 | 4391 | 38 | 116 | 7050 | 75 | 94 | [5 empty] | Incandescent |  | Federally-Regulated Consumer Product | 09/30/2015 |  | 03/04/2020
Fanim Industries | Harbor Breeze | LP8321LAZ | True |  | 6 | Yes | 2407 | 2 | 1203 | 4183 | 8 | 522 | 5605 | 20 | 280 | [5 empty] | None |  | Federally-Regulated Consumer Product | 03/18/2015 |  | 03/04/2020
King of Fans | Home Decorators Collection | 26656 | True |  | 3 | Yes | 2094 | 11 | 190 | 4262 | 33 | 129 | 6470 | 73 | 89 | [5 empty] | None |  | Federally-Regulated Consumer Product | 09/10/2013 |  | 03/04/2020
Halsey Enterprise Co., Ltd. | Halsey | 12FMC | True |  | 3 | Yes | 599 | 15 | 40 | 949 | 19 | 50 | 1131 | 29 | 39 | [5 empty] | Other |  | Federally-Regulated Consumer Product | 10/29/2013 |  | 03/04/2020
Hunter Fan Company | Hunter | 23898 | True |  | 3 | Yes | 511 | 8 | 64 | 751 | 17 | 44 | 2049 | 55 | 37 | [5 empty] | Incandescent |  | Federally-Regulated Consumer Product | 11/17/2011 |  | 03/04/2020
King of Fans | Hampton Bay | 52372 | True |  | 3 | Yes | 1745 | 11 | 159 | 3003 | 27 | 111 | 4961 | 60 | 83 | [5 empty] | Incandescent |  | Federally-Regulated Consumer Product | 10/31/2012 |  | 03/04/2020
Fanimation | Fanimation | FP8032DZ | True |  | 3 | Yes | 1496 | 11 | 136 | 3529 | 37 | 95 | 5634 | 74 | 76 | [5 empty] | Other |  | Federally-Regulated Consumer Product | 09/04/2015 |  | 03/04/2020
Hunter Fan Company | Hunter | 53040 | True |  | 3 | Yes | 2016 | 10 | 202 | 3246 | 25 | 130 | 5185 | 65 | 80 | [5 empty] | None |  | Federally-Regulated Consumer Product | 02/15/2013 |  | 03/04/2020
Hunter Fan Company | Hunter | 52060 | True |  | 3 | Yes | 1374 | 7 | 196 | 2115 | 16 | 132 | 4403 | 66 | 67 | [5 empty] | Incandescent |  | Federally-Regulated Consumer Product | 12/11/2012 |  | 03/04/2020
Litex Industries | Litex | GD52AN5LK | True |  | 3 | Yes | 1546 | 10 | 155 | 3236 | 30 | 108 | 5073 | 66 | 77 | [5 empty] | Incandescent |  | Federally-Regulated Consumer Product | 10/07/2010 |  | 03/04/2020
Hunter Fan Company | Hunter | 52054 | True |  | 3 | Yes | 1074 | 9 | 119 | 1766 | 18 | 98 | 3164 | 57 | 56 | [5 empty] | Incandescent |  | Federally-Regulated Consumer Product | 09/11/2013 |  | 03/04/2020
Hunter Fan Company | Hunter | 28528 | True |  | 3 | Yes | 1501 | 10 | 150 | 2941 | 27 | 109 | 4791 | 66 | 73 | [5 empty] | None |  | Federally-Regulated Consumer Product | 11/17/2011 |  | 03/04/2020
Big Ass Fans | Haiku Bamboo | S3150-S0-B*-04-03-C | True |  | 6 | Yes | 2223 | 2 | 1112 | 3936 | 6 | 656 | 5688 | 14 | 406 | [5 empty] | LED |  | Federally-Regulated Consumer Product | 03/10/2015 |  | 03/04/2020
Hunter Fan Company | Casablanca | 54038 | True |  | 4 | Yes | 1404 | 5 | 281 | 4259 | 39 | 109 | 6420 | 81 | 79 | [5 empty] | None |  | Federally-Regulated Consumer Product | 10/31/2012 |  | 03/04/2020
Hunter Fan Company | Hunter | 59176 | True |  | 3 | Yes | 2236 | 11 | 203 | 3625 | 27 | 134 | 5311 | 64 | 83 | [5 empty] | LED |  | Federally-Regulated Consumer Product | 07/27/2015 |  | 03/04/2020
Aeratron Pty Ltd. | Aeratron | AE2-50D | True |  | V | Yes | 1349 | 2 | 675 | 3281 | 5 | 656 | 5641 | 15 | 376 | [5 empty] | LED |  | Federally-Regulated Consumer Product | 05/21/2015 |  | 03/04/2020
Hunter Fan Company | Hunter | 59173 | True |  | 3 | Yes | 1929 | 9 | 214 | 3010 | 24 | 125 | 4669 | 62 | 75 | [5 empty] | Incandescent |  | Federally-Regulated Consumer Product | 07/10/2015 |  | 03/04/2020
Hunter Fan Company | Casablanca | 6944D | True |  | 3 | Yes | 1456 | 11 | 132 | 6005 | 108 | 56 | 3023 | 32 | 94 | [5 empty] | None |  | Federally-Regulated Consumer Product | 11/17/2011 |  | 03/04/2020
American De Rosa Lamparts, LLC DBA Luminance Brands | Concord Fans | 42RO5XX | True |  | 3 | Yes | 1756 | 9 | 195 | 3016 | 30 | 101 | 4413 | 54 | 82 | [5 empty] | None |  | Federally-Regulated Consumer Product | 09/30/2015 |  | 03/04/2020
Halsey Enterprise Co., Ltd. | Lamps Plus | MX60-9E (R2185) | True |  | 3 | Yes | 3679 | 20 | 184 | 5980 | 47 | 127 | 8500 | 96 | 89 | [5 empty] | None |  | Federally-Regulated Consumer Product | 04/29/2013 |  | 03/04/2020
Hunter Fan Company | Hunter | 25602 | True |  | 3 | Yes | 2706 | 17 | 159 | 4545 | 35 | 130 | 7501 | 82 | 91 | [5 empty] | None |  | Federally-Regulated Consumer Product | 11/17/2011 |  | 03/04/2020
Fanimation | Fanimation | BP220OB1 | True |  | 3 | Yes | 1744 | 10 | 174 | 3701 | 29 | 127 | 5897 | 64 | 92 | [5 empty] | Incandescent |  | Federally-Regulated Consumer Product | 03/18/2015 |  | 03/04/2020
Hunter Fan Company | Hunter | 53005 | True |  | 3 | Yes | 1875 | 10 | 188 | 3137 | 26 | 121 | 4917 | 65 | 76 | [5 empty] | Incandescent |  | Federally-Regulated Consumer Product | 02/15/2013 |  | 03/04/2020
Fanimation | Fanimation | FP6717BN | True |  | 3 | Yes | 2544 | 9 | 282 | 4595 | 25 | 183 | 6659 | 53 | 125 | [5 empty] | None |  | Federally-Regulated Consumer Product | 09/24/2015 |  | 03/04/2020
Hunter Fan Company | Casablanca | 9532A | True |  | 6 | Yes | 747 | 41 | 18 | 6591 | 116 | 57 | 3360 | 76 | 44 | [5 empty] | None |  | Federally-Regulated Consumer Product | 11/17/2011 |  | 03/04/2020
Hunter Fan Company | Hunter | 52089 | True |  | 3 | Yes | 1013 | 7 | 145 | 1590 | 16 | 99 | 3516 | 60 | 59 | [5 empty] | Incandescent |  | Federally-Regulated Consumer Product | 05/21/2013 |  | 03/04/2020
Hunter Fan Company | Hunter | 51023 | True |  | 3 | Yes | 936 | 8 | 117 | 1433 | 15 | 96 | 2825 | 56 | 50 | [5 empty] | Incandescent |  | Federally-Regulated Consumer Product | 05/21/2013 |  | 03/04/2020
Halsey Enterprise Co., Ltd. | Halsey | 52SGH-3/FC WET | True |  | 3 | Yes | 2203 | 11 | 200 | 3680 | 29 | 127 | 5701 | 67 | 85 | [5 empty] | None |  | Federally-Regulated Consumer Product | 02/06/2013 |  | 03/04/2020
Artisan Industrial Co., Ltd. China | Harbor Breeze | Lilly Ray-CPK1213 | True |  | 3 | Yes | 1859 | 12 | 154 | 3203 | 32 | 100 | 4914 | 69 | 71 | [5 empty] | None |  | Federally-Regulated Consumer Product | 05/25/2012 |  | 03/04/2020
Hunter Fan Company | Casablanca | 54101 | True |  | 4 | Yes | 2039 | 22 | 93 | 2835 | 40 | 71 | 4249 | 81 | 52 | [5 empty] | Compact Flourescent |  | Federally-Regulated Consumer Product | 05/16/2013 |  | 03/04/2020
Hong Kong China Electric Manufacture Co., Ltd. | Hampton Bay | 10012 | True |  | 3 | Yes | 1644 | 10 | 164 | 3090 | 27 | 114 | 4569 | 60 | 76 | [5 empty] | None |  | Federally-Regulated Consumer Product | 09/08/2011 |  | 03/04/2020
Hunter Fan Company | Hunter | 21100 | True |  | 3 | Yes | 1528 | 10 | 153 | 3293 | 31 | 106 | 5847 | 78 | 75 | [5 empty] | Compact Flourescent |  | Federally-Regulated Consumer Product | 11/17/2011 |  | 03/04/2020
Hunter Fan Company | Hunter | 28121 | True |  | 3 | Yes | 2254 | 17 | 133 | 3704 | 36 | 103 | 5942 | 73 | 81 | [5 empty] | None |  | Federally-Regulated Consumer Product | 11/17/2011 |  | 03/04/2020
Hunter Fan Company | Hunter | 52007 | True |  | 3 | Yes | 1341 | 8 | 168 | 2167 | 16 | 135 | 4677 | 66 | 71 | [5 empty] | Compact Flourescent |  | Federally-Regulated Consumer Product | 11/07/2012 |  | 03/04/2020
Hunter Fan Company | Casablanca | 3211A | True |  | 6 | Yes | 1213 | 40 | 30 | 6251 | 112 | 56 | 3497 | 73 | 48 | [5 empty] | Other |  | Federally-Regulated Consumer Product | 11/17/2011 |  | 03/04/2020
Zhongshan Hongwei Motor Manufacturing Co. | Dayton | 5NRA1 | True |  | 3 | Exception 1 | 3361 | 16 | 208 | 4846 | 32 | 151 | 6106 | 61 | 99 | [5 empty] | None |  | Federally-Regulated Commercial & Industrial Equipment | 06/15/2012 |  | 03/04/2020
Zhongshan Hongwei Motor Manufacturing Co. | Dayton | 5NRA3 | True |  | 3 | Exception 1 | 4140 | 18 | 230 | 5735 | 39 | 147 | 9630 | 107 | 90 | [5 empty] | None |  | Federally-Regulated Commercial & Industrial Equipment | 06/15/2012 |  | 03/04/2020
Litex Industries | Deluce | DFD52***5C | True |  | 3 | Yes | 2009 | 15 | 134 | 3295 | 33 | 100 | 5033 | 63 | 80 | [5 empty] | None |  | Federally-Regulated Consumer Product | 10/07/2010 |  | 03/04/2020
Hunter Fan Company | Hunter | 23933 | True |  | 3 | Yes | 796 | 9 | 88 | 1301 | 18 | 72 | 2635 | 45 | 59 | [5 empty] | None |  | Federally-Regulated Consumer Product | 11/17/2011 |  | 03/04/2020
Regency Ceiling Fans | Regency | PFLK41-*** | True |  | 3 | Yes | 1598 | 9 | 178 | 2873 | 28 | 103 | 4671 | 61 | 77 | [5 empty] | Incandescent |  | Federally-Regulated Consumer Product | 04/17/2013 |  | 03/04/2020
Hunter Fan Company | Hunter Fan Co. | 53268 | True |  | 3 | Yes | 1428 | 9 | 159 | 2294 | 25 | 92 | 3488 | 62 | 56 | [5 empty] | Incandescent |  | Federally-Regulated Consumer Product | 08/26/2015 |  | 03/04/2020
Fanimation | Fanimation | MAD3252OB | True |  | 6 | Yes | 2757 | 3 | 919 | 4804 | 9 | 533 | 7850 | 33 | 237 | [5 empty] | None |  | Federally-Regulated Consumer Product | 03/18/2015 |  | 03/04/2020
Litex Industries | Ellington | ELP52***5 | True |  | 4 | Yes | 2431 | 17 | 143 | 4394 | 49 | 90 | 5728 | 78 | 73 | [5 empty] | None |  | Federally-Regulated Consumer Product | 10/07/2010 |  | 03/04/2020
King of Fans | Hampton Bay | 5139* | True |  | 3 | Yes | 2456 | 12 | 205 | 3534 | 26 | 136 | 5508 | 57 | 97 | [5 empty] | Compact Flourescent |  | Federally-Regulated Consumer Product | 04/10/2013 |  | 03/04/2020
Hunter Fan Company | Hunter | 28461 | True |  | 3 | Yes | 1514 | 10 | 151 | 2932 | 28 | 105 | 5203 | 67 | 78 | [5 empty] | Incandescent |  | Federally-Regulated Consumer Product | 11/17/2011 |  | 03/04/2020
Hunter Fan Company | Hunter | 52071 | True |  | 3 | Yes | 1463 | 7 | 209 | 2215 | 16 | 138 | 4548 | 66 | 69 | [5 empty] | Incandescent |  | Federally-Regulated Consumer Product | 12/11/2012 |  | 03/04/2020
Litex Industries | Harbor Breeze | LEA52IR5C | True |  | 3 | Yes | 1839 | 15 | 123 | 3094 | 31 | 100 | 4397 | 51 | 86 | [5 empty] | Incandescent |  | Federally-Regulated Consumer Product | 10/07/2010 |  | 03/04/2020
Hunter Fan Company | Hunter | 28786A | True |  | 3 | Yes | 1813 | 11 | 165 | 3495 | 34 | 102 | 5029 | 70 | 72 | [5 empty] | Incandescent |  | Federally-Regulated Consumer Product | 06/26/2012 |  | 03/04/2020
Litex Industries | Ellington | SBF58AN5LKRCR2 | True |  | 3 | Yes | 1845 | 12 | 154 | 4065 | 38 | 107 | 6587 | 79 | 83 | [5 empty] | Other |  | Federally-Regulated Consumer Product | 10/07/2010 |  | 03/04/2020
Craftmade | Craftmade | C201*** | True |  | 3 | Yes | 1547 | 10 | 155 | 3176 | 30 | 106 | 4486 | 63 | 71 | [5 empty] | Compact Flourescent |  | Federally-Regulated Consumer Product | 02/04/2014 |  | 03/04/2020
Hunter Fan Company | Hunter | 53172 | True |  | 3 | Yes | 1831 | 10 | 183 | 3184 | 25 | 127 | 5155 | 66 | 78 | [5 empty] | Compact Flourescent |  | Federally-Regulated Consumer Product | 05/21/2013 |  | 03/04/2020
Litex Industries | Harbor Breeze | E-RLG52***5C | True |  | 3 | Yes | 2152 | 15 | 143 | 3326 | 32 | 104 | 4562 | 58 | 79 | [5 empty] | Incandescent |  | Federally-Regulated Consumer Product | 04/09/2015 |  | 03/04/2020
Halsey Enterprise Co., Ltd. | Lamps Plus | H0439-7W (87534) | True |  | 3 | Yes | 2805 | 12 | 234 | 4571 | 31 | 147 | 6615 | 67 | 99 | [5 empty] | None |  | Federally-Regulated Consumer Product | 04/29/2013 |  | 03/04/2020
Hunter Fan Company | Hunter | 53108 | True |  | 3 | Yes | 1918 | 10 | 192 | 3129 | 25 | 125 | 4773 | 65 | 73 | [5 empty] | Incandescent |  | Federally-Regulated Consumer Product | 10/21/2013 |  | 03/04/2020
Craftmade | Craftmade | CL52** | True |  | 3 | Yes | 1636 | 14 | 117 | 3302 | 30 | 110 | 5479 | 70 | 78 | [5 empty] | Compact Flourescent |  | Federally-Regulated Consumer Product | 02/04/2014 |  | 03/04/2020
Hunter Fan Company | Hunter | 23259 | True |  | 3 | Yes | 1620 | 8 | 203 | 3701 | 31 | 119 | 6963 | 91 | 77 | [5 empty] | None |  | Federally-Regulated Consumer Product | 11/17/2011 |  | 03/04/2020
Hunter Fan Company | Casablanca | 46U11M | True |  | 3 | Yes | 1622 | 9 | 180 | 6691 | 89 | 75 | 3760 | 29 | 130 | [5 empty] | None |  | Federally-Regulated Consumer Product | 11/17/2011 |  | 03/04/2020
Orient Electric | No Brand Home Depot | 56NB0814 | True |  | V | Exception 1 | 2540 | 19 | 134 | 3721 | 30 | 124 | 7601 | 71 | 107 | [5 empty] | None |  | Federally-Regulated Commercial & Industrial Equipment | 04/23/2015 |  | 03/04/2020
Craftmade | Craftmade | MOR54***3 | True |  | 3 | Yes | 1958 | 14 | 140 | 3302 | 31 | 107 | 5345 | 67 | 80 | [5 empty] | Incandescent |  | Federally-Regulated Consumer Product | 02/04/2014 |  | 03/04/2020
Chien Luen Industries (Zhongshan), Ltd. | Harbor Breeze | 464468 | True |  | V | Yes | 1681 | 3 | 560 | 2986 | 8 | 373 | 4458 | 24 | 186 | [5 empty] | Other |  | Federally-Regulated Consumer Product | 06/06/2013 |  | 03/04/2020
American De Rosa Lamparts, LLC DBA Luminance Brands | Concord Fans | 42/52DCO5WWH-US | True |  | 3 | Yes | 1816 | 9 | 202 | 3447 | 30 | 115 | 5294 | 62 | 85 | [5 empty] | None |  | Federally-Regulated Consumer Product | 09/30/2015 |  | 03/04/2020
Litex Industries | Harbor Breeze | E-LET52FY5C1T | True |  | 3 | Yes | 1576 | 12 | 131 | 2985 | 32 | 93 | 4632 | 73 | 63 | [5 empty] | Incandescent |  | Federally-Regulated Consumer Product | 02/03/2012 |  | 03/04/2020
Kichler Lighting | Kichler Home Center | 89764 (CP138349) | True |  | 3 | Yes | 1375 | 8 | 172 | 3154 | 29 | 109 | 5277 | 63 | 84 | [5 empty] | Other |  | Federally-Regulated Consumer Product | 11/26/2014 |  | 03/04/2020
Visual Comfort & Company | Monte Carlo | 3MTR38***-L | True |  | 3 | Yes | 1406 | 9 | 156 | 3206 | 35 | 92 | 3973 | 61 | 65 | [5 empty] | Incandescent |  | Federally-Regulated Consumer Product | 08/28/2012 |  | 03/04/2020
Hunter Fan Company | Hunter | 21809 | True |  | 3 | Yes | 1907 | 11 | 173 | 3298 | 28 | 118 | 5102 | 67 | 76 | [5 empty] | Incandescent |  | Federally-Regulated Consumer Product | 11/17/2011 |  | 03/04/2020
Halsey Enterprise Co., Ltd. | Kichler Lighting | 300111NI | True |  | 3 | Yes | 2098 | 15 | 140 | 3914 | 40 | 98 | 6380 | 86 | 74 | [5 empty] | Other |  | Federally-Regulated Consumer Product | 08/13/2013 |  | 03/04/2020
Litex Industries | Ellington | ELN52***5 | True |  | 3 | Yes | 1712 | 10 | 171 | 3539 | 31 | 114 | 5691 | 66 | 86 | [5 empty] | None |  | Federally-Regulated Consumer Product | 10/07/2010 |  | 03/04/2020
Hunter Fan Company | Hunter | 28710 | True |  | 3 | Yes | 2004 | 10 | 200 | 3303 | 27 | 122 | 5095 | 66 | 77 | [5 empty] | Compact Flourescent |  | Federally-Regulated Consumer Product | 11/17/2011 |  | 03/04/2020
Hunter Fan Company | Casablanca | C43G546L | True |  | 4 | Yes | 3908 | 28 | 140 | 6691 | 81 | 83 | 4959 | 45 | 110 | [5 empty] | None |  | Federally-Regulated Consumer Product | 11/17/2011 |  | 03/04/2020
Halsey Enterprise Co., Ltd. | Hampton Bay | HE-12002 | True |  | 3 | Yes | 1547 | 14 | 111 | 2673 | 27 | 99 | 3997 | 56 | 71 | [5 empty] | Incandescent |  | Federally-Regulated Consumer Product | 01/02/2013 |  | 03/04/2020
Visual Comfort & Company | Monte Carlo | 5HM52***D | True |  | 3 | Yes | 1806 | 9 | 201 | 3388 | 30 | 113 | 5132 | 67 | 77 | [5 empty] | Compact Flourescent |  | Federally-Regulated Consumer Product | 02/07/2014 |  | 03/04/2020
Aeratron Pty Ltd. | Aeratron | AE2-50-LED-W | True |  | V | Yes | 1349 | 2 | 675 | 3281 | 5 | 656 | 5641 | 15 | 376 | [5 empty] | LED |  | Federally-Regulated Consumer Product | 05/21/2015 |  | 03/04/2020
Minka Group | Minka Aire | 24022-***** | True |  | 3 | Yes | 2377 | 20 | 119 | 3713 | 35 | 106 | 5423 | 60 | 90 | [5 empty] | Other |  | Federally-Regulated Consumer Product | 12/27/2012 |  | 03/04/2020
Hunter Fan Company | Casablanca | 59155 | True |  | 4 | Yes | 1899 | 11 | 173 | 3508 | 36 | 97 | 4159 | 57 | 73 | [5 empty] | LED |  | Federally-Regulated Consumer Product | 02/12/2015 |  | 03/04/2020
Hunter Fan Company | Hunter | 59179 | True |  | 3 | Yes | 1528 | 7 | 218 | 2344 | 15 | 156 | 4432 | 60 | 74 | [5 empty] | Compact Flourescent |  | Federally-Regulated Consumer Product | 04/08/2015 |  | 03/04/2020
Halsey Enterprise Co., Ltd. | Allen + Roth | LP8075LBN | True |  | 3 | Yes | 813 | 17 | 48 | 1052 | 21 | 50 | 1260 | 30 | 42 | [5 empty] | Other |  | Federally-Regulated Consumer Product | 10/29/2013 |  | 03/04/2020
Hunter Fan Company | Casablanca | 55061 | True |  | 4 | Yes | 2028 | 11 | 184 | 4682 | 50 | 94 | 6393 | 89 | 72 | [5 empty] | Compact Flourescent |  | Federally-Regulated Consumer Product | 01/09/2014 |  | 03/04/2020
Hunter Fan Company | Casablanca | 38DH73T | True |  | 6 | Yes | 1410 | 42 | 34 | 7174 | 119 | 60 | 3942 | 74 | 53 | [5 empty] | Incandescent |  | Federally-Regulated Consumer Product | 11/17/2011 |  | 03/04/2020
Litex Industries | Mainstays | ELC52WW5WM | True |  | 6 | Yes | 2405 | 31 | 78 | 3552 | 36 | 98 | 4686 | 55 | 85 | [5 empty] | None |  | Federally-Regulated Consumer Product | 01/09/2013 |  | 03/04/2020
Air Cool Industrial Co., Ltd. | Seasons | 269340 | True |  | 3 | Yes | 2016 | 10 | 202 | 3698 | 31 | 119 | 5623 | 66 | 85 | [5 empty] | None |  | Federally-Regulated Consumer Product | 03/16/2011 |  | 03/04/2020
Hunter Fan Company | Hunter | 28677A | True |  | 3 | Yes | 2095 | 10 | 210 | 3868 | 33 | 117 | 5456 | 71 | 77 | [5 empty] | Incandescent |  | Federally-Regulated Consumer Product | 07/06/2012 |  | 03/04/2020
Hunter Fan Company | Hunter | 54072 | True |  | 3 | Yes | 2074 | 10 | 207 | 3655 | 30 | 122 | 5883 | 73 | 81 | [5 empty] | None |  | Federally-Regulated Consumer Product | 05/21/2013 |  | 03/04/2020
Hunter Fan Company | Casablanca | 32011Z | True |  | 3 | Yes | 1213 | 40 | 30 | 6251 | 112 | 56 | 3497 | 73 | 48 | [5 empty] | Other |  | Federally-Regulated Consumer Product | 11/17/2011 |  | 03/04/2020
Pan Air Electric Co., Ltd. | Vento | Clover N-000** | True |  | 6 | Yes | 2124 | 4 | 531 | 5185 | 14 | 370 | 7308 | 31 | 236 | [5 empty] | None |  | Federally-Regulated Consumer Product | 07/24/2014 |  | 03/04/2020
Litex Industries | Harbor Breeze | E-TLEII44BNK5C1 | True |  | 3 | Yes | 2169 | 13 | 167 | 3117 | 27 | 115 | 4130 | 50 | 83 | [5 empty] | Incandescent |  | Federally-Regulated Consumer Product | 04/09/2015 |  | 03/04/2020
Halsey Enterprise Co., Ltd. | Lamps Plus | 05141-2S (25187) | True |  | 3 | Yes | 3482 | 21 | 166 | 5327 | 48 | 111 | 7943 | 99 | 80 | [5 empty] | Incandescent |  | Federally-Regulated Consumer Product | 04/29/2013 |  | 03/04/2020
Fanimation | Fanimation | MAD3250BA | True |  | 6 | Yes | 2477 | 5 | 495 | 4262 | 15 | 284 | 5412 | 30 | 180 | [5 empty] | None |  | Federally-Regulated Consumer Product | 03/18/2015 |  | 03/04/2020
Hunter Fan Company | Casablanca | 84G73D | True |  | 3 | Yes | 1363 | 10 | 136 | 5100 | 80 | 64 | 3090 | 27 | 114 | [5 empty] | Incandescent |  | Federally-Regulated Consumer Product | 11/17/2011 |  | 03/04/2020
Hunter Fan Company | Hunter | 52058 | True |  | 3 | Yes | 1374 | 7 | 196 | 2115 | 16 | 132 | 4403 | 66 | 67 | [5 empty] | Compact Flourescent |  | Federally-Regulated Consumer Product | 12/11/2012 |  | 03/04/2020
Fanimation | Fanimation | FP8003BN | True |  | 3 | Yes | 1587 | 11 | 144 | 2775 | 25 | 111 | 4774 | 60 | 80 | [5 empty] | Other |  | Federally-Regulated Consumer Product | 03/07/2014 |  | 03/04/2020
Litex Industries | Deluce | DFOD52***5P | True |  | 3 | Yes | 1819 | 10 | 182 | 3719 | 30 | 124 | 5517 | 60 | 92 | [5 empty] | None |  | Federally-Regulated Consumer Product | 10/07/2010 |  | 03/04/2020
Halsey Enterprise Co., Ltd. | Savoy House | SIERRA MADRES | True |  | 3 | Yes | 1731 | 10 | 173 | 3151 | 28 | 113 | 5115 | 67 | 76 | [5 empty] | Incandescent |  | Federally-Regulated Consumer Product | 02/06/2013 |  | 03/04/2020
Hunter Fan Company | Hunter | 28722 | True |  | 3 | Yes | 1449 | 9 | 161 | 3033 | 28 | 108 | 5203 | 67 | 78 | [5 empty] | Compact Flourescent |  | Federally-Regulated Consumer Product | 11/17/2011 |  | 03/04/2020
Minka Group | Minka Aire | F593-***** | True |  | 3 | Yes | 2166 | 14 | 155 | 3521 | 28 | 126 | 4940 | 49 | 101 | [5 empty] | Other |  | Federally-Regulated Consumer Product | 12/27/2012 |  | 03/04/2020
Visual Comfort & Company | Monte Carlo | 4MDR52*** | True |  | 3 | Yes | 1927 | 11 | 175 | 3456 | 30 | 115 | 4804 | 57 | 84 | [5 empty] | Compact Flourescent |  | Federally-Regulated Consumer Product | 08/28/2012 |  | 03/04/2020
Hunter Fan Company | Hunter | 23957 | True |  | 3 | Yes | 1443 | 10 | 144 | 2581 | 27 | 96 | 4164 | 72 | 58 | [5 empty] | None |  | Federally-Regulated Consumer Product | 11/17/2011 |  | 03/04/2020
Halsey Enterprise Co., Ltd. | Q'Max, Inc. | 12FMC | True |  | 3 | Yes | 599 | 15 | 40 | 949 | 19 | 50 | 1131 | 29 | 39 | [5 empty] | Other |  | Federally-Regulated Consumer Product | 10/29/2013 |  | 03/04/2020
Hunter Fan Company | Casablanca | 59121 | True |  | 4 | Yes | 2024 | 11 | 184 | 5159 | 50 | 103 | 6916 | 87 | 79 | [5 empty] | LED |  | Federally-Regulated Consumer Product | 01/09/2014 |  | 03/04/2020
Aeratron Pty Ltd. | Aeratron | AE2-50-LED-B | True |  | V | Yes | 1349 | 2 | 675 | 3281 | 5 | 656 | 5641 | 15 | 376 | [5 empty] | LED |  | Federally-Regulated Consumer Product | 05/21/2015 |  | 03/04/2020
Hunter Fan Company | Hunter | 25819 | True |  | 3 | Yes | 1813 | 9 | 201 | 2598 | 19 | 137 | 4038 | 45 | 90 | [5 empty] | Compact Flourescent |  | Federally-Regulated Consumer Product | 11/17/2011 |  | 03/04/2020
Visual Comfort & Company | Monte Carlo | 5NKR52**** | True |  | 3 | Yes | 2038 | 13 | 157 | 3815 | 33 | 116 | 5480 | 61 | 90 | [5 empty] | LED |  | Federally-Regulated Consumer Product | 02/07/2014 |  | 03/04/2020
Hunter Fan Company | Casablanca | C35G45L | True |  | 3 | Yes | 2549 | 31 | 82 | 3915 | 73 | 54 | 3224 | 46 | 70 | [5 empty] | Other |  | Federally-Regulated Consumer Product | 11/17/2011 |  | 03/04/2020
Litex Industries | Harbor Breeze | E-AER52BRZ5LKRCI | True |  | 3 | Yes | 2070 | 14 | 148 | 3401 | 32 | 106 | 5032 | 63 | 80 | [5 empty] | Other |  | Federally-Regulated Consumer Product | 04/09/2015 |  | 03/04/2020
Air Comfort, Inc. | Emerson | CF711*** | True |  | 4 | Yes | 1704 | 11 | 155 | 3218 | 28 | 115 | 4736 | 62 | 76 | [5 empty] | Incandescent |  | Federally-Regulated Consumer Product | 02/02/2015 |  | 03/04/2020
Hunter Fan Company | Hunter | 28678A | True |  | 3 | Yes | 2095 | 10 | 210 | 3868 | 33 | 117 | 5456 | 71 | 77 | [5 empty] | Incandescent |  | Federally-Regulated Consumer Product | 07/06/2012 |  | 03/04/2020
Minka Group | Minka Aire | F556-***** | True |  | 3 | Yes | 2277 | 10 | 228 | 4180 | 34 | 123 | 5966 | 67 | 89 | [5 empty] | None |  | Federally-Regulated Consumer Product | 06/05/2015 |  | 03/04/2020
Big Ass Fans | Haiku Bamboo | S3150-X2-B*-04-03-C | True |  | 7 | Yes | 2496 | 2 | 1248 | 3017 | 3 | 1006 | 5651 | 11 | 514 | [5 empty] | LED |  | Federally-Regulated Consumer Product | 12/29/2014 |  | 03/04/2020
Aeratron Pty Ltd. | Aeratron | AE2-43-LED-B | True |  | V | Yes | 1894 | 3 | 631 | 3449 | 9 | 383 | 5032 | 19 | 265 | [5 empty] | LED |  | Federally-Regulated Consumer Product | 05/21/2015 |  | 03/04/2020
Hunter Fan Company | Hunter | 53061 | True |  | 3 | Yes | 1984 | 9 | 220 | 3376 | 26 | 130 | 5537 | 71 | 78 | [5 empty] | None |  | Federally-Regulated Consumer Product | 01/09/2014 |  | 03/04/2020
Aeratron Pty Ltd. | Aeratron | AE3-50L | True |  | V | Yes | 1573 | 2 | 787 | 3001 | 5 | 600 | 5198 | 15 | 347 | [5 empty] | LED |  | Federally-Regulated Consumer Product | 05/21/2015 |  | 03/04/2020
American De Rosa Lamparts, LLC DBA Luminance Brands | Sunset Lighting | CF42837-XX | True |  | 3 | Yes | 1498 | 11 | 136 | 2069 | 21 | 99 | 4056 | 49 | 83 | [5 empty] | None |  | Federally-Regulated Consumer Product | 09/30/2015 |  | 03/04/2020
Hunter Fan Company | Casablanca | 54103 | True |  | 4 | Yes | 1019 | 5 | 204 | 3215 | 39 | 82 | 4412 | 82 | 54 | [5 empty] | None |  | Federally-Regulated Consumer Product | 09/20/2013 |  | 03/04/2020
American De Rosa Lamparts, LLC DBA Luminance Brands | Concord Fans | 52CNT4EXX-ES | True |  | 3 | Yes | 2289 | 11 | 208 | 3841 | 28 | 137 | 5695 | 59 | 97 | [5 empty] | Compact Flourescent |  | Federally-Regulated Consumer Product | 09/30/2015 |  | 03/04/2020
Madison Avenue Lighting & Fan Co. | Home Decorators Collection | 14430 | True |  | 3 | Yes | 1921 | 15 | 128 | 3662 | 33 | 111 | 5756 | 69 | 83 | [5 empty] | LED |  | Federally-Regulated Consumer Product | 03/10/2015 |  | 03/04/2020
Hunter Fan Company | Hunter | 23963 | True |  | 3 | Yes | 2207 | 13 | 170 | 5081 | 33 | 154 | 8766 | 83 | 106 | [5 empty] | Incandescent |  | Federally-Regulated Consumer Product | 11/17/2011 |  | 03/04/2020
Air Cool Industrial Co., Ltd. | Seasons | 269604 | True |  | 3 | Yes | 1632 | 11 | 148 | 2698 | 26 | 104 | 3507 | 44 | 80 | [5 empty] | Compact Flourescent |  | Federally-Regulated Consumer Product | 03/16/2011 |  | 03/04/2020
Zhongshan Zhifa Electrical Appliances Co., Ltd. | Zhifa & HD Supply | 269133 | True |  | 3 | Yes | 1760 | 11 | 160 | 2205 | 21 | 105 | 3080 | 40 | 77 | [5 empty] | Incandescent |  | Federally-Regulated Consumer Product | 11/22/2011 |  | 03/04/2020
Hunter Fan Company | Hunter | 20175 | True |  | 3 | Yes | 1247 | 8 | 156 | 1963 | 16 | 123 | 3894 | 50 | 78 | [5 empty] | Incandescent |  | Federally-Regulated Consumer Product | 11/17/2011 |  | 03/04/2020
Minka Group | Minka Aire | F513-ORB | True |  | 3 | Yes | 2317 | 13 | 178 | 4312 | 38 | 113 | 6230 | 73 | 85 | [5 empty] | None |  | Federally-Regulated Consumer Product | 09/24/2012 |  | 03/04/2020
King of Fans | Hampton Bay | 26623 | True |  | 3 | Yes | 2448 | 12 | 202 | 4289 | 30 | 142 | 6057 | 57 | 106 | [5 empty] | Compact Flourescent |  | Federally-Regulated Consumer Product | 10/31/2012 |  | 03/04/2020
Hunter Fan Company | Hunter | 21806 | True |  | 3 | Yes | 1909 | 10 | 191 | 3728 | 30 | 124 | 6103 | 83 | 74 | [5 empty] | Compact Flourescent |  | Federally-Regulated Consumer Product | 11/17/2011 |  | 03/04/2020
Litex Industries | Bala | ELCI52**5 | True |  | 3 | Yes | 1634 | 24 | 68 | 3238 | 41 | 79 | 4836 | 60 | 81 | [5 empty] | None |  | Federally-Regulated Consumer Product | 10/07/2010 |  | 03/04/2020
Madison Avenue Lighting & Fan Co. | Home Decorators Collection | 34899 | True |  | 3 | Yes | 2238 | 15 | 149 | 4539 | 45 | 101 | 6191 | 78 | 79 | [5 empty] | Incandescent |  | Federally-Regulated Consumer Product | 10/03/2014 |  | 03/04/2020
Aeratron Pty Ltd. | Aeratron | AE3-50D | True |  | V | Yes | 1573 | 2 | 787 | 3001 | 5 | 600 | 5198 | 15 | 347 | [5 empty] | LED |  | Federally-Regulated Consumer Product | 05/21/2015 |  | 03/04/2020
Litex Industries | Litex | ULT52MBK5C4 | True |  | 3 | Yes | 1420 | 10 | 142 | 3156 | 29 | 109 | 5051 | 65 | 78 | [5 empty] | Incandescent |  | Federally-Regulated Consumer Product | 10/07/2010 |  | 03/04/2020
Hunter Fan Company | Casablanca | 4972D | True |  | 3 | Yes | 1892 | 8 | 237 | 6640 | 81 | 82 | 3515 | 28 | 126 | [5 empty] | None |  | Federally-Regulated Consumer Product | 11/17/2011 |  | 03/04/2020
Hunter Fan Company | Casablanca | 6632A | True |  | 4 | Yes | 1236 | 5 | 247 | 6398 | 85 | 75 | 4555 | 46 | 99 | [5 empty] | None |  | Federally-Regulated Consumer Product | 11/17/2011 |  | 03/04/2020
Hunter Fan Company | Hunter | 23910 | True |  | 3 | Yes | 638 | 8 | 80 | 980 | 16 | 61 | 1772 | 57 | 31 | [5 empty] | Compact Flourescent |  | Federally-Regulated Consumer Product | 11/17/2011 |  | 03/04/2020
Halsey Enterprise Co., Ltd. | Q'Max, Inc. | 36LGM-L | True |  | 3 | Yes | 1553 | 12 | 129 | 2427 | 26 | 93 | 3850 | 56 | 69 | [5 empty] | Incandescent |  | Federally-Regulated Consumer Product | 01/02/2013 |  | 03/04/2020
Litex Industries | Litex | WOD52WW5C | True |  | 3 | Yes | 1635 | 11 | 149 | 3536 | 32 | 111 | 5284 | 61 | 87 | [5 empty] | Incandescent |  | Federally-Regulated Consumer Product | 10/07/2010 |  | 03/04/2020
Air Comfort, Inc. | Emerson | CF765** | True |  | 4 | Yes | 2962 | 14 | 212 | 4309 | 29 | 149 | 7579 | 82 | 92 | [5 empty] | None |  | Federally-Regulated Consumer Product | 11/12/2014 |  | 03/04/2020
Hunter Fan Company | Hunter | 53004 | True |  | 3 | Yes | 1801 | 10 | 180 | 3250 | 26 | 125 | 5197 | 66 | 79 | [5 empty] | Incandescent |  | Federally-Regulated Consumer Product | 02/26/2013 |  | 03/04/2020
Hunter Fan Company | Hunter | 53155 | True |  | 3 | Yes | 1857 | 10 | 186 | 3108 | 119 | 26 | 4859 | 64 | 76 | [5 empty] | Incandescent |  | Federally-Regulated Consumer Product | 02/15/2013 |  | 03/04/2020
Air Cool Industrial Co., Ltd. | Seasons | 269600 | True |  | 3 | Yes | 1632 | 11 | 148 | 2698 | 26 | 104 | 3507 | 44 | 80 | [5 empty] | Compact Flourescent |  | Federally-Regulated Consumer Product | 03/16/2011 |  | 03/04/2020
Hunter Fan Company | Casablanca | 54031 | True |  | 4 | Yes | 2016 | 11 | 183 | 4310 | 44 | 98 | 5965 | 83 | 72 | [5 empty] | Incandescent |  | Federally-Regulated Consumer Product | 10/31/2012 |  | 03/04/2020
Visual Comfort & Company | Monte Carlo | 3MNLR72*** | True |  | 6 | Yes | 2996 | 3 | 999 | 6456 | 12 | 538 | 9091 | 37 | 246 | [5 empty] | LED |  | Federally-Regulated Consumer Product | 04/08/2015 |  | 03/04/2020
Hunter Fan Company | Hunter | 59006 | True |  | 4 | Yes | 2829 | 23 | 123 | 3861 | 41 | 94 | 5628 | 78 | 72 | [5 empty] | Incandescent |  | Federally-Regulated Consumer Product | 05/16/2013 |  | 03/04/2020
Minka Group | Minka Aire | F724-***** | True |  | 3 | Yes | 2373 | 18 | 132 | 3885 | 42 | 93 | 5507 | 76 | 72 | [5 empty] | Other |  | Federally-Regulated Consumer Product | 12/27/2012 |  | 03/04/2020
Halsey Enterprise Co., Ltd. | Lamps Plus | 52SE-99 (91625) | True |  | 3 | Yes | 2388 | 12 | 199 | 4216 | 32 | 132 | 6511 | 74 | 88 | [5 empty] | Incandescent |  | Federally-Regulated Consumer Product | 04/29/2013 |  | 03/04/2020
Air Comfort, Inc. | Emerson | CF930*** | True |  | 6 | Yes | 1899 | 12 | 158 | 4008 | 35 | 115 | 5213 | 59 | 88 | [5 empty] | Incandescent |  | Federally-Regulated Consumer Product | 02/02/2015 |  | 03/04/2020
Air Cool Industrial Co., Ltd. | HD Supply | 269440 | True |  | 3 | Yes | 1388 | 19 | 73 | 2709 | 33 | 82 | 3366 | 47 | 72 | [5 empty] | Incandescent |  | Federally-Regulated Consumer Product | 05/01/2012 |  | 03/04/2020
Hunter Fan Company | Casablanca | 46U546M | True |  | 3 | Yes | 1622 | 9 | 180 | 6691 | 89 | 75 | 3760 | 29 | 130 | [5 empty] | None |  | Federally-Regulated Consumer Product | 11/17/2011 |  | 03/04/2020
Visual Comfort & Company | Monte Carlo | 4MC20** | True |  | 3 | Yes | 1421 | 10 | 142 | 1567 | 21 | 75 | 1764 | 40 | 44 | [5 empty] | None |  | Federally-Regulated Consumer Product | 08/28/2012 |  | 03/04/2020
Hunter Fan Company | Hunter | 28850 | True |  | 3 | Yes | 1093 | 10 | 109 | 2254 | 28 | 81 | 3758 | 67 | 56 | [5 empty] | Incandescent |  | Federally-Regulated Consumer Product | 06/29/2012 |  | 03/04/2020
King of Fans | Hampton Bay | 52656 | True |  | 3 | Yes | 2448 | 12 | 202 | 4289 | 30 | 142 | 6057 | 57 | 106 | [5 empty] | Compact Flourescent |  | Federally-Regulated Consumer Product | 09/25/2012 |  | 03/04/2020
King of Fans | Hampton Bay | 51273 | True |  | 3 | Yes | 2160 | 15 | 144 | 3498 | 31 | 113 | 5415 | 62 | 87 | [5 empty] | Compact Flourescent |  | Federally-Regulated Consumer Product | 12/20/2012 |  | 03/04/2020
Aeratron Pty Ltd. | Aeratron | AE3-50W | True |  | V | Yes | 1573 | 2 | 787 | 3001 | 5 | 600 | 5198 | 15 | 347 | [5 empty] | LED |  | Federally-Regulated Consumer Product | 05/21/2015 |  | 03/04/2020
Artisan Industrial Co., Ltd. China | Harbor Breeze | PLYMOUTH CPK1237 | True |  | 3 | Yes | 2125 | 15 | 141 | 3115 | 30 | 103 | 4182 | 52 | 80 | [5 empty] | Incandescent |  | Federally-Regulated Consumer Product | 05/16/2013 |  | 03/04/2020
Landmark Enterprise, Inc. | Harbor Breeze | LP8146*** | True |  | 6 | Yes | 5601 | 8 | 700 | 6136 | 11 | 558 | 6782 | 15 | 452 | [5 empty] | Compact Flourescent |  | Federally-Regulated Consumer Product | 03/03/2013 |  | 03/04/2020
Hunter Fan Company | Hunter | 28776 | True |  | 3 | Yes | 1185 | 9 | 132 | 1989 | 18 | 111 | 3271 | 52 | 63 | [5 empty] | Incandescent |  | Federally-Regulated Consumer Product | 06/29/2012 |  | 03/04/2020
Minka Group | Minka Aire | F564-***** | True |  | 3 | Yes | 2790 | 21 | 133 | 4122 | 36 | 115 | 5456 | 57 | 96 | [5 empty] | Other |  | Federally-Regulated Consumer Product | 12/27/2012 |  | 03/04/2020
Fanimation | Fanimation | FP7900MG | True |  | 3 | Yes | 1700 | 18 | 94 | 2800 | 36 | 77 | 4400 | 58 | 75 | [5 empty] | Incandescent |  | Federally-Regulated Consumer Product | 03/18/2015 |  | 03/04/2020
Visual Comfort & Company | Monte Carlo | 5TLR54***** | True |  | 3 | Yes | 1912 | 15 | 127 | 3168 | 33 | 96 | 4571 | 67 | 68 | [5 empty] | LED |  | Federally-Regulated Consumer Product | 04/08/2015 |  | 03/04/2020
Hunter Fan Company | Hunter | 59046 | True |  | 3 | Yes | 1744 | 10 | 174 | 3012 | 25 | 120 | 4775 | 66 | 72 | [5 empty] | Incandescent |  | Federally-Regulated Consumer Product | 09/20/2013 |  | 03/04/2020
Hunter Fan Company | Hunter | 23562 | True |  | 3 | Yes | 1925 | 10 | 193 | 3466 | 28 | 124 | 5498 | 58 | 95 | [5 empty] | None |  | Federally-Regulated Consumer Product | 11/17/2011 |  | 03/04/2020
Fanimation | Fanimation | FP8095WH | True |  | 3 | Yes | 1497 | 9 | 166 | 3419 | 25 | 136 | 5813 | 67 | 86 | [5 empty] | Other |  | Federally-Regulated Consumer Product | 03/18/2015 |  | 03/04/2020
Hunter Fan Company | Casablanca | 59060 | True |  | 4 | Yes | 3773 | 28 | 135 | 4660 | 44 | 106 | 6693 | 84 | 80 | [5 empty] | Other |  | Federally-Regulated Consumer Product | 05/16/2013 |  | 03/04/2020
American De Rosa Lamparts, LLC DBA Luminance Brands | Concord Fans | 52VALQC5EXX | True |  | 3 | Yes | 1865 | 11 | 170 | 2793 | 28 | 100 | 4500 | 62 | 73 | [5 empty] | Incandescent |  | Federally-Regulated Consumer Product | 09/30/2015 |  | 03/04/2020
Halsey Enterprise Co., Ltd. | Q'Max, Inc. | 20SGQ-10L-D | True |  | 3 | Yes | 608 | 10 | 61 | 917 | 16 | 57 | 1247 | 25 | 50 | [5 empty] | Other |  | Federally-Regulated Consumer Product | 03/19/2014 |  | 03/04/2020
Hunter Fan Company | Casablanca | C23U73K | True |  | 3 | Yes | 2817 | 25 | 113 | 5510 | 80 | 69 | 4337 | 48 | 90 | [5 empty] | None |  | Federally-Regulated Consumer Product | 11/17/2011 |  | 03/04/2020
Halsey Enterprise Co., Ltd. | Hampton Bay | HE-12026 | True |  | 3 | Yes | 1529 | 11 | 139 | 2385 | 24 | 99 | 3281 | 51 | 64 | [5 empty] | Incandescent |  | Federally-Regulated Consumer Product | 01/02/2013 |  | 03/04/2020
Litex Industries | Harbor Breeze | E-JA52CH5LK1CS | True |  | 3 | Yes | 1872 | 11 | 170 | 3766 | 33 | 114 | 5766 | 69 | 84 | [5 empty] | Incandescent |  | Federally-Regulated Consumer Product | 10/07/2010 |  | 03/04/2020
Hunter Fan Company | Hunter | 53267 | True |  | 3 | Yes | 1654 | 9 | 184 | 2609 | 24 | 109 | 3810 | 67 | 57 | [5 empty] | Incandescent |  | Federally-Regulated Consumer Product | 05/09/2014 |  | 03/04/2020
Hunter Fan Company | Hunter | 28675 | True |  | 3 | Yes | 1691 | 8 | 211 | 2492 | 16 | 156 | 4389 | 53 | 83 | [5 empty] | Incandescent |  | Federally-Regulated Consumer Product | 11/17/2011 |  | 03/04/2020
Hunter Fan Company | Hunter | 25522 | True |  | 3 | Yes | 1548 | 10 | 155 | 3629 | 34 | 107 | 5944 | 74 | 80 | [5 empty] | Incandescent |  | Federally-Regulated Consumer Product | 11/17/2011 |  | 03/04/2020
King of Fans | Hampton Bay | 58020 | True |  | 3 | Yes | 2358 | 18 | 131 | 3879 | 36 | 108 | 5126 | 59 | 87 | [5 empty] | Compact Flourescent |  | Federally-Regulated Consumer Product | 07/29/2014 |  | 03/04/2020
Regency Ceiling Fans | Regency | RT-*** | True |  | 3 | Yes | 1279 | 10 | 128 | 3346 | 33 | 101 | 5437 | 71 | 77 | [5 empty] | Incandescent |  | Federally-Regulated Consumer Product | 04/17/2013 |  | 03/04/2020
Halsey Enterprise Co., Ltd. | Lamps Plus | 8564F-2K (56358) | True |  | 3 | Yes | 3560 | 19 | 187 | 5641 | 46 | 123 | 7948 | 98 | 81 | [5 empty] | None |  | Federally-Regulated Consumer Product | 04/29/2013 |  | 03/04/2020
Summer Wind International, Ltd. | Hampton Bay | CF544H-PEH(WH) | True |  | 3 | Yes | 1711 | 15 | 114 | 2549 | 29 | 88 | 3241 | 48 | 68 | [5 empty] | Incandescent |  | Federally-Regulated Consumer Product | 11/02/2012 |  | 03/04/2020
Hong Kong China Electric Manufacture Co., Ltd. | Harbor Breeze | 40008 | True |  | 3 | Yes | 1710 | 10 | 171 | 3240 | 26 | 124 | 4608 | 64 | 72 | [5 empty] | Incandescent |  | Federally-Regulated Consumer Product | 11/28/2011 |  | 03/04/2020
Halsey Enterprise Co., Ltd. | Monte Carlo | 4BFR54BKD | True |  | 3 | Yes | 1954 | 12 | 163 | 3685 | 30 | 123 | 5712 | 60 | 95 | [5 empty] | Other |  | Federally-Regulated Consumer Product | 03/19/2014 |  | 03/04/2020
Fanim Industries | Harbor Breeze | LP8210LAZ | True |  | 6 | Yes | 1962 | 4 | 490 | 3510 | 9 | 390 | 5823 | 32 | 181 | [5 empty] | Compact Flourescent |  | Federally-Regulated Consumer Product | 03/18/2015 |  | 03/04/2020
Aeratron Pty Ltd. | Aeratron | AE3-60-LED-S | True |  | V | Yes | 2845 | 3 | 948 | 5098 | 9 | 566 | 6611 | 19 | 348 | [5 empty] | LED |  | Federally-Regulated Consumer Product | 05/21/2015 |  | 03/04/2020
Air Cool Industrial Co., Ltd. | Hampton Bay | AC-552(YG098B-NM) | True | Standard | 3 | Yes | 2143 | 14 |  |  |  |  | 5738 | 65 |  | 52 | 97 | 72 |  |  | LED |  | Federally-Regulated Consumer Product | 03/18/2020 |  | 03/19/2020
Air Cool Industrial Co., Ltd. | Hampton Bay | AC-552(AC386LED-WB) | True | Standard | 3 | Yes | 2039 | 13 |  |  |  |  | 5540 | 68 |  | 52 | 91 | 72 |  |  | LED |  | Federally-Regulated Consumer Product | 03/18/2020 |  | 03/19/2020
King of Fans | Hampton Bay | EF200E-44 | True | Hugger | 3 | Yes | 1618 | 12 |  |  |  |  | 2885 | 52 |  | 44 | 55 | 47 |  |  | LED |  | Federally-Regulated Consumer Product | 03/19/2020 |  | 03/23/2020
CUORI ELECTRICAL APPLIANCES (GROUP) CO LTD | Carro | CES525SL | True | Standard | 6 | Yes | 8356 | 3 | 301 |  |  |  | 4970 | 31 | 163 | 52 | 72 | 72 |  |  | Compact Flourescent |  | Federally-Regulated Consumer Product | 02/21/2020 |  | 03/31/2020
CUORI ELECTRICAL APPLIANCES (GROUP) CO LTD | Carro | CES563FL | True | Standard | 6 | Yes | 1557 | 3 | 613 |  |  |  | 6929 | 28 | 244 | 56 | 74 | 74 |  |  | LED |  | Federally-Regulated Consumer Product | 02/21/2020 |  | 03/31/2020
King of Fans | Home Decorators Collection | 54-REIN | True | Standard | 3 | Yes | 2147 | 11 |  |  |  |  | 5659 | 64 |  | 54 | 101 | 73.13 |  |  | None |  | Federally-Regulated Consumer Product | 04/13/2020 |  | 04/14/2020
King of Fans | Home Decorators Collection | 3573219 | True | Standard | 3 | Yes | 1735 | 13 |  |  |  |  | 4424 | 65 |  | 44 | 77 | 66.63 |  |  | LED |  | Federally-Regulated Consumer Product | 04/13/2020 |  | 04/14/2020
DBS Holdings, Inc. | Dogwood Building Supply | CF300552L BN | True | Standard | 3 | Yes | 1630 | 11 |  |  |  |  | 4039 | 54 |  | 52 | 86 | 71.83 |  |  | LED |  | Federally-Regulated Consumer Product | 04/03/2020 |  | 04/15/2020
DBS Holdings, Inc. | Dogwood Building Supply | CF300552LB BN | True | Standard | 3 | Yes | 1630 | 11 |  |  |  |  | 4039 | 54 |  | 52 | 86 | 71.83 |  |  | LED |  | Federally-Regulated Consumer Product | 04/03/2020 |  | 04/15/2020
DBS Holdings, Inc. | Dogwood Building Supply | L501093 | True | Standard | 3 | Yes | 1630 | 11 |  |  |  |  | 4039 | 54 |  | 52 | 86 | 71.83 |  |  | LED |  | Federally-Regulated Consumer Product | 04/03/2020 |  | 04/15/2020
DBS Holdings, Inc. | Dogwood Building Supply | CF52370-50-MB-LED | True | Standard | 3 | Yes | 1630 | 11 |  |  |  |  | 4039 | 54 |  | 52 | 86 | 71.83 |  |  | LED |  | Federally-Regulated Consumer Product | 04/03/2020 |  | 04/15/2020
DBS Holdings, Inc. | Dogwood Building Supply | TS-52-078 | True | Standard | 3 | Yes | 1630 | 11 |  |  |  |  | 4039 | 54 |  | 52 | 86 | 71.83 |  |  | LED |  | Federally-Regulated Consumer Product | 04/03/2020 |  | 04/15/2020
Hunter Fan Company | Hunter | 50178 | True | Hugger | 3 | Yes | 829 | 7 | 118 |  |  |  | 4152 | 63 | 66 | 52 | 71 | 50 |  |  | LED |  | Federally-Regulated Consumer Product | 03/25/2020 |  | 04/16/2020
King of Fans | Home Decorators Collection | 60-KEST | True | Standard | 3 | Yes | 2373 | 2 |  |  |  |  | 6646 | 28 |  | 60 | 275 | 77.03 |  |  | LED |  | Federally-Regulated Consumer Product | 04/29/2020 |  | 05/12/2020
King of Fans | Hampton Bay | 52-BVD | True | Hugger | 3 | Yes | 1781 | 12 |  |  |  |  | 4046 | 60 |  | 52 | 79 | 49.54 |  |  | LED |  | Federally-Regulated Consumer Product | 04/13/2020 |  | 06/03/2020
King of Fans | Hampton Bay | 52-CCT | True | Standard | 3 | Yes | 1342 | 10 |  |  |  |  | 5067 | 62 |  | 52 | 91 | 72 |  |  | LED |  | Federally-Regulated Consumer Product | 06/03/2020 |  | 06/16/2020
King of Fans | Hampton Bay | 52-CCT HG | True | Hugger | 3 | Yes | 1305 | 10 |  |  |  |  | 3575 | 62 |  | 52 | 66 | 50 |  |  | LED |  | Federally-Regulated Consumer Product | 06/12/2020 |  | 06/16/2020
Summer Wind International, Ltd. | Home Decorators Collection | SW1422 BN | True | Standard | 3 | Yes | 2324 | 15 |  |  |  |  | 3539 | 52 |  | 52 | 105 | 71.83 |  |  | LED |  | Federally-Regulated Consumer Product | 04/27/2020 |  | 06/19/2020
Summer Wind International, Ltd. | Home Decorators Collection | SW1422 MBK | True | Standard | 3 | Yes | 2324 | 15 |  |  |  |  | 3539 | 52 |  | 52 | 105 | 71.83 |  |  | LED |  | Federally-Regulated Consumer Product | 04/27/2020 |  | 06/19/2020
Summer Wind International, Ltd. | Home Decorators Collection | SW1422 WH | True | Standard | 3 | Yes | 2324 | 15 |  |  |  |  | 3539 | 52 |  | 52 | 105 | 71.83 |  |  | LED |  | Federally-Regulated Consumer Product | 04/27/2020 |  | 06/19/2020
Summer Wind International, Ltd. | Home Decorators Collection | SW1422/52IN BN | True | Standard | 3 | Yes | 2324 | 15 |  |  |  |  | 3539 | 52 |  | 52 | 105 | 71.83 |  |  | LED |  | Federally-Regulated Consumer Product | 04/27/2020 |  | 06/19/2020
Air Cool Industrial Co., Ltd. | Home Decorators Collection | AM175(AM175B-EB) | True | Standard | V | Yes | 2070 | 3 |  |  |  |  | 7192 | 36 |  | 60 | 214 | 77 |  |  | LED |  | Federally-Regulated Consumer Product | 05/20/2020 |  | 07/15/2020
Air Cool Industrial Co., Ltd. | Home Decorators Collection | AM175(AM175B-EB) | True | Hugger | V | Yes | 1945 | 3 |  |  |  |  | 6703 | 36 |  | 60 | 200 | 51.86 |  |  | LED |  | Federally-Regulated Consumer Product | 07/08/2020 |  | 07/16/2020
Air Cool Industrial Co., Ltd. | No Brand (for Home Depot) | AC-552((YG269BP-BK) | True | Hugger | 3 | Yes | 1743 | 12 |  |  |  |  | 4663 | 68 |  | 52 | 79 | 50 |  |  | LED |  | Federally-Regulated Consumer Product | 03/16/2020 |  | 08/10/2020
Air Cool Industrial Co., Ltd. | No Brand (for Home Depot) | AC-552((YG269BP-BK) | True | Standard | 3 | Yes | 1865 | 12 |  |  |  |  | 5103 | 68 |  | 52 | 86 | 72 |  |  | LED |  | Federally-Regulated Consumer Product | 03/17/2020 |  | 08/10/2020
Air Cool Industrial Co., Ltd. | Hampton Bay | AC-552(AL958-EB) | True | Standard | 3 | Yes | 1850 | 11 |  |  |  |  | 3985 | 51 |  | 44 | 92 | 66.63 |  |  | LED |  | Federally-Regulated Consumer Product | 08/02/2020 |  | 08/10/2020
HKC - Hong Kong China Electric Appliance | Honeywell | 51624 | True | Hugger | 3 | Yes | 1745 | 11 |  |  |  |  | 4565 | 52 |  | 52 | 97 | 50 |  |  | LED |  | Federally-Regulated Consumer Product | 06/02/2020 |  | 08/11/2020
HKC - Hong Kong China Electric Appliance | Honeywell | 51623 | True | Hugger | 3 | Yes | 1745 | 11 |  |  |  |  | 4565 | 52 |  | 52 | 97 | 50 |  |  | LED |  | Federally-Regulated Consumer Product | 06/02/2020 |  | 08/11/2020
HKC - Hong Kong China Electric Appliance | Honeywell | 51653 | True | Hugger | 3 | Yes | 1670 | 11 |  |  |  |  | 4436 | 57 |  | 52 | 89 | 50 |  |  | LED |  | Federally-Regulated Consumer Product | 06/02/2020 |  | 08/11/2020
Madison Avenue Lighting & Fan Co. | Home Decorators Collection | 54725 | True | Hugger | 3 | Yes | 1914 | 12 |  |  |  |  | 5235 | 71 |  | 52 | 83 | 50 |  |  | LED |  | Federally-Regulated Consumer Product | 03/09/2020 |  | 08/12/2020
Madison Avenue Lighting & Fan Co. | Home Decorators Collection | 54727 | True | Hugger | 3 | Yes | 1914 | 12 |  |  |  |  | 5235 | 71 |  | 52 | 83 | 50 |  |  | LED |  | Federally-Regulated Consumer Product | 03/09/2020 |  | 08/12/2020
Madison Avenue Lighting & Fan Co. | Home Decorators Collection | 54728 | True | Hugger | 3 | Yes | 1914 | 12 |  |  |  |  | 5235 | 71 |  | 52 | 83 | 50 |  |  | LED |  | Federally-Regulated Consumer Product | 03/09/2020 |  | 08/12/2020
Madison Avenue Lighting & Fan Co. | Home Decorators Collection | 54729 | True | Hugger | 3 | Yes | 1914 | 12 |  |  |  |  | 5235 | 71 |  | 52 | 83 | 50 |  |  | LED |  | Federally-Regulated Consumer Product | 03/09/2020 |  | 08/12/2020
Madison Avenue Lighting & Fan Co. | Home Decorators Collection | 54724 | True | Hugger | 3 | Yes | 2017 | 12 |  |  |  |  | 5484 | 71 |  | 52 | 83 |  |  |  | LED |  | Federally-Regulated Consumer Product | 08/10/2020 |  | 08/12/2020
HKC - Hong Kong China Electric Appliance | Harbor Breeze | 2599769 | True | Hugger | 3 | Yes | 1875 | 13 |  |  |  |  | 4448 | 60 |  | 52 | 84 | 49.54 |  |  | LED |  | Federally-Regulated Consumer Product | 08/21/2020 |  | 08/25/2020
King of Fans | Home Decorators Collection | 60-TIMB | True | Standard | 3 | Yes | 3370 | 3 |  |  |  |  | 8604 | 40 |  | 60 | 291 | 77.03 |  |  | LED |  | Federally-Regulated Consumer Product | 08/24/2020 |  | 08/27/2020
The Modern Fan Company Inc. | The Modern Fan Co | ARB-**-54-**-870-** | True | Standard | 6 | Yes | 1416 | 3 |  |  |  |  | 5312 | 31 |  | 54 | 179 | 73.13 |  |  | LED |  | Federally-Regulated Consumer Product | 07/27/2020 |  | 08/27/2020
The Modern Fan Company Inc. | The Modern Fan Co | ARB-**-54-**-NL-** | True | Standard | 6 | Yes | 554 | 3 |  |  |  |  | 4739 | 31 |  | 54 | 179 | 73.13 |  |  | None |  | Federally-Regulated Consumer Product | 07/27/2020 |  | 08/27/2020
The Modern Fan Company Inc. | The Modern Fan Co | ARB-FM-**-54-**-870-** | True | Hugger | 6 | Yes | 554 | 3 |  |  |  |  | 4739 | 31 |  | 54 | 139 | 50.12 |  |  | LED |  | Federally-Regulated Consumer Product | 07/27/2020 |  | 08/27/2020
The Modern Fan Company Inc. | The Modern Fan Co | ARB-FM-**-54-**-NL-** | True | Hugger | 6 | Yes | 554 | 3 |  |  |  |  | 4739 | 31 |  | 54 | 139 | 50.12 |  |  | None |  | Federally-Regulated Consumer Product | 07/27/2020 |  | 08/27/2020
The Modern Fan Company Inc. | The Modern Fan Co | LLX-****-54-**-271-** | True | Standard | 6 | Yes | 1395 | 3 |  |  |  |  | 5332 | 30 |  | 54 | 159 | 73.13 |  |  | LED |  | Federally-Regulated Consumer Product | 07/27/2020 |  | 08/27/2020
The Modern Fan Company Inc. | The Modern Fan Co | LLX-****-54-**-NL-** | True | Standard | 6 | Yes | 1395 | 3 |  |  |  |  | 5332 | 30 |  | 54 | 159 | 73.13 |  |  | None |  | Federally-Regulated Consumer Product | 07/27/2020 |  | 08/27/2020
King of Fans | Home Decorators Collection | 68-ATRDC | True | Standard | 9 | Yes | 3679 | 3 |  |  |  |  | 9553 | 31 |  | 68 | 345 | 82 |  |  | None |  | Federally-Regulated Consumer Product | 06/03/2020 |  | 09/01/2020
HKC - Hong Kong China Electric Appliance | No Brand Lowes | 2599769 | True | Hugger | 3 | Yes | 1875 | 13 |  |  |  |  | 4448 | 60 |  | 52 | 84 |  |  |  | LED |  | Federally-Regulated Consumer Product | 08/25/2020 |  | 09/02/2020
Generation Brands | Monte Carlo | 3AOR60 | True | Standard | V | Yes | 2337 | 2 | 1169 |  |  |  | 8286 | 35 | 237 | 60 | 301 | 77 |  |  | None |  | Federally-Regulated Consumer Product | 02/19/2020 |  | 09/22/2020
Generation Brands | Monte Carlo | 3AOR60* | True | Standard | V | Yes | 2337 | 2 | 1169 |  |  |  | 8286 | 35 | 237 | 60 | 301 | 77 |  |  | None |  | Federally-Regulated Consumer Product | 02/19/2020 |  | 09/22/2020
Generation Brands | Monte Carlo | 3VLR60 | True | Standard | V | Yes | 2321 | 2 |  |  |  |  | 8861 | 25 |  | 60 | 400 | 77 |  |  | None |  | Federally-Regulated Consumer Product | 03/16/2020 |  | 09/22/2020
Generation Brands | Monte Carlo | 3VLR60*** | True | Standard | V | Yes | 2321 | 2 |  |  |  |  | 8861 | 25 |  | 60 | 400 | 77 |  |  | None |  | Federally-Regulated Consumer Product | 03/16/2020 |  | 09/22/2020
Generation Brands | Monte Carlo | 4GIR60 | True | Standard | V | Yes | 2970 | 2 |  |  |  |  | 8342 | 33 |  | 60 | 284 | 77 |  |  | None |  | Federally-Regulated Consumer Product | 03/16/2020 |  | 09/22/2020
Generation Brands | Monte Carlo | 4GIR60* | True | Standard | V | Yes | 2970 | 2 |  |  |  |  | 8342 | 33 |  | 60 | 284 | 77 |  |  | None |  | Federally-Regulated Consumer Product | 03/16/2020 |  | 09/22/2020
Generation Brands | Monte Carlo | Cirque | True | Standard | V | Yes | 2834 | 3 |  |  |  |  | 7103 | 28 |  | 56 | 275 | 74 |  |  | LED |  | Federally-Regulated Consumer Product | 03/23/2020 |  | 09/22/2020
Generation Brands | Monte Carlo | 3CQR56* | True | Standard | V | Yes | 2834 | 3 |  |  |  |  | 7103 | 28 |  | 56 | 275 | 74 |  |  | LED |  | Federally-Regulated Consumer Product | 03/23/2020 |  | 09/22/2020
Generation Brands | Monte Carlo | 56SG6-L | True | Standard | V | Yes | 2834 | 3 |  |  |  |  | 7103 | 28 |  | 56 | 275 | 74 |  |  | LED |  | Federally-Regulated Consumer Product | 03/23/2020 |  | 09/22/2020
Generation Brands | Monte Carlo | 56SG6-L-D | True | Standard | V | Yes | 2834 | 3 |  |  |  |  | 7103 | 28 |  | 56 | 275 | 74 |  |  | LED |  | Federally-Regulated Consumer Product | 03/23/2020 |  | 09/22/2020
Generation Brands | Monte Carlo | 3CPR60 | True | Standard | V | Yes | 2498 | 3 |  |  |  |  | 7857 | 33 |  | 60 | 190 |  |  |  | None |  | Federally-Regulated Consumer Product | 03/29/2020 |  | 09/22/2020
Generation Brands | Monte Carlo | 3CPR60* | True | Standard | V | Yes | 2498 | 3 |  |  |  |  | 7857 | 33 |  | 60 | 190 |  |  |  | None |  | Federally-Regulated Consumer Product | 03/29/2020 |  | 09/22/2020
Generation Brands | Monte Carlo | Aspen | True | Standard | V | Yes | 1100 | 5 |  |  |  |  | 7228 | 41 |  | 56 | 215 | 74.43 |  |  | None |  | Federally-Regulated Consumer Product | 04/05/2020 |  | 09/22/2020
Generation Brands | Monte Carlo | 5ASPR56* | True | Standard | V | Yes | 1100 | 5 |  |  |  |  | 7228 | 41 |  | 56 | 215 | 74.43 |  |  | None |  | Federally-Regulated Consumer Product | 04/05/2020 |  | 09/22/2020
Generation Brands | Monte Carlo | 56SG7-D | True | Standard | V | Yes | 1100 | 5 |  |  |  |  | 7228 | 41 |  | 56 | 215 | 74.43 |  |  | None |  | Federally-Regulated Consumer Product | 04/05/2020 |  | 09/22/2020
Generation Brands | Monte Carlo | 5ATR56XXXD | True | Standard | V | Yes | 1772 | 2 |  |  |  |  | 7531 | 40 |  | 56 | 256 | 74.43 |  |  | LED |  | Federally-Regulated Consumer Product | 04/07/2020 |  | 09/22/2020
Generation Brands | Monte Carlo | 5ATR56***D | True | Standard | V | Yes | 1772 | 2 |  |  |  |  | 7531 | 40 |  | 56 | 256 | 74.43 |  |  | LED |  | Federally-Regulated Consumer Product | 04/07/2020 |  | 09/22/2020
Generation Brands | Monte Carlo | 4LMR56XXXD | True | Standard | V | Yes | 2564 | 4 |  |  |  |  | 6688 | 35 |  | 56 | 220 | 74.43 |  |  | LED |  | Federally-Regulated Consumer Product | 04/28/2020 |  | 09/22/2020
Generation Brands | Monte Carlo | 4LMR56***D | True | Standard | V | Yes | 2564 | 4 |  |  |  |  | 6688 | 35 |  | 56 | 220 | 74.43 |  |  | LED |  | Federally-Regulated Consumer Product | 04/28/2020 |  | 09/22/2020
Generation Brands | Monte Carlo | 3ADR60** | True | Standard | V | Yes | 2575 | 3 |  |  |  |  | 5251 | 29 |  | 60 | 177.76 | 77.03 |  |  | None |  | Federally-Regulated Consumer Product | 08/17/2020 |  | 09/22/2020
Generation Brands | Monte Carlo | 3TAR56**** | True | Standard | V | Yes | 2272 | 2 |  |  |  |  | 7058 | 23 |  | 56 | 310.51 | 74.43 |  |  | LED |  | Federally-Regulated Consumer Product | 08/17/2020 |  | 09/22/2020
Generation Brands | Monte Carlo | 3TAHR56**** | True | Standard | V | Yes | 2272 | 2 |  |  |  |  | 7058 | 23 |  | 56 | 241.27 | 74.43 |  |  | LED |  | Federally-Regulated Consumer Product | 08/17/2020 |  | 09/22/2020
Generation Brands | Monte Carlo | 3AKR56**D | True | Standard | V | Yes | 1967 | 3 |  |  |  |  | 4681 | 22 |  | 56 | 133.11 | 74.43 |  |  | LED |  | Federally-Regulated Consumer Product | 08/17/2020 |  | 09/22/2020
Generation Brands | Monte Carlo | 3AR54** | True | Standard | V | Yes | 2745 | 14 |  |  |  |  | 6112 | 62 |  | 54 | 99.12 | 73.13 |  |  | LED |  | Federally-Regulated Consumer Product | 08/17/2020 |  | 09/22/2020
Generation Brands | Monte Carlo | 3AMR60**D | True | Standard | V | Yes | 2663 | 6 |  |  |  |  | 7732 | 32 |  | 60 | 242 | 77.03 |  |  | LED |  | Federally-Regulated Consumer Product | 08/17/2020 |  | 09/22/2020
Generation Brands | Monte Carlo | 3AVOR56**D | True | Standard | V | Yes | 2160 | 2 |  |  |  |  | 6461 | 24 |  | 56 | 269.21 | 74.43 |  |  | LED |  | Federally-Regulated Consumer Product | 08/17/2020 |  | 09/22/2020
Generation Brands | Monte Carlo | 3AVMR64**D | True | Standard | V | Yes | 3122 | 3 |  |  |  |  | 7866 | 32 |  | 64 | 246 | 79.63 |  |  | LED |  | Federally-Regulated Consumer Product | 08/17/2020 |  | 09/22/2020
Generation Brands | Monte Carlo | 3BTR54**D | True | Standard | V | Yes | 1937 | 11 |  |  |  |  | 5687 | 65 |  | 54 | 87 | 73.13 |  |  | LED |  | Federally-Regulated Consumer Product | 08/17/2020 |  | 09/22/2020
Generation Brands | Monte Carlo | 4BFR54**D-V1 | True | Standard | V | Yes | 1657 | 10 |  |  |  |  | 5627 | 71 |  | 54 | 79 | 73.13 |  |  | LED |  | Federally-Regulated Consumer Product | 08/17/2020 |  | 09/22/2020
Generation Brands | Monte Carlo | 5CQM52** | True | Standard | V | Yes | 2225 | 14 |  |  |  |  | 5146 | 63 |  | 52 | 81.68 | 71.83 |  |  | None |  | Federally-Regulated Consumer Product | 08/17/2020 |  | 09/22/2020
Generation Brands | Monte Carlo | 5CQM44** | True | Standard | V | Yes | 1446 | 13 |  |  |  |  | 3252 | 44 |  | 44 | 73.91 | 66.63 |  |  | None |  | Federally-Regulated Consumer Product | 08/17/2020 |  | 09/22/2020
Generation Brands | Monte Carlo | 3CLYR52**D-V1 | True | Standard | V | Yes | 2669 | 14 |  |  |  |  | 4710 | 46 |  | 52 | 102 | 71.83 |  |  | LED |  | Federally-Regulated Consumer Product | 08/17/2020 |  | 09/22/2020
Generation Brands | Monte Carlo | 3CLYR42**D-V1 | True | Standard | 3 | Yes | 1593 | 13 |  |  |  |  | 2799 | 37 |  | 42 | 76 | 65.33 |  |  | LED |  | Federally-Regulated Consumer Product | 08/17/2020 |  | 09/22/2020
Generation Brands | Monte Carlo | 3CLMR56**D-V1 | True | Standard | V | Yes | 1617 | 7 |  |  |  |  | 6445 | 66 |  | 56 | 98 | 74.43 |  |  | LED |  | Federally-Regulated Consumer Product | 08/17/2020 |  | 09/22/2020
Generation Brands | Monte Carlo | 5COM52**D-V1 | True | Standard | 3 | Yes | 2132 | 13 |  |  |  |  | 4257 | 58 |  | 52 | 73.4 | 71.83 |  |  | None |  | Federally-Regulated Consumer Product | 08/17/2020 |  | 09/22/2020
Generation Brands | Monte Carlo | 5CU52** | True | Standard | 3 | Yes | 2079 | 14 |  |  |  |  | 4892 | 68 |  | 52 | 72 | 71.83 |  |  | None |  | Federally-Regulated Consumer Product | 08/17/2020 |  | 09/22/2020
Generation Brands | Monte Carlo | 5CY60** | True | Standard | 3 | Yes | 2250 | 9 |  |  |  |  | 6708 | 81 |  | 60 | 82.81 | 77.03 |  |  | None |  | Federally-Regulated Consumer Product | 08/17/2020 |  | 09/22/2020
Generation Brands | Monte Carlo | 3DLR56** | True | Standard | V | Yes | 2288 | 4 |  |  |  |  | 5566 | 33 |  | 56 | 169 | 74.43 |  |  | None |  | Federally-Regulated Consumer Product | 08/17/2020 |  | 09/22/2020
Generation Brands | Monte Carlo | 3DSTR57**D | True | Standard | V | Yes | 2005 | 3 |  |  |  |  | 5627 | 27 |  | 57 | 208 | 75.08 |  |  | LED |  | Federally-Regulated Consumer Product | 08/17/2020 |  | 09/22/2020
Generation Brands | Monte Carlo | 5DIC52**D-V1 | True | Standard | 3 | Yes | 1893 | 14 |  |  |  |  | 4758 | 65 |  | 52 | 73 | 71.83 |  |  | LED |  | Federally-Regulated Consumer Product | 08/17/2020 |  | 09/22/2020
Generation Brands | Monte Carlo | 5DIC44**D-V1 | True | Standard | 3 | Yes | 1599 | 13 |  |  |  |  | 3957 | 58 |  | 44 | 68 | 66.63 |  |  | LED |  | Federally-Regulated Consumer Product | 08/17/2020 |  | 09/22/2020
Generation Brands | Monte Carlo | 5DIO52**D | True | Standard | 3 | Yes | 1893 | 14 |  |  |  |  | 4483 | 60 |  | 52 | 75 | 71.83 |  |  | LED |  | Federally-Regulated Consumer Product | 08/17/2020 |  | 09/22/2020
Generation Brands | Monte Carlo | 5DIW52**D | True | Standard | 3 | Yes | 1902 | 14 |  |  |  |  | 4483 | 60 |  | 52 | 75 | 71.83 |  |  | LED |  | Federally-Regulated Consumer Product | 08/17/2020 |  | 09/22/2020
Generation Brands | Monte Carlo | 3DIR52**D-V1 | True | Standard | V | Yes | 2135 | 11 |  |  |  |  | 4741 | 65 |  | 52 | 72.94 | 71.83 |  |  | LED |  | Federally-Regulated Consumer Product | 08/17/2020 |  | 09/22/2020
Generation Brands | Monte Carlo | 5DVR60** | True | Standard | V | Yes | 1947 | 2 |  |  |  |  | 7988 | 38 |  | 60 | 210 | 77.03 |  |  | None |  | Federally-Regulated Consumer Product | 08/17/2020 |  | 09/22/2020
Generation Brands | Monte Carlo | 5DVR68** | True | Standard | V | Yes | 2531 | 2 |  |  |  |  | 9508 | 38 |  | 68 | 250 | 82.23 |  |  | None |  | Federally-Regulated Consumer Product | 08/17/2020 |  | 09/22/2020
Generation Brands | Monte Carlo | 3DYR56** | True | Standard | 3 | Yes | 3414 | 3 |  |  |  |  | 8380 | 38 |  | 56 | 221 | 74.43 |  |  | None |  | Federally-Regulated Consumer Product | 08/17/2020 |  | 09/22/2020
Generation Brands | Monte Carlo | 8EER60**D-V1 | True | Standard | V | Yes | 3363 | 5 |  |  |  |  | 7270 | 38 |  | 60 | 192 | 77.03 |  |  | LED |  | Federally-Regulated Consumer Product | 08/17/2020 |  | 09/22/2020
Generation Brands | Monte Carlo | 5HVO44** | True | Standard | 3 | Yes | 1410 | 10 |  |  |  |  | 3913 | 58 |  | 44 | 67 | 66.63 |  |  | None |  | Federally-Regulated Consumer Product | 08/17/2020 |  | 09/22/2020
Generation Brands | Monte Carlo | 5HV52** | True | Standard | 3 | Yes | 1926 | 13 |  |  |  |  | 4401 | 59 |  | 52 | 75 | 71.83 |  |  | None |  | Federally-Regulated Consumer Product | 08/17/2020 |  | 09/22/2020
Generation Brands | Monte Carlo | 5HV52**D | True | Standard | 3 | Yes | 1926 | 13 |  |  |  |  | 4401 | 59 |  | 52 | 75 | 71.83 |  |  | LED |  | Federally-Regulated Consumer Product | 08/17/2020 |  | 09/22/2020
Generation Brands | Monte Carlo | 5HVO52** | True | Standard | 3 | Yes | 1760 | 10 |  |  |  |  | 4482 | 59 |  | 52 | 76 | 71.83 |  |  | None |  | Federally-Regulated Consumer Product | 08/17/2020 |  | 09/22/2020
Generation Brands | Monte Carlo | 5HVO52**D | True | Standard | 3 | Yes | 1774 | 10 |  |  |  |  | 4510 | 59 |  | 52 | 76 | 71.83 |  |  | LED |  | Federally-Regulated Consumer Product | 08/17/2020 |  | 09/22/2020
Generation Brands | Monte Carlo | 5HVDC52** | True | Standard | 3 | Yes | 2391 | 3 |  |  |  |  | 5308 | 33 |  | 52 | 161 | 71.83 |  |  | None |  | Federally-Regulated Consumer Product | 08/17/2020 |  | 09/22/2020
Generation Brands | Monte Carlo | 5HVDC52**D | True | Standard | 3 | Yes | 2375 | 3 |  |  |  |  | 5284 | 29 |  | 52 | 182 | 71.83 |  |  | LED |  | Federally-Regulated Consumer Product | 08/17/2020 |  | 09/22/2020
Generation Brands | Monte Carlo | 8KGR72**D | True | Standard | V | Yes | 4880 | 4 |  |  |  |  | 10213 | 28 |  | 72 | 365 | 84.83 |  |  | LED |  | Federally-Regulated Consumer Product | 08/17/2020 |  | 09/22/2020
Generation Brands | Monte Carlo | 5LLR56**D-V1 | True | Standard | V | Yes | 2589 | 3 |  |  |  |  | 7126 | 28 |  | 56 | 255 | 74.43 |  |  | LED |  | Federally-Regulated Consumer Product | 08/17/2020 |  | 09/22/2020
Generation Brands | Monte Carlo | 6LFR96**D | True | Large-Diameter | V | Yes | 5729 | 3 |  |  |  |  | 13634 | 33 |  | 96 | 413 | 57.36 |  |  | LED |  | Federally-Regulated Consumer Product | 08/17/2020 |  | 09/22/2020
Generation Brands | Monte Carlo | 3MO52TMO-V1 | True | Standard | 3 | Yes | 1386 | 9 |  |  |  |  | 5873 | 71 |  | 52 | 83 | 71.83 |  |  | Compact Flourescent |  | Federally-Regulated Consumer Product | 08/17/2020 |  | 09/22/2020
Generation Brands | Monte Carlo | 3MTR38**-V1 | True | Standard | 3 | Yes | 1406 | 9 |  |  |  |  | 3973 | 61 |  | 38 | 65 | 62.73 |  |  | Compact Flourescent |  | Federally-Regulated Consumer Product | 08/17/2020 |  | 09/22/2020
Generation Brands | Monte Carlo | 3MAVR60** | True | Standard | V | Yes | 2398 | 3 |  |  |  |  | 6637 | 27 |  | 60 | 246 | 77.03 |  |  | None |  | Federally-Regulated Consumer Product | 08/17/2020 |  | 09/22/2020
Generation Brands | Monte Carlo | 3MAVR99** | True | Large-Diameter | V | Yes | 9556 | 6 |  |  |  |  | 17395 | 29 |  | 99 | 600 | 60.09 |  |  | None |  | Federally-Regulated Consumer Product | 08/17/2020 |  | 09/22/2020
Generation Brands | Monte Carlo | 3MAVR52** | True | Standard | V | Yes | 1446 | 2 |  |  |  |  | 5889 | 27 |  | 52 | 218 | 71.83 |  |  | None |  | Federally-Regulated Consumer Product | 08/17/2020 |  | 09/22/2020
Generation Brands | Monte Carlo | 3MAVR52**D | True | Standard | V | Yes | 2190 | 2 |  |  |  |  | 6928 | 30 |  | 52 | 231 | 71.83 |  |  | LED |  | Federally-Regulated Consumer Product | 08/17/2020 |  | 09/22/2020
Generation Brands | Monte Carlo | 3MAVR60**D | True | Standard | V | Yes | 2296 | 4 |  |  |  |  | 7680 | 34 |  | 60 | 226 | 77.03 |  |  | LED |  | Federally-Regulated Consumer Product | 08/17/2020 |  | 09/22/2020
Generation Brands | Monte Carlo | 3MAVR70** | True | Standard | V | Yes | 3274 | 4 |  |  |  |  | 6477 | 26 |  | 70 | 249 | 83.53 |  |  | None |  | Federally-Regulated Consumer Product | 08/17/2020 |  | 09/22/2020
Generation Brands | Monte Carlo | 3MAVR70**D | True | Standard | V | Yes | 4365 | 5 |  |  |  |  | 7336 | 22 |  | 70 | 333 | 83.53 |  |  | LED |  | Federally-Regulated Consumer Product | 08/17/2020 |  | 09/22/2020
Generation Brands | Monte Carlo | 3MAVR88** | True | Large-Diameter | V | Yes | 4367 | 3 |  |  |  |  | 14787 | 26 |  | 88 | 569 | 50.08 |  |  | None |  | Federally-Regulated Consumer Product | 08/17/2020 |  | 09/22/2020
Generation Brands | Monte Carlo | 3MER56**D | True | Standard | V | Yes | 3078 | 3 |  |  |  |  | 7212 | 87 |  | 56 | 83 | 74.43 |  |  | LED |  | Federally-Regulated Consumer Product | 08/17/2020 |  | 09/22/2020
Generation Brands | Monte Carlo | 4TSR56**D | True | Standard | V | Yes | 2442 | 2 |  |  |  |  | 6944 | 32 |  | 56 | 217 | 74.43 |  |  | LED |  | Federally-Regulated Consumer Product | 08/17/2020 |  | 09/22/2020
Generation Brands | Monte Carlo | 3MNLR56**D-V1 | True | Standard | V | Yes | 2843 | 3 |  |  |  |  | 7240 | 27 |  | 56 | 267 | 74.43 |  |  | LED |  | Federally-Regulated Consumer Product | 08/17/2020 |  | 09/22/2020
Generation Brands | Monte Carlo | 3MNLR72**D-V1 | True | Standard | V | Yes | 2996 | 3 |  |  |  |  | 9468 | 31 |  | 72 | 305 | 84.83 |  |  | LED |  | Federally-Regulated Consumer Product | 08/17/2020 |  | 09/22/2020
Generation Brands | Monte Carlo | 14PRR52**D | True | Standard | V | Yes | 2676 | 4 |  |  |  |  | 5003 | 25 |  | 52 | 197 | 71.83 |  |  | LED |  | Federally-Regulated Consumer Product | 08/17/2020 |  | 09/22/2020
Generation Brands | Monte Carlo | 14PRR62**D | True | Standard | V | Yes | 2676 | 4 |  |  |  |  | 7233 | 34 |  | 62 | 211 | 78.33 |  |  | LED |  | Federally-Regulated Consumer Product | 08/17/2020 |  | 09/22/2020
Generation Brands | Monte Carlo | 14PRR72**D | True | Standard | V | Yes | 2676 | 4 |  |  |  |  | 7128 | 34 |  | 72 | 204 | 84.83 |  |  | LED |  | Federally-Regulated Consumer Product | 08/17/2020 |  | 09/22/2020
Generation Brands | Monte Carlo | 4RKR60**D | True | Standard | V | Yes | 3343 | 5 |  |  |  |  | 7805 | 40 |  | 60 | 195 | 77.03 |  |  | LED |  | Federally-Regulated Consumer Product | 08/17/2020 |  | 09/22/2020
Generation Brands | Monte Carlo | 3STR60**D | True | Standard | V | Yes | 3157 | 3 |  |  |  |  | 7916 | 32 |  | 60 | 247 | 77.03 |  |  | LED |  | Federally-Regulated Consumer Product | 08/17/2020 |  | 09/22/2020
Generation Brands | Monte Carlo | 3SY52**D | True | Standard | 3 | Yes | 2367 | 14 |  |  |  |  | 5335 | 62 |  | 52 | 86 | 71.83 |  |  | LED |  | Federally-Regulated Consumer Product | 08/17/2020 |  | 09/22/2020
Generation Brands | Monte Carlo | 8TNR56**D-V1 | True | Standard | V | Yes | 3555 | 7 |  |  |  |  | 8333 | 30 |  | 56 | 255 | 74.43 |  |  | LED |  | Federally-Regulated Consumer Product | 08/17/2020 |  | 09/22/2020
Generation Brands | Monte Carlo | 3VNR52**D-V1 | True | Standard | 3 | Yes | 2369 | 15 |  |  |  |  | 3420 | 43 |  | 52 | 79 | 71.83 |  |  | LED |  | Federally-Regulated Consumer Product | 08/17/2020 |  | 09/22/2020
Generation Brands | Monte Carlo | 5VMR72**D | True | Standard | V | Yes | 4469 | 4 |  |  |  |  | 10197 | 33 |  | 72 | 309 | 84.83 |  |  | LED |  | Federally-Regulated Consumer Product | 08/17/2020 |  | 09/22/2020
Generation Brands | Monte Carlo | 5VMR84**D | True | Standard | V | Yes | 6143 | 7 |  |  |  |  | 11277 | 30 |  | 84 | 376 | 92.63 |  |  | LED |  | Federally-Regulated Consumer Product | 08/17/2020 |  | 09/22/2020
Generation Brands | Monte Carlo | 3VNR42**D-V1 | True | Standard | 3 | Yes | 1668 | 11 |  |  |  |  | 2935 | 30 |  | 42 | 98 | 65.33 |  |  | LED |  | Federally-Regulated Consumer Product | 08/17/2020 |  | 09/22/2020
Generation Brands | Monte Carlo | 3VNMR56**D-V1 | True | Standard | V | Yes | 1446 | 7 |  |  |  |  | 5204 | 64 |  | 56 | 82 | 74.43 |  |  | LED |  | Federally-Regulated Consumer Product | 08/17/2020 |  | 09/22/2020
Generation Brands | Monte Carlo | 5YK52** | True | Standard | 3 | Yes | 2279 | 15 |  |  |  |  | 4850 | 60 |  | 52 | 81 | 71.83 |  |  | None |  | Federally-Regulated Consumer Product | 08/17/2020 |  | 09/22/2020
Generation Brands | Monte Carlo | 5YK60** | True | Standard | 3 | Yes | 2410 | 15 |  |  |  |  | 6191 | 71 |  | 60 | 87 | 77.03 |  |  | None |  | Federally-Regulated Consumer Product | 08/17/2020 |  | 09/22/2020
Generation Brands | Monte Carlo | 5CSM60**D-V1 | True | Standard | 3 | Yes | 2553 | 18 |  |  |  |  | 5509 | 72 |  | 60 | 77.03 | 77.03 |  |  | None |  | Federally-Regulated Consumer Product | 09/02/2020 |  | 09/22/2020
Generation Brands | Monte Carlo | 3DIR58**D-V1 | True | Standard | V | Yes | 1368 | 12 |  |  |  |  | 5110 | 69 |  | 58 | 75.78 | 75.73 |  |  | LED |  | Federally-Regulated Consumer Product | 09/02/2020 |  | 09/22/2020
Generation Brands | Monte Carlo | 5TV52**D-V1 | True | Standard | 3 | Yes | 1750 | 14 |  |  |  |  | 4017 | 64 |  | 52 | 72.6 | 71.83 |  |  | LED |  | Federally-Regulated Consumer Product | 09/02/2020 |  | 09/22/2020
Ferguson Enterprises LLC | Westcraft | 7775692 | True | Hugger | 3 | Yes | 1257 | 14 | 90 |  |  |  | 2726 | 50 | 55 | 42 | 62 | 47 |  |  | LED |  | Federally-Regulated Consumer Product | 06/23/2020 |  | 09/28/2020
Ferguson Enterprises LLC | Westcraft | 7775693 | True | Standard | 5 | Yes | 1716 | 15 | 114 |  |  |  | 3498 | 56 | 62 | 52 | 72 | 72 |  |  | LED |  | Federally-Regulated Consumer Product | 06/23/2020 |  | 09/28/2020
Ferguson Enterprises LLC | Westcraft | 7775695 | True | Standard | 3 | Yes | 1700 | 17 | 100 |  |  |  | 3776 | 55 | 42 | 52 | 72 | 72 |  |  | LED |  | Federally-Regulated Consumer Product | 06/23/2020 |  | 09/28/2020
Ferguson Enterprises LLC | Westcraft | 7775698 | True | Hugger | 3 | Yes | 1197 | 14 | 86 |  |  |  | 2605 | 50 | 52 | 42 | 59 | 47 |  |  | LED |  | Federally-Regulated Consumer Product | 06/23/2020 |  | 09/28/2020
Ferguson Enterprises LLC | Westcraft | 7775697 | True | Standard | 5 | Yes | 1745 | 14 | 125 |  |  |  | 4010 | 61 | 66 | 52 | 75 | 72 |  |  | LED |  | Federally-Regulated Consumer Product | 06/23/2020 |  | 09/28/2020
Ferguson Enterprises LLC | Westcraft | 7775696 | True | Standard | 5 | Yes | 1745 | 14 | 125 |  |  |  | 4010 | 61 | 66 | 52 | 75 | 72 |  |  | LED |  | Federally-Regulated Consumer Product | 06/23/2020 |  | 09/28/2020
King of Fans | Hampton Bay | 52-LLC | True | Standard | 3 | Yes | 1930 | 14 |  |  |  |  | 4831 | 61 |  | 52 | 88 | 71.83 |  |  | None |  | Federally-Regulated Consumer Product | 04/13/2020 |  | 09/29/2020
Ferguson Enterprises LLC | Ferguson | 8928739 | True | Standard | 3 | Yes | 1214 | 11 | 110 |  |  |  | 2776 | 45 | 62 | 42 | 71 | 65.33 |  |  | LED |  | Federally-Regulated Consumer Product | 09/28/2020 |  | 09/30/2020
Ferguson Enterprises LLC | Ferguson | 8928738 | True | Standard | 3 | Yes | 1977 | 14 | 141 |  |  |  | 4557 | 57 | 80 | 52 | 92 | 71.83 |  |  | LED |  | Federally-Regulated Consumer Product | 09/28/2020 |  | 09/30/2020
Ferguson Enterprises LLC | Ferguson | 8928735 | True | Standard | 3 | Yes | 1795 | 11 | 92 |  |  |  | 4467 | 56 | 80 | 52 | 92 | 71.83 |  |  | LED |  | Federally-Regulated Consumer Product | 09/28/2020 |  | 09/30/2020
King of Fans | Hampton Bay | 52-BVD | True | Standard | 3 | Yes | 1772 | 12 |  |  |  |  | 4257 | 59 |  | 52 | 80 | 72 |  |  | LED |  | Federally-Regulated Consumer Product | 06/03/2020 |  | 11/10/2020
King of Fans | Home Decorators Collection | 315077551 | True | Standard | 3 | Yes | 1852 | 11 |  |  |  |  | 4089 | 49 |  | 46 | 98 |  |  |  | LED |  | Federally-Regulated Consumer Product | 11/19/2020 |  | 12/01/2020
King of Fans | Hampton Bay | 315077528 | True | Standard | 3 | Yes | 2647 | 15 |  |  |  |  | 4208 | 51 |  | 44 | 99 |  |  |  | LED |  | Federally-Regulated Consumer Product | 11/19/2020 |  | 12/01/2020
Quorum International | Quorum | 13525-* | True | Standard | 3 | Yes | 2561 | 15 | 166 |  |  |  | 5126 | 57 | 90 | 52 | 80 | 71.83 |  |  | Compact Flourescent |  | Federally-Regulated Consumer Product | 12/15/2020 | 13525 | 12/15/2020
magicpower | Home Decorators Collection | 34777-HBUB | True | Standard | 3 | Yes | 1821 | 14 |  |  |  |  | 3843 | 49 |  | 52 | 89 | 71.83 |  |  | None |  | Federally-Regulated Consumer Product | 07/05/2020 |  | 01/10/2021
magicpower | Home Decorators Collection | 34777-HBUM | True | Standard | 3 | Yes | 1821 | 14 |  |  |  |  | 3843 | 49 |  | 52 | 89 | 71.83 |  |  | None |  | Federally-Regulated Consumer Product | 07/05/2020 |  | 01/10/2021
magicpower | Home Decorators Collection | 34777-HBUW | True | Standard | 3 | Yes | 1821 | 14 |  |  |  |  | 3843 | 49 |  | 52 | 89 | 71.83 |  |  | None |  | Federally-Regulated Consumer Product | 07/05/2020 |  | 01/10/2021
magicpower | Home Decorators Collection | 34777-HBUG | True | Standard | 3 | Yes | 1821 | 14 |  |  |  |  | 3843 | 49 |  | 52 | 89 | 71.83 |  |  | None |  | Federally-Regulated Consumer Product | 07/05/2020 |  | 01/10/2021
magicpower | Home Decorators Collection | 34777-HBUB | True | Hugger | 3 | Yes | 1803 | 14 |  |  |  |  | 3688 | 49 |  | 52 | 87 | 49.54 |  |  | None |  | Federally-Regulated Consumer Product | 07/05/2020 |  | 01/10/2021
magicpower | Home Decorators Collection | 34777-HBUM | True | Hugger | 3 | Yes | 1803 | 14 |  |  |  |  | 3688 | 49 |  | 52 | 87 | 49.54 |  |  | None |  | Federally-Regulated Consumer Product | 07/05/2020 |  | 01/10/2021
magicpower | Home Decorators Collection | 34777-HBUW | True | Hugger | 3 | Yes | 1803 | 14 |  |  |  |  | 3688 | 49 |  | 52 | 87 | 49.54 |  |  | None |  | Federally-Regulated Consumer Product | 07/05/2020 |  | 01/10/2021
magicpower | Home Decorators Collection | 34777-HBUG | True | Hugger | 3 | Yes | 1803 | 14 |  |  |  |  | 3688 | 49 |  | 52 | 87 | 49.54 |  |  | None |  | Federally-Regulated Consumer Product | 07/05/2020 |  | 01/10/2021
magicpower | Home Decorators Collection | 34777 | True | Standard | 3 | Yes | 1821 | 14 |  |  |  |  | 3843 | 49 |  | 52 | 89 | 71.83 |  |  | None |  | Federally-Regulated Consumer Product | 06/30/2020 |  | 01/10/2021
magicpower | Home Decorators Collection | 34777 | True | Hugger | 3 | Yes | 1803 | 14 |  |  |  |  | 3688 | 49 |  | 52 | 87 | 49.54 |  |  | None |  | Federally-Regulated Consumer Product | 06/30/2020 |  | 01/10/2021
magicpower | Home Decorators Collection | 35442-HBUB | True | Standard | 3 | Yes | 1821 | 14 |  |  |  |  | 3843 | 49 |  | 52 | 89 | 71.83 |  |  | LED |  | Federally-Regulated Consumer Product | 06/29/2020 |  | 01/10/2021
magicpower | Home Decorators Collection | 35442-HBUM | True | Standard | 3 | Yes | 1821 | 14 |  |  |  |  | 3843 | 49 |  | 52 | 89 | 71.83 |  |  | LED |  | Federally-Regulated Consumer Product | 06/29/2020 |  | 01/10/2021
magicpower | Home Decorators Collection | 35442-HBUW | True | Standard | 3 | Yes | 1821 | 14 |  |  |  |  | 3843 | 49 |  | 52 | 89 | 71.83 |  |  | LED |  | Federally-Regulated Consumer Product | 06/29/2020 |  | 01/10/2021
magicpower | Home Decorators Collection | 35442-HBUG | True | Standard | 3 | Yes | 1821 | 14 |  |  |  |  | 3843 | 49 |  | 52 | 89 | 71.83 |  |  | LED |  | Federally-Regulated Consumer Product | 06/29/2020 |  | 01/10/2021
magicpower | Home Decorators Collection | 35442-HBUB | True | Hugger | 3 | Yes | 1803 | 14 |  |  |  |  | 3688 | 49 |  | 52 | 87 | 49.54 |  |  | LED |  | Federally-Regulated Consumer Product | 06/29/2020 |  | 01/10/2021
magicpower | Home Decorators Collection | 35442-HBUM | True | Hugger | 3 | Yes | 1803 | 14 |  |  |  |  | 3688 | 49 |  | 52 | 87 | 49.54 |  |  | LED |  | Federally-Regulated Consumer Product | 06/29/2020 |  | 01/10/2021
magicpower | Home Decorators Collection | 35442-HBUW | True | Hugger | 3 | Yes | 1803 | 14 |  |  |  |  | 3688 | 49 |  | 52 | 87 | 49.54 |  |  | LED |  | Federally-Regulated Consumer Product | 06/29/2020 |  | 01/10/2021
magicpower | Home Decorators Collection | 35442-HBUG | True | Hugger | 3 | Yes | 1803 | 14 |  |  |  |  | 3688 | 49 |  | 52 | 87 | 49.54 |  |  | LED |  | Federally-Regulated Consumer Product | 06/29/2020 |  | 01/10/2021
magicpower | Home Decorators Collection | 35442 | True | Standard | 3 | Yes | 1821 | 14 |  |  |  |  | 3843 | 49 |  | 52 | 89 | 71.83 |  |  | LED |  | Federally-Regulated Consumer Product | 06/30/2020 |  | 01/10/2021
magicpower | Home Decorators Collection | 35442 | True | Hugger | 3 | Yes | 1803 | 14 |  |  |  |  | 3688 | 49 |  | 52 | 87 | 49.54 |  |  | LED |  | Federally-Regulated Consumer Product | 06/30/2020 |  | 01/10/2021
Hunter Fan Company | Hunter | 51276 | True | Standard | 3 | Yes | 1565 | 10 |  |  |  |  | 4985 | 78 |  | 52 | 78 | 71.83 |  |  | LED |  | Federally-Regulated Consumer Product | 10/19/2020 |  | 01/13/2021
Ferguson | Ferguson | 7775692 | True | Hugger | 3 | Yes | 1257 | 14 | 90 |  |  |  | 2726 | 50 | 55 | 42 | 62 | 46.64 |  |  | LED |  | Federally-Regulated Consumer Product | 09/28/2020 |  | 02/08/2021
Ferguson | Ferguson | 7775693 | True | Standard | 5 | Yes | 1716 | 15 | 114 |  |  |  | 3498 | 56 | 62 | 52 | 72 | 71.83 |  |  | LED |  | Federally-Regulated Consumer Product | 09/28/2020 |  | 02/08/2021
Ferguson | Ferguson | 7775695 | True | Standard | 3 | Yes | 1700 | 17 | 100 |  |  |  | 3776 | 55 | 42 | 52 | 72 | 71.83 |  |  | LED |  | Federally-Regulated Consumer Product | 09/28/2020 |  | 02/08/2021
Ferguson | Ferguson | 7775696 | True | Standard | 5 | Yes | 1745 | 14 | 125 |  |  |  | 4010 | 61 | 66 | 52 | 75 | 71.83 |  |  | LED |  | Federally-Regulated Consumer Product | 09/28/2020 |  | 02/08/2021
Ferguson | Ferguson | 7775697 | True | Standard | 5 | Yes | 1745 | 14 | 125 |  |  |  | 4010 | 61 | 66 | 52 | 75 | 71.83 |  |  | LED |  | Federally-Regulated Consumer Product | 09/28/2020 |  | 02/08/2021
Ferguson | Ferguson | 7775698 | True | Hugger | 3 | Yes | 1197 | 14 | 86 |  |  |  | 2605 | 50 | 52 | 42 | 59 | 46.64 |  |  | LED |  | Federally-Regulated Consumer Product | 09/28/2020 |  | 02/08/2021
Ferguson | Ferguson | FF423G | True | Standard | 3 | Yes | 1214 | 11 |  |  |  |  | 2776 | 45 |  | 42 | 71 |  |  |  | LED |  | Federally-Regulated Consumer Product | 01/31/2021 |  | 02/08/2021
Ferguson | Ferguson | FF423G | True | Hugger | 3 | Yes | 980 | 11 |  |  |  |  | 2228 | 45 |  | 42 | 57 |  |  |  | LED |  | Federally-Regulated Consumer Product | 01/31/2021 |  | 02/08/2021
Ferguson | Ferguson | FF525HBNCM | True | Standard | 3 | Yes | 1796 | 11 |  |  |  |  | 4467 | 56 |  | 52 | 91.7 |  |  |  | LED |  | Federally-Regulated Consumer Product | 01/31/2021 |  | 02/08/2021
Ferguson | Ferguson | FF525HBNCM | True | Hugger | 3 | Yes | 1439 | 11 |  |  |  |  | 3531 | 56 |  | 52 | 72.6 |  |  |  | LED |  | Federally-Regulated Consumer Product | 01/31/2021 |  | 02/08/2021
Ferguson | Ferguson | FF525BNSIL | True | Standard | 3 | Yes | 1978 | 14 |  |  |  |  | 4548 | 57 |  | 52 | 91.9 |  |  |  | LED |  | Federally-Regulated Consumer Product | 01/31/2021 |  | 02/08/2021
Ferguson | Ferguson | FF525BNSIL | True | Hugger | 3 | Yes | 1333 | 14 |  |  |  |  | 3352 | 57 |  | 52 | 66.1 |  |  |  | LED |  | Federally-Regulated Consumer Product | 01/31/2021 |  | 02/08/2021
Vaxcel International Co., Ltd. | Patriot Lighting | 3550042 | True | Standard | 3 | Yes | 1568 | 15 | 105 |  |  |  | 3553 | 57 | 62 | 48 | 70 | 69 |  |  | LED |  | Federally-Regulated Consumer Product | 03/10/2020 |  | 02/23/2021
Vaxcel International Co., Ltd. | Patriot Lighting | 3550043 | True | Standard | 3 | Yes | 1568 | 15 | 105 |  |  |  | 3553 | 57 | 62 | 48 | 70 | 69 |  |  | LED |  | Federally-Regulated Consumer Product | 03/10/2020 |  | 02/23/2021
Vaxcel International Co., Ltd. | Patriot Lighting | 3550048 | True | Standard | 3 | Yes | 1707 | 15 | 114 |  |  |  | 4054 | 60 | 68 | 52 | 72 | 72 |  |  | LED |  | Federally-Regulated Consumer Product | 03/10/2020 |  | 02/23/2021
Vaxcel International Co., Ltd. | Patriot Lighting | 3550049 | True | Standard | 3 | Yes | 1707 | 15 | 114 |  |  |  | 4054 | 60 | 68 | 52 | 72 | 72 |  |  | LED |  | Federally-Regulated Consumer Product | 03/10/2020 |  | 02/23/2021
Vaxcel International Co., Ltd. | Patriot Lighting | 3550066 | True | Hugger | 3 | Yes | 1323 | 14 | 91 |  |  |  | 2944 | 58 | 51 | 48 | 51 |  |  |  | LED |  | Federally-Regulated Consumer Product | 03/06/2020 |  | 02/23/2021
Vaxcel International Co., Ltd. | Patriot Lighting | 3550067 | True | Hugger | 3 | Yes | 1323 | 14 | 91 |  |  |  | 2944 | 58 | 51 | 48 | 51 |  |  |  | LED |  | Federally-Regulated Consumer Product | 03/06/2020 |  | 02/23/2021
Vaxcel International Co., Ltd. | Patriot Lighting | 3550073 | True | Standard | 3 | Yes | 1617 | 17 | 95 |  |  |  | 2837 | 45 | 63 | 42 | 71 | 65 |  |  | LED |  | Federally-Regulated Consumer Product | 03/10/2020 |  | 02/23/2021
Vaxcel International Co., Ltd. | Patriot Lighting | 3550074 | True | Standard | 3 | Yes | 1617 | 17 | 95 |  |  |  | 2837 | 45 | 63 | 42 | 71 | 65 |  |  | LED |  | Federally-Regulated Consumer Product | 03/10/2020 |  | 02/23/2021
Vaxcel International Co., Ltd. | Patriot Lighting | 3550075 | True | Hugger | 3 | Yes | 1240 | 14 | 89 |  |  |  | 2522 | 52 | 49 | 48 | 49 | 48 |  |  | LED |  | Federally-Regulated Consumer Product | 03/09/2020 |  | 02/23/2021
Vaxcel International Co., Ltd. | Patriot Lighting | 3550076 | True | Hugger | 3 | Yes | 1240 | 14 | 89 |  |  |  | 2522 | 52 | 49 | 48 | 49 | 48 |  |  | LED |  | Federally-Regulated Consumer Product | 03/09/2020 |  | 02/23/2021
Fanimation | Fanimation | FP3070BS | True | Very Small-Diameter (VSD), Dia | 3 | Yes | 683 | 19 | 36 |  |  |  | 909 | 26 | 35 | 12 | 34 | 21 |  |  | LED |  | Federally-Regulated Consumer Product | 03/02/2021 |  | 03/24/2021
Fanimation | Fanimation | FP3070CH | True | Very Small-Diameter (VSD), Dia | 3 | Yes | 683 | 19 | 36 |  |  |  | 909 | 26 | 35 | 12 | 34 | 21 |  |  | LED |  | Federally-Regulated Consumer Product | 03/02/2021 |  | 03/24/2021
Fanimation | Fanimation | FP3073BS | True | Very Small-Diameter (VSD), Dia | 3 | Yes | 1046 | 25 | 42 |  |  |  | 1384 | 36 | 38 | 14 | 39 | 27.2 |  |  | LED |  | Federally-Regulated Consumer Product | 03/02/2021 |  | 03/24/2021
Fanimation | Fanimation | FP3073CH | True | Very Small-Diameter (VSD), Dia | 3 | Yes | 1046 | 25 | 42 |  |  |  | 1384 | 36 | 38 | 14 | 39 | 27.2 |  |  | LED |  | Federally-Regulated Consumer Product | 03/02/2021 |  | 03/24/2021
Fanimation | Fanimation | FP3075BL | True | Very Small-Diameter (VSD), Dia | 3 | Yes | 1212 | 25 | 48 |  |  |  | 1535 | 35 | 44 | 14 | 45 | 27.2 |  |  | LED |  | Federally-Regulated Consumer Product | 03/02/2021 |  | 03/24/2021
Fanimation | Fanimation | FP3075BS | True | Very Small-Diameter (VSD), Dia | 3 | Yes | 1212 | 25 | 48 |  |  |  | 1535 | 35 | 44 | 14 | 45 | 27.2 |  |  | LED |  | Federally-Regulated Consumer Product | 03/02/2021 |  | 03/24/2021
Fanimation | Fanimation | FP3075CH | True | Very Small-Diameter (VSD), Dia | 3 | Yes | 1212 | 25 | 48 |  |  |  | 1535 | 35 | 44 | 14 | 45 | 27.2 |  |  | LED |  | Federally-Regulated Consumer Product | 03/02/2021 |  | 03/24/2021
Fanim Industries | Fanimation Studio Collection | LP3071LBN | True | Very Small-Diameter (VSD), Dia | 3 | Yes | 730 | 19 | 38 |  |  |  | 981 | 26 | 38 | 12 | 37 | 21 |  |  | None |  | Federally-Regulated Consumer Product | 03/02/2021 |  | 03/24/2021
Fanim Industries | Fanimation Studio Collection | LP3071LGR | True | Very Small-Diameter (VSD), Dia | 3 | Yes | 730 | 19 | 38 |  |  |  | 981 | 26 | 38 | 12 | 37 | 21 |  |  | None |  | Federally-Regulated Consumer Product | 03/02/2021 |  | 03/24/2021
Fanim Industries | Fanimation Studio Collection | LP3071LBL | True | Very Small-Diameter (VSD), Dia | 3 | Yes | 730 | 19 | 38 |  |  |  | 981 | 26 | 38 | 12 | 37 | 21 |  |  | None |  | Federally-Regulated Consumer Product | 03/02/2021 |  | 03/24/2021
Fanim Industries | Fanimation Studio Collection | LP3072LBN | True | Very Small-Diameter (VSD), Dia | 3 | Yes | 698 | 27 | 26 |  |  |  | 964 | 25 | 39 | 12 | 37 | 21 |  |  | LED |  | Federally-Regulated Consumer Product | 03/02/2021 |  | 03/24/2021
Fanim Industries | Fanimation Studio Collection | LP3072LGR | True | Very Small-Diameter (VSD), Dia | 3 | Yes | 698 | 27 | 26 |  |  |  | 964 | 25 | 39 | 12 | 37 | 21 |  |  | LED |  | Federally-Regulated Consumer Product | 03/02/2021 |  | 03/24/2021
Fanim Industries | Fanimation Studio Collection | LP3072LBL | True | Very Small-Diameter (VSD), Dia | 3 | Yes | 698 | 27 | 26 |  |  |  | 964 | 25 | 39 | 12 | 37 | 21 |  |  | LED |  | Federally-Regulated Consumer Product | 03/02/2021 |  | 03/24/2021
HKC - Hong Kong China Electric Appliance | Honeywell | 10263 | True | Hugger | 3 | Yes | 1289 | 11 |  |  |  |  | 2531 | 58 |  | 52 | 58 | 49.54 |  |  | LED |  | Federally-Regulated Consumer Product | 01/13/2021 |  | 03/24/2021
Hunter Fan Company | Hunter | 51462 | True | Hugger | 3 | Yes | 1629 | 11 |  |  |  |  | 4557 | 62 |  | 52 | 84 | 49.54 |  |  | LED |  | Federally-Regulated Consumer Product | 03/22/2021 |  | 03/26/2021
Hunter Fan Company | Hunter | 51463 | True | Hugger | 3 | Yes | 1629 | 11 |  |  |  |  | 4557 | 62 |  | 52 | 84 | 49.54 |  |  | LED |  | Federally-Regulated Consumer Product | 03/22/2021 |  | 03/26/2021
Westinghouse Lighting | Westinghouse | 73053 | True | Standard | 4 | Yes | 1686 | 12 |  |  |  |  | 4789 | 59 |  | 52 | 83.56 | 71.83 |  |  | LED |  | Federally-Regulated Consumer Product | 01/07/2021 |  | 04/26/2021
Westinghouse Lighting | Westinghouse | 73057 | True | Standard | 4 | Yes | 1832 | 12 |  |  |  |  | 5011 | 59 |  | 52 | 88.42 | 71.83 |  |  | LED |  | Federally-Regulated Consumer Product | 01/07/2021 |  | 04/26/2021
magicpower | Home Decorators Collection | 35442-HBUB | True | Standard | 3 | Yes | 1685 | 14 |  |  |  |  | 3708 | 48 |  | 52 | 85 |  |  |  | LED |  | Federally-Regulated Consumer Product | 01/10/2021 |  | 05/24/2021
magicpower | Home Decorators Collection | 35442-HBUM | True | Standard | 3 | Yes | 1685 | 14 |  |  |  |  | 3708 | 48 |  | 52 | 85 |  |  |  | LED |  | Federally-Regulated Consumer Product | 01/10/2021 |  | 05/24/2021
magicpower | Home Decorators Collection | 35442-HBUW | True | Standard | 3 | Yes | 1685 | 14 |  |  |  |  | 3708 | 48 |  | 52 | 85 |  |  |  | LED |  | Federally-Regulated Consumer Product | 01/10/2021 |  | 05/24/2021
magicpower | Home Decorators Collection | 35442-HBUG | True | Standard | 3 | Yes | 1685 | 14 |  |  |  |  | 3708 | 48 |  | 52 | 85 |  |  |  | LED |  | Federally-Regulated Consumer Product | 01/10/2021 |  | 05/24/2021
magicpower | Home Decorators Collection | 34777-HBUB | True | Standard | 3 | Yes | 1685 | 14 |  |  |  |  | 3708 | 48 |  | 52 | 85 |  |  |  | None |  | Federally-Regulated Consumer Product | 01/10/2021 |  | 05/24/2021
magicpower | Home Decorators Collection | 34777-HBUM | True | Standard | 3 | Yes | 1685 | 14 |  |  |  |  | 3708 | 48 |  | 52 | 85 |  |  |  | None |  | Federally-Regulated Consumer Product | 01/10/2021 |  | 05/24/2021
magicpower | Home Decorators Collection | 34777-HBUW | True | Standard | 3 | Yes | 1685 | 14 |  |  |  |  | 3708 | 48 |  | 52 | 85 |  |  |  | None |  | Federally-Regulated Consumer Product | 01/10/2021 |  | 05/24/2021
magicpower | Home Decorators Collection | 34777-HBUG | True | Standard | 3 | Yes | 1685 | 14 |  |  |  |  | 3708 | 48 |  | 52 | 85 |  |  |  | None |  | Federally-Regulated Consumer Product | 01/10/2021 |  | 05/24/2021
magicpower | Home Decorators Collection | 35442 | True | Standard | 3 | Yes | 1685 | 14 |  |  |  |  | 3708 | 48 |  | 52 | 85 |  |  |  | LED |  | Federally-Regulated Consumer Product | 01/10/2021 |  | 05/24/2021
magicpower | Home Decorators Collection | 34777 | True | Standard | 3 | Yes | 1685 | 14 |  |  |  |  | 3708 | 48 |  | 52 | 85 |  |  |  | None |  | Federally-Regulated Consumer Product | 01/10/2021 |  | 05/24/2021
magicpower | Home Decorators Collection | 35442-HBUB | True | Hugger | 3 | Yes | 1555 | 14 |  |  |  |  | 3644 | 48 |  | 52 | 83 |  |  |  | LED |  | Federally-Regulated Consumer Product | 01/10/2021 |  | 05/24/2021
magicpower | Home Decorators Collection | 35442-HBUM | True | Hugger | 3 | Yes | 1555 | 14 |  |  |  |  | 3644 | 48 |  | 52 | 83 |  |  |  | LED |  | Federally-Regulated Consumer Product | 01/10/2021 |  | 05/24/2021
magicpower | Home Decorators Collection | 35442-HBUW | True | Hugger | 3 | Yes | 1555 | 14 |  |  |  |  | 3644 | 48 |  | 52 | 83 |  |  |  | LED |  | Federally-Regulated Consumer Product | 01/10/2021 |  | 05/24/2021
magicpower | Home Decorators Collection | 35442-HBUG | True | Hugger | 3 | Yes | 1555 | 14 |  |  |  |  | 3644 | 48 |  | 52 | 83 |  |  |  | LED |  | Federally-Regulated Consumer Product | 01/10/2021 |  | 05/24/2021
magicpower | Home Decorators Collection | 34777-HBUB | True | Hugger | 3 | Yes | 1555 | 14 |  |  |  |  | 3644 | 48 |  | 52 | 83 |  |  |  | None |  | Federally-Regulated Consumer Product | 01/10/2021 |  | 05/24/2021
magicpower | Home Decorators Collection | 34777-HBUM | True | Hugger | 3 | Yes | 1555 | 14 |  |  |  |  | 3644 | 48 |  | 52 | 83 |  |  |  | None |  | Federally-Regulated Consumer Product | 01/10/2021 |  | 05/24/2021
magicpower | Home Decorators Collection | 34777-HBUW | True | Hugger | 3 | Yes | 1555 | 14 |  |  |  |  | 3644 | 48 |  | 52 | 83 |  |  |  | None |  | Federally-Regulated Consumer Product | 01/10/2021 |  | 05/24/2021
magicpower | Home Decorators Collection | 34777-HBUG | True | Hugger | 3 | Yes | 1555 | 14 |  |  |  |  | 3644 | 48 |  | 52 | 83 |  |  |  | None |  | Federally-Regulated Consumer Product | 01/10/2021 |  | 05/24/2021
magicpower | Home Decorators Collection | 35442 | True | Hugger | 3 | Yes | 1555 | 14 |  |  |  |  | 3644 | 48 |  | 52 | 83 |  |  |  | LED |  | Federally-Regulated Consumer Product | 01/10/2021 |  | 05/24/2021
magicpower | Home Decorators Collection | 34777 | True | Hugger | 3 | Yes | 1555 | 14 |  |  |  |  | 3644 | 48 |  | 52 | 83 |  |  |  | None |  | Federally-Regulated Consumer Product | 01/10/2021 |  | 05/24/2021
magicpower | Home Decorators Collection | 35442-HBC | True | Standard | 3 | Yes | 1685 | 14 |  |  |  |  | 3708 | 48 |  | 52 | 85 |  |  |  | LED |  | Federally-Regulated Consumer Product | 01/10/2021 |  | 05/25/2021
magicpower | Home Decorators Collection | 34777-HBC | True | Standard | 4 | Yes | 1685 | 14 |  |  |  |  | 3708 | 48 |  | 52 | 85 |  |  |  | None |  | Federally-Regulated Consumer Product | 01/10/2021 |  | 05/25/2021
magicpower | Home Decorators Collection | 35442-HBC | True | Hugger | 3 | Yes | 1555 | 14 |  |  |  |  | 3644 | 48 |  | 52 | 83 | 49.54 |  |  | LED |  | Federally-Regulated Consumer Product | 01/10/2021 |  | 05/25/2021
magicpower | Home Decorators Collection | 34777-HBC | True | Hugger | 3 | Yes | 1555 | 14 |  |  |  |  | 3644 | 48 |  | 52 | 83 |  |  |  | None |  | Federally-Regulated Consumer Product | 01/10/2021 |  | 05/25/2021
Fanimation | Fanimation | MAD7997BLW | True | Standard | V | Yes | 6552 | 4 | 1638 |  |  |  | 13072 | 43 | 304 | 84 | 465 | 92.63 |  |  | Other |  | Federally-Regulated Consumer Product | 05/31/2021 |  | 06/25/2021
Fanimation | Fanimation | MAD7997SLW | True | Standard | V | Yes | 6552 | 4 | 1638 |  |  |  | 13072 | 43 | 304 | 84 | 465 | 92.63 |  |  | Other |  | Federally-Regulated Consumer Product | 05/31/2021 |  | 06/25/2021
Fanimation | Fanimation | FP8511BL | True | Standard | 3 | Yes | 1980 | 14 | 147 |  |  |  | 4663 | 58 | 80 | 52 | 101 | 71.83 |  |  | LED |  | Federally-Regulated Consumer Product | 05/30/2021 |  | 06/25/2021
Fanimation | Fanimation | FP8511BS | True | Standard | 3 | Yes | 1980 | 14 | 147 |  |  |  | 4663 | 58 | 80 | 52 | 101 | 71.83 |  |  | LED |  | Federally-Regulated Consumer Product | 05/30/2021 |  | 06/25/2021
Fanimation | Fanimation | FP8511CH | True | Standard | 3 | Yes | 1980 | 14 | 147 |  |  |  | 4663 | 58 | 80 | 52 | 101 | 71.83 |  |  | LED |  | Federally-Regulated Consumer Product | 05/30/2021 |  | 06/25/2021
Fanimation | Fanimation | FP8511MW | True | Standard | 3 | Yes | 1980 | 14 | 147 |  |  |  | 4663 | 58 | 80 | 52 | 101 | 71.83 |  |  | LED |  | Federally-Regulated Consumer Product | 05/30/2021 |  | 06/25/2021
Visual Comfort & Company | Monte Carlo | 3AVLCR54 Light Kit | True | Standard | V | Yes | 2218 | 13 |  |  |  |  | 4907 | 58 |  | 54 | 97 | 73.13 |  |  | LED |  | Federally-Regulated Consumer Product | 07/02/2021 |  | 07/06/2021
Litex Industries | Harbor Breeze | CPR52WW5 | True | Standard | 3 | Yes | 1583 | 10 |  |  |  |  | 4168 | 63 |  | 52 | 78 | 71.83 |  |  | None |  | Federally-Regulated Consumer Product | 08/11/2021 |  | 09/08/2021
Litex Industries | Harbor Breeze | CPR52MBK5 | True | Standard | 3 | Yes | 1583 | 10 |  |  |  |  | 4168 | 63 |  | 52 | 78 | 71.83 |  |  | None |  | Federally-Regulated Consumer Product | 08/11/2021 |  | 09/08/2021
Litex Industries | Harbor Breeze | BRD48MBK6LR | True | Standard | 3 | Yes | 1573 | 13 |  |  |  |  | 3834 | 30 |  | 48 | 74 | 69.23 |  |  | LED |  | Federally-Regulated Consumer Product | 06/17/2021 |  | 09/08/2021
Litex Industries | Harbor Breeze | BRD48MWW6LR | True | Standard | 3 | Yes | 1573 | 13 |  |  |  |  | 3834 | 30 |  | 48 | 74 | 69.23 |  |  | LED |  | Federally-Regulated Consumer Product | 06/17/2021 |  | 09/08/2021
Hunter Fan Company | Hunter | 51361 | True | Hugger | 3 | Yes | 1201 | 11 |  |  |  |  | 2705 | 45 |  | 30 | 69 | 43.16 |  |  | None |  | Federally-Regulated Consumer Product | 05/27/2021 |  | 10/18/2021
Hunter Fan Company | Hunter | 51362 | True | Hugger | 3 | Yes | 1201 | 11 |  |  |  |  | 2705 | 45 |  | 30 | 69 | 43.16 |  |  | None |  | Federally-Regulated Consumer Product | 05/27/2021 |  | 10/18/2021
Westinghouse Lighting | Westinghouse | 74005B* | True | Standard | 4 | Yes | 2316 | 17 |  |  |  |  | 4611 | 62 |  | 52 | 84.11 | 71.83 |  |  | LED |  | Federally-Regulated Consumer Product | 10/05/2021 |  | 11/01/2021
Westinghouse Lighting | Westinghouse | 74005B | True | Hugger | 4 | Yes | 1642 | 17 |  |  |  |  | 3437 | 62 |  | 52 | 60.75 | 49.54 |  |  | LED |  | Federally-Regulated Consumer Product | 10/05/2021 |  | 11/01/2021
Hunter Fan Company | Hunter | 51756 | True | Standard | 3 | Yes | 1466 | 11 |  |  |  |  | 5427 | 81 |  | 52 | 74 | 71.83 |  |  | LED |  | Federally-Regulated Consumer Product | 10/21/2021 |  | 12/21/2021
King of Fans | Home Decorators Collection | 60-DOWN | True | Standard | 3 | Yes | 2544 | 2 | 1272 |  |  |  | 6978 | 28 | 249 | 60 | 283 | 77.03 |  |  | None |  | Federally-Regulated Consumer Product | 01/20/2022 |  | 01/24/2022
Air Cool Industrial Co., Ltd. | Home Decorators Collection | AM382D(AM382D-BN) | True | Very Small-Diameter (VSD), Dia | 3 | Yes | 973 | 29 |  |  |  |  | 1500 | 47 |  | 14 | 39 | 27.2 |  |  | LED |  | Federally-Regulated Consumer Product | 03/21/2022 |  | 04/22/2022
Air Cool Industrial Co., Ltd. | Home Decorators Collection | AM382D(AM382D-EB) | True | Very Small-Diameter (VSD), Dia | 3 | Yes | 973 | 29 |  |  |  |  | 1500 | 47 |  | 14 | 39 | 27.2 |  |  | LED |  | Federally-Regulated Consumer Product | 03/21/2022 |  | 04/22/2022
King of Fans | Home Decorators Collection | 60-PONT | True | Standard | V | Yes | 2606 | 3 |  |  |  |  | 6432 | 24 |  | 60 | 315 | 77.03 |  |  | None |  | Federally-Regulated Consumer Product | 04/22/2022 |  | 04/25/2022
King of Fans | Home Decorators Collection | 56053 | True | Standard | V | Yes | 2606 | 3 |  |  |  |  | 6432 | 24 |  | 60 | 315 | 77.03 |  |  | None |  | Federally-Regulated Consumer Product | 04/22/2022 |  | 04/25/2022
Progress Lighting | Progress Lighting | P250061-***-WB | True | Standard | 6 | Yes | 2317 | 2 |  |  |  |  | 6477 | 30 |  | 54 | 250 | 73.13 |  |  | LED |  | Federally-Regulated Consumer Product | 05/16/2022 |  | 05/31/2022
Fanimation | Fanimation | FP7644BS | True | Standard | 3 | Yes | 1497 | 10 |  |  |  |  | 3533 | 44 |  | 44 | 88 | 66.63 |  |  | LED |  | Federally-Regulated Consumer Product | 06/29/2021 |  | 06/01/2022
Fanimation | Fanimation | FP7652BS | True | Standard | 3 | Yes | 2168 | 14 |  |  |  |  | 4738 | 56 |  | 52 | 96 | 71.83 |  |  | LED |  | Federally-Regulated Consumer Product | 06/29/2021 |  | 06/01/2022
Fanimation | Fanimation | MA6721BBL | True | Standard | 3 | Yes | 1461 | 14 |  |  |  |  | 5176 | 63 |  | 48 | 84 | 69.23 |  |  | None |  | Federally-Regulated Consumer Product | 06/29/2021 |  | 06/06/2022
Fanimation | Fanimation | MA6721BBN | True | Standard | 3 | Yes | 1461 | 14 |  |  |  |  | 5176 | 63 |  | 48 | 84 | 69.23 |  |  | None |  | Federally-Regulated Consumer Product | 06/29/2021 |  | 06/06/2022
Fanimation | Fanimation | MA6721BBS | True | Standard | 3 | Yes | 1461 | 14 |  |  |  |  | 5176 | 63 |  | 48 | 84 | 69.23 |  |  | None |  | Federally-Regulated Consumer Product | 06/29/2021 |  | 06/06/2022
Fanimation | Fanimation | MA6721BDF | True | Standard | 3 | Yes | 1461 | 14 |  |  |  |  | 5176 | 63 |  | 48 | 84 | 69.23 |  |  | None |  | Federally-Regulated Consumer Product | 06/29/2021 |  | 06/06/2022
Fanimation | Fanimation | MA6721BDZ | True | Standard | 3 | Yes | 1461 | 14 |  |  |  |  | 5176 | 63 |  | 48 | 84 | 69.23 |  |  | None |  | Federally-Regulated Consumer Product | 06/29/2021 |  | 06/06/2022
Fanimation | Fanimation | MA6721BGR | True | Standard | 3 | Yes | 1461 | 14 |  |  |  |  | 5176 | 63 |  | 48 | 84 | 69.23 |  |  | None |  | Federally-Regulated Consumer Product | 06/29/2021 |  | 06/06/2022
Fanimation | Fanimation | MA6721BMW | True | Standard | 3 | Yes | 1461 | 14 |  |  |  |  | 5176 | 63 |  | 48 | 84 | 69.23 |  |  | None |  | Federally-Regulated Consumer Product | 06/29/2021 |  | 06/06/2022
Fanimation | Fanimation | MA6721BGZ | True | Standard | 3 | Yes | 1461 | 14 |  |  |  |  | 5176 | 63 |  | 48 | 84 | 69.23 |  |  | None |  | Federally-Regulated Consumer Product | 06/29/2021 |  | 06/06/2022
King of Fans | Hampton Bay | 54-INDO | True | Standard | 3 | Yes | 2797 | 13 |  |  |  |  | 6247 | 59 |  | 54 | 124 |  |  |  | LED |  | Federally-Regulated Consumer Product | 03/31/2020 |  | 06/21/2022
Fanimation | Fanimation | FPD8159BLW | True | Standard | V | Yes | 6562 | 4 | 1641 |  |  |  | 12875 | 35 | 368 | 84 | 399 | 92.63 |  |  | LED |  | Federally-Regulated Consumer Product | 01/03/2021 |  | 07/11/2022
Fanimation | Fanimation | FPD8159BNWBL | True | Standard | V | Yes | 6562 | 4 | 1641 |  |  |  | 12875 | 35 | 368 | 84 | 399 | 92.63 |  |  | LED |  | Federally-Regulated Consumer Product | 01/03/2021 |  | 07/11/2022
Fanimation | Fanimation | FPD8159BNWBN | True | Standard | V | Yes | 6562 | 4 | 1641 |  |  |  | 12875 | 35 | 368 | 84 | 399 | 92.63 |  |  | LED |  | Federally-Regulated Consumer Product | 01/03/2021 |  | 07/11/2022
Fanimation | Fanimation | FPD8159DZW | True | Standard | V | Yes | 6562 | 4 | 1641 |  |  |  | 12875 | 35 | 368 | 84 | 399 | 92.63 |  |  | LED |  | Federally-Regulated Consumer Product | 01/03/2021 |  | 07/11/2022
Fanimation | Fanimation | FPD8159GRW | True | Standard | V | Yes | 6562 | 4 | 1641 |  |  |  | 12875 | 35 | 368 | 84 | 399 | 92.63 |  |  | LED |  | Federally-Regulated Consumer Product | 01/03/2021 |  | 07/11/2022
Fanimation | Fanimation | FPD8159MWW | True | Standard | V | Yes | 6562 | 4 | 1641 |  |  |  | 12875 | 35 | 368 | 84 | 399 | 92.63 |  |  | LED |  | Federally-Regulated Consumer Product | 01/03/2021 |  | 07/11/2022
Fanimation | Fanimation | MAD7912BDZ | True | Standard | V | Yes | 4026 | 5 |  |  |  |  | 8075 | 30 |  | 72 | 291 | 84.83 |  |  | None |  | Federally-Regulated Consumer Product | 06/29/2021 |  | 07/20/2022
Fanimation | Fanimation | MAD7912BGR | True | Standard | V | Yes | 4026 | 5 |  |  |  |  | 8075 | 30 |  | 72 | 291 | 84.83 |  |  | None |  | Federally-Regulated Consumer Product | 06/29/2021 |  | 07/20/2022
Fanimation | Fanimation | MAD7912BGZ | True | Standard | V | Yes | 4026 | 5 |  |  |  |  | 8075 | 30 |  | 72 | 291 | 84.83 |  |  | None |  | Federally-Regulated Consumer Product | 06/29/2021 |  | 07/20/2022
Fanimation | Fanimation | MAD7912BMW | True | Standard | V | Yes | 4026 | 5 |  |  |  |  | 8075 | 30 |  | 72 | 291 | 84.83 |  |  | None |  | Federally-Regulated Consumer Product | 06/29/2021 |  | 07/20/2022
Fanimation | Fanimation | MAD7912BBL | True | Standard | V | Yes | 4026 | 5 |  |  |  |  | 8075 | 30 |  | 72 | 291 | 84.83 |  |  | None |  | Federally-Regulated Consumer Product | 06/29/2021 |  | 07/20/2022
Fanimation | Fanimation | MAD7912BBN | True | Standard | V | Yes | 4026 | 5 |  |  |  |  | 8075 | 30 |  | 72 | 291 | 84.83 |  |  | None |  | Federally-Regulated Consumer Product | 06/29/2021 |  | 07/20/2022
Air Cool Industrial Co., Ltd. | Home Decorators Collection | AK272 (AK272-MBK) | True | Standard | 3 | Yes | 2157 | 13 |  |  |  |  | 6676 | 86 |  | 56 | 84 | 74.43 |  |  | None |  | Federally-Regulated Consumer Product | 07/05/2022 |  | 07/26/2022
Artisan Industrial Co., Ltd. China | Harbor Breeze | 5127857 | True | Standard | 3 | Yes | 1847 | 11 |  |  |  |  | 4767 | 56 |  | 52 | 94.36 | 71.83 |  |  | LED |  | Federally-Regulated Consumer Product | 07/13/2022 |  | 08/03/2022
Artisan Industrial Co., Ltd. China | Harbor Breeze | 5190469 | True | Standard | 3 | Yes | 1847 | 11 |  |  |  |  | 4767 | 56 |  | 52 | 94.36 | 71.83 |  |  | LED |  | Federally-Regulated Consumer Product | 07/13/2022 |  | 08/03/2022
Artisan Industrial Co., Ltd. China | Harbor Breeze | HTD20167D | True | Standard | 3 | Yes | 1847 | 11 |  |  |  |  | 4767 | 56 |  | 52 | 94.36 | 71.83 |  |  | LED |  | Federally-Regulated Consumer Product | 07/13/2022 |  | 08/03/2022
Air Cool Industrial Co., Ltd. | Home Decorators Collection | AC-552 (AK272-MBK) | True | Standard | 3 | Yes | 2157 | 13 |  |  |  |  | 6676 | 86 |  | 56 | 84 | 74.43 |  |  | None |  | Federally-Regulated Consumer Product | 07/26/2022 |  | 08/05/2022
Air Cool Industrial Co., Ltd. | Home Decorators Collection | AK309 (AK309-MBK) | True | Standard | V | Yes | 2195 | 4 |  |  |  |  | 5777 | 36 |  | 56 | 173 | 74.43 |  |  | LED |  | Federally-Regulated Consumer Product | 07/05/2022 |  | 08/05/2022
Air Cool Industrial Co., Ltd. | Home Decorators Collection | AK309 (AK309-MWH+CB) | True | Standard | V | Yes | 2195 | 4 |  |  |  |  | 5777 | 36 |  | 56 | 173 | 74.43 |  |  | LED |  | Federally-Regulated Consumer Product | 07/05/2022 |  | 08/05/2022
Air Cool Industrial Co., Ltd. | Home Decorators Collection | AK330 (AK330-MBK) | True | Standard | V | Yes | 3007 | 4 |  |  |  |  | 7454 | 39 |  | 70 | 212 | 83.53 |  |  | LED |  | Federally-Regulated Consumer Product | 07/05/2022 |  | 08/05/2022
Air Cool Industrial Co., Ltd. | Home Decorators Collection | AK330 (AK330-MWH) | True | Standard | V | Yes | 3007 | 4 |  |  |  |  | 7454 | 39 |  | 70 | 212 | 83.53 |  |  | LED |  | Federally-Regulated Consumer Product | 07/05/2022 |  | 08/05/2022
Air Cool Industrial Co., Ltd. | Home Decorators Collection | AK330 (AK330-BN) | True | Standard | V | Yes | 3007 | 4 |  |  |  |  | 7454 | 39 |  | 70 | 212 | 83.53 |  |  | LED |  | Federally-Regulated Consumer Product | 07/05/2022 |  | 08/05/2022
Air Cool Industrial Co., Ltd. | Home Decorators Collection | AK330 (AK330-EB) | True | Standard | V | Yes | 3007 | 4 |  |  |  |  | 7454 | 39 |  | 70 | 212 | 83.53 |  |  | LED |  | Federally-Regulated Consumer Product | 07/05/2022 |  | 08/05/2022
Fanim Industries | Fanimation Studio Collection | LP6804LBL | True | Standard | V | Yes | 866 | 3 |  |  |  |  | 5809 | 27 |  | 52 | 193 | 71.83 |  |  | LED |  | Federally-Regulated Consumer Product | 08/05/2022 |  | 08/08/2022
Fanim Industries | Fanimation Studio Collection | LP6804LBN | True | Standard | V | Yes | 866 | 3 |  |  |  |  | 5809 | 27 |  | 52 | 193 | 71.83 |  |  | LED |  | Federally-Regulated Consumer Product | 08/05/2022 |  | 08/08/2022
Fanim Industries | Fanimation Studio Collection | LP6804LMW | True | Standard | V | Yes | 866 | 3 |  |  |  |  | 5809 | 27 |  | 52 | 193 | 71.83 |  |  | LED |  | Federally-Regulated Consumer Product | 08/05/2022 |  | 08/08/2022
Fanim Industries | Fanimation Studio Collection | LP6804 | True | Standard | V | Yes | 866 | 3 |  |  |  |  | 5809 | 27 |  | 52 | 193 | 71.83 |  |  | LED |  | Federally-Regulated Consumer Product | 08/05/2022 |  | 08/08/2022
MORANDI GREY INC | Breezary | 3612 | True | Very Small-Diameter (VSD), Dia | 3 | Yes | 569 | 14 |  |  |  |  | 1030 | 34 |  | 12 | 30.17 | 21 |  |  | Incandescent |  | Federally-Regulated Consumer Product | 07/11/2022 |  | 08/14/2022
MORANDI GREY INC | Breezary | 3601 | True | Very Small-Diameter (VSD), Dia | 3 | Yes | 569 | 14 |  |  |  |  | 1030 | 34 |  | 12 | 30.17 | 21 |  |  | Incandescent |  | Federally-Regulated Consumer Product | 07/11/2022 |  | 08/14/2022
MORANDI GREY INC | Breezary | 3602 | True | Very Small-Diameter (VSD), Dia | 3 | Yes | 569 | 14 |  |  |  |  | 1030 | 34 |  | 12 | 30.17 | 21 |  |  | Incandescent |  | Federally-Regulated Consumer Product | 07/11/2022 |  | 08/14/2022
MORANDI GREY INC | Breezary | 3603 | True | Very Small-Diameter (VSD), Dia | 3 | Yes | 569 | 14 |  |  |  |  | 1030 | 34 |  | 12 | 30.17 | 21 |  |  | Incandescent |  | Federally-Regulated Consumer Product | 07/11/2022 |  | 08/14/2022
MORANDI GREY INC | Breezary | 3604 | True | Very Small-Diameter (VSD), Dia | 3 | Yes | 569 | 14 |  |  |  |  | 1030 | 34 |  | 12 | 30.17 | 21 |  |  | Incandescent |  | Federally-Regulated Consumer Product | 07/11/2022 |  | 08/14/2022
MORANDI GREY INC | Breezary | 23001 | True | Very Small-Diameter (VSD), Dia | 3 | Yes | 569 | 14 |  |  |  |  | 1030 | 34 |  | 12 | 30.17 | 21 |  |  | Incandescent |  | Federally-Regulated Consumer Product | 07/11/2022 |  | 08/14/2022
MORANDI GREY INC | Breezary | 23002 | True | Very Small-Diameter (VSD), Dia | 3 | Yes | 569 | 14 |  |  |  |  | 1030 | 34 |  | 12 | 30.17 | 21 |  |  | Incandescent |  | Federally-Regulated Consumer Product | 07/11/2022 |  | 08/14/2022
MORANDI GREY INC | Breezary | 23003 | True | Very Small-Diameter (VSD), Dia | 3 | Yes | 569 | 14 |  |  |  |  | 1030 | 34 |  | 12 | 30.17 | 21 |  |  | Incandescent |  | Federally-Regulated Consumer Product | 07/11/2022 |  | 08/14/2022
MORANDI GREY INC | Breezary | 23004 | True | Very Small-Diameter (VSD), Dia | 3 | Yes | 569 | 14 |  |  |  |  | 1030 | 34 |  | 12 | 30.17 | 21 |  |  | Incandescent |  | Federally-Regulated Consumer Product | 07/11/2022 |  | 08/14/2022
MORANDI GREY INC | Breezary | 23005 | True | Very Small-Diameter (VSD), Dia | 3 | Yes | 569 | 14 |  |  |  |  | 1030 | 34 |  | 12 | 30.17 | 21 |  |  | Incandescent |  | Federally-Regulated Consumer Product | 07/11/2022 |  | 08/14/2022
MORANDI GREY INC | Breezary | 23006 | True | Very Small-Diameter (VSD), Dia | 3 | Yes | 569 | 14 |  |  |  |  | 1030 | 34 |  | 12 | 30.17 | 21 |  |  | Incandescent |  | Federally-Regulated Consumer Product | 07/11/2022 |  | 08/14/2022
MORANDI GREY INC | Breezary | 23007 | True | Very Small-Diameter (VSD), Dia | 3 | Yes | 569 | 14 |  |  |  |  | 1030 | 34 |  | 12 | 30.17 | 21 |  |  | Incandescent |  | Federally-Regulated Consumer Product | 07/11/2022 |  | 08/14/2022
MORANDI GREY INC | Breezary | 23008 | True | Very Small-Diameter (VSD), Dia | 3 | Yes | 569 | 14 |  |  |  |  | 1030 | 34 |  | 12 | 30.17 | 21 |  |  | Incandescent |  | Federally-Regulated Consumer Product | 07/11/2022 |  | 08/14/2022
MORANDI GREY INC | Breezary | 23009 | True | Very Small-Diameter (VSD), Dia | 3 | Yes | 569 | 14 |  |  |  |  | 1030 | 34 |  | 12 | 30.17 | 21 |  |  | Incandescent |  | Federally-Regulated Consumer Product | 07/11/2022 |  | 08/14/2022
MORANDI GREY INC | Breezary | 23010 | True | Very Small-Diameter (VSD), Dia | 3 | Yes | 569 | 14 |  |  |  |  | 1030 | 34 |  | 12 | 30.17 | 21 |  |  | Incandescent |  | Federally-Regulated Consumer Product | 07/11/2022 |  | 08/14/2022
MORANDI GREY INC | Breezary | 3606 | True | Very Small-Diameter (VSD), Dia | 3 | Yes | 566 | 14 |  |  |  |  | 905 | 34 |  | 12 | 26 | 21 |  |  | Incandescent |  | Federally-Regulated Consumer Product | 07/11/2022 |  | 08/14/2022
MORANDI GREY INC | Breezary | 3605 | True | Very Small-Diameter (VSD), Dia | 3 | Yes | 566 | 14 |  |  |  |  | 905 | 34 |  | 12 | 26 | 21 |  |  | Incandescent |  | Federally-Regulated Consumer Product | 07/11/2022 |  | 08/14/2022
MORANDI GREY INC | Breezary | 3607 | True | Very Small-Diameter (VSD), Dia | 3 | Yes | 566 | 14 |  |  |  |  | 905 | 34 |  | 12 | 26 | 21 |  |  | Incandescent |  | Federally-Regulated Consumer Product | 07/11/2022 |  | 08/14/2022
MORANDI GREY INC | Breezary | 3609 | True | Very Small-Diameter (VSD), Dia | 3 | Yes | 566 | 14 |  |  |  |  | 905 | 34 |  | 12 | 26 | 21 |  |  | Incandescent |  | Federally-Regulated Consumer Product | 07/11/2022 |  | 08/14/2022
MORANDI GREY INC | Breezary | 3610 | True | Very Small-Diameter (VSD), Dia | 3 | Yes | 566 | 14 |  |  |  |  | 905 | 34 |  | 12 | 26 | 21 |  |  | Incandescent |  | Federally-Regulated Consumer Product | 07/11/2022 |  | 08/14/2022
MORANDI GREY INC | Breezary | 3613 | True | Very Small-Diameter (VSD), Dia | 3 | Yes | 566 | 14 |  |  |  |  | 905 | 34 |  | 12 | 26 | 21 |  |  | Incandescent |  | Federally-Regulated Consumer Product | 07/11/2022 |  | 08/14/2022
MORANDI GREY INC | Breezary | 3614 | True | Very Small-Diameter (VSD), Dia | 3 | Yes | 566 | 14 |  |  |  |  | 905 | 34 |  | 12 | 26 | 21 |  |  | Incandescent |  | Federally-Regulated Consumer Product | 07/11/2022 |  | 08/14/2022
MORANDI GREY INC | Breezary | 3615 | True | Very Small-Diameter (VSD), Dia | 3 | Yes | 566 | 14 |  |  |  |  | 905 | 34 |  | 12 | 26 | 21 |  |  | Incandescent |  | Federally-Regulated Consumer Product | 07/11/2022 |  | 08/14/2022
MORANDI GREY INC | Breezary | 3616 | True | Very Small-Diameter (VSD), Dia | 3 | Yes | 566 | 14 |  |  |  |  | 905 | 34 |  | 12 | 26 | 21 |  |  | Incandescent |  | Federally-Regulated Consumer Product | 07/11/2022 |  | 08/14/2022
MORANDI GREY INC | Breezary | 3617 | True | Very Small-Diameter (VSD), Dia | 3 | Yes | 566 | 14 |  |  |  |  | 905 | 34 |  | 12 | 26 | 21 |  |  | Incandescent |  | Federally-Regulated Consumer Product | 07/11/2022 |  | 08/14/2022
MORANDI GREY INC | Breezary | 3618 | True | Very Small-Diameter (VSD), Dia | 3 | Yes | 566 | 14 |  |  |  |  | 905 | 34 |  | 12 | 26 | 21 |  |  | Incandescent |  | Federally-Regulated Consumer Product | 07/11/2022 |  | 08/14/2022
MORANDI GREY INC | Breezary | 23011 | True | Very Small-Diameter (VSD), Dia | 3 | Yes | 566 | 14 |  |  |  |  | 905 | 34 |  | 12 | 26 | 21 |  |  | Incandescent |  | Federally-Regulated Consumer Product | 07/11/2022 |  | 08/14/2022
MORANDI GREY INC | Breezary | 23012 | True | Very Small-Diameter (VSD), Dia | 3 | Yes | 566 | 14 |  |  |  |  | 905 | 34 |  | 12 | 26 | 21 |  |  | Incandescent |  | Federally-Regulated Consumer Product | 07/11/2022 |  | 08/14/2022
MORANDI GREY INC | Breezary | 23013 | True | Very Small-Diameter (VSD), Dia | 3 | Yes | 566 | 14 |  |  |  |  | 905 | 34 |  | 12 | 26 | 21 |  |  | Incandescent |  | Federally-Regulated Consumer Product | 07/11/2022 |  | 08/14/2022
MORANDI GREY INC | Breezary | 23014 | True | Very Small-Diameter (VSD), Dia | 3 | Yes | 566 | 14 |  |  |  |  | 905 | 34 |  | 12 | 26 | 21 |  |  | Incandescent |  | Federally-Regulated Consumer Product | 07/11/2022 |  | 08/14/2022
MORANDI GREY INC | Breezary | 23015 | True | Very Small-Diameter (VSD), Dia | 3 | Yes | 566 | 14 |  |  |  |  | 905 | 34 |  | 12 | 26 | 21 |  |  | Incandescent |  | Federally-Regulated Consumer Product | 07/11/2022 |  | 08/14/2022
MORANDI GREY INC | Breezary | 23016 | True | Very Small-Diameter (VSD), Dia | 3 | Yes | 566 | 14 |  |  |  |  | 905 | 34 |  | 12 | 26 | 21 |  |  | Incandescent |  | Federally-Regulated Consumer Product | 07/11/2022 |  | 08/14/2022
MORANDI GREY INC | Breezary | 23017 | True | Very Small-Diameter (VSD), Dia | 3 | Yes | 566 | 14 |  |  |  |  | 905 | 34 |  | 12 | 26 | 21 |  |  | Incandescent |  | Federally-Regulated Consumer Product | 07/11/2022 |  | 08/14/2022
MORANDI GREY INC | Breezary | 23018 | True | Very Small-Diameter (VSD), Dia | 3 | Yes | 566 | 14 |  |  |  |  | 905 | 34 |  | 12 | 26 | 21 |  |  | Incandescent |  | Federally-Regulated Consumer Product | 07/11/2022 |  | 08/14/2022
MORANDI GREY INC | Breezary | 23019 | True | Very Small-Diameter (VSD), Dia | 3 | Yes | 566 | 14 |  |  |  |  | 905 | 34 |  | 12 | 26 | 21 |  |  | Incandescent |  | Federally-Regulated Consumer Product | 07/11/2022 |  | 08/14/2022
MORANDI GREY INC | Breezary | 23020 | True | Very Small-Diameter (VSD), Dia | 3 | Yes | 566 | 14 |  |  |  |  | 905 | 34 |  | 12 | 26 | 21 |  |  | Incandescent |  | Federally-Regulated Consumer Product | 07/11/2022 |  | 08/14/2022
MORANDI GREY INC | Breezary | 3611 | True | Very Small-Diameter (VSD), Dia | 3 | Yes | 566 | 14 |  |  |  |  | 905 | 34 |  | 12 | 26 | 21 |  |  | Incandescent |  | Federally-Regulated Consumer Product | 07/11/2022 |  | 08/14/2022
MORANDI GREY INC | Breezary | 3644 | True | Very Small-Diameter (VSD), Dia | 3 | Yes | 566 | 14 |  |  |  |  | 905 | 34 |  | 12 | 26 | 21 |  |  | Incandescent |  | Federally-Regulated Consumer Product | 07/11/2022 |  | 08/14/2022
MORANDI GREY INC | Breezary | 3645 | True | Very Small-Diameter (VSD), Dia | 3 | Yes | 566 | 14 |  |  |  |  | 905 | 34 |  | 12 | 26 | 21 |  |  | Incandescent |  | Federally-Regulated Consumer Product | 07/11/2022 |  | 08/14/2022
MORANDI GREY INC | Breezary | 3646 | True | Very Small-Diameter (VSD), Dia | 3 | Yes | 566 | 14 |  |  |  |  | 905 | 34 |  | 12 | 26 | 21 |  |  | Incandescent |  | Federally-Regulated Consumer Product | 07/11/2022 |  | 08/14/2022
MORANDI GREY INC | Breezary | 3647 | True | Very Small-Diameter (VSD), Dia | 3 | Yes | 566 | 14 |  |  |  |  | 905 | 34 |  | 12 | 26 | 21 |  |  | Incandescent |  | Federally-Regulated Consumer Product | 07/11/2022 |  | 08/14/2022
MORANDI GREY INC | Breezary | 3648 | True | Very Small-Diameter (VSD), Dia | 3 | Yes | 566 | 14 |  |  |  |  | 905 | 34 |  | 12 | 26 | 21 |  |  | Incandescent |  | Federally-Regulated Consumer Product | 07/11/2022 |  | 08/14/2022
MORANDI GREY INC | Breezary | 3649 | True | Very Small-Diameter (VSD), Dia | 3 | Yes | 566 | 14 |  |  |  |  | 905 | 34 |  | 12 | 26 | 21 |  |  | Incandescent |  | Federally-Regulated Consumer Product | 07/11/2022 |  | 08/14/2022
MORANDI GREY INC | Breezary | 3650 | True | Very Small-Diameter (VSD), Dia | 3 | Yes | 566 | 14 |  |  |  |  | 905 | 34 |  | 12 | 26 | 21 |  |  | Incandescent |  | Federally-Regulated Consumer Product | 07/11/2022 |  | 08/14/2022
MORANDI GREY INC | Breezary | 3651 | True | Very Small-Diameter (VSD), Dia | 3 | Yes | 566 | 14 |  |  |  |  | 905 | 34 |  | 12 | 26 | 21 |  |  | Incandescent |  | Federally-Regulated Consumer Product | 07/11/2022 |  | 08/14/2022
MORANDI GREY INC | Breezary | 3652 | True | Very Small-Diameter (VSD), Dia | 3 | Yes | 566 | 14 |  |  |  |  | 905 | 34 |  | 12 | 26 | 21 |  |  | Incandescent |  | Federally-Regulated Consumer Product | 07/11/2022 |  | 08/14/2022
MORANDI GREY INC | Breezary | 3653 | True | Very Small-Diameter (VSD), Dia | 3 | Yes | 566 | 14 |  |  |  |  | 905 | 34 |  | 12 | 26 | 21 |  |  | Incandescent |  | Federally-Regulated Consumer Product | 07/11/2022 |  | 08/14/2022
MORANDI GREY INC | Breezary | 23046 | True | Very Small-Diameter (VSD), Dia | 3 | Yes | 566 | 14 |  |  |  |  | 905 | 34 |  | 12 | 26 | 21 |  |  | Incandescent |  | Federally-Regulated Consumer Product | 07/11/2022 |  | 08/14/2022
MORANDI GREY INC | Breezary | 23047 | True | Very Small-Diameter (VSD), Dia | 3 | Yes | 566 | 14 |  |  |  |  | 905 | 34 |  | 12 | 26 | 21 |  |  | Incandescent |  | Federally-Regulated Consumer Product | 07/11/2022 |  | 08/14/2022
MORANDI GREY INC | Breezary | 23048 | True | Very Small-Diameter (VSD), Dia | 3 | Yes | 566 | 14 |  |  |  |  | 905 | 34 |  | 12 | 26 | 21 |  |  | Incandescent |  | Federally-Regulated Consumer Product | 07/11/2022 |  | 08/14/2022
MORANDI GREY INC | Breezary | 23049 | True | Very Small-Diameter (VSD), Dia | 3 | Yes | 566 | 14 |  |  |  |  | 905 | 34 |  | 12 | 26 | 21 |  |  | Incandescent |  | Federally-Regulated Consumer Product | 07/11/2022 |  | 08/14/2022
MORANDI GREY INC | Breezary | 23050 | True | Very Small-Diameter (VSD), Dia | 3 | Yes | 566 | 14 |  |  |  |  | 905 | 34 |  | 12 | 26 | 21 |  |  | Incandescent |  | Federally-Regulated Consumer Product | 07/11/2022 |  | 08/14/2022
MORANDI GREY INC | Breezary | 23051 | True | Very Small-Diameter (VSD), Dia | 3 | Yes | 566 | 14 |  |  |  |  | 905 | 34 |  | 12 | 26 | 21 |  |  | Incandescent |  | Federally-Regulated Consumer Product | 07/11/2022 |  | 08/14/2022
MORANDI GREY INC | Breezary | 23052 | True | Very Small-Diameter (VSD), Dia | 3 | Yes | 566 | 14 |  |  |  |  | 905 | 34 |  | 12 | 26 | 21 |  |  | Incandescent |  | Federally-Regulated Consumer Product | 07/11/2022 |  | 08/14/2022
MORANDI GREY INC | Breezary | 23053 | True | Very Small-Diameter (VSD), Dia | 3 | Yes | 566 | 14 |  |  |  |  | 905 | 34 |  | 12 | 26 | 21 |  |  | Incandescent |  | Federally-Regulated Consumer Product | 07/11/2022 |  | 08/14/2022
MORANDI GREY INC | Breezary | 23054 | True | Very Small-Diameter (VSD), Dia | 3 | Yes | 566 | 14 |  |  |  |  | 905 | 34 |  | 12 | 26 | 21 |  |  | Incandescent |  | Federally-Regulated Consumer Product | 07/11/2022 |  | 08/14/2022
MORANDI GREY INC | Breezary | 23055 | True | Very Small-Diameter (VSD), Dia | 3 | Yes | 566 | 14 |  |  |  |  | 905 | 34 |  | 12 | 26 | 21 |  |  | Incandescent |  | Federally-Regulated Consumer Product | 07/11/2022 |  | 08/14/2022
MORANDI GREY INC | Breezary | 3608 | True | Very Small-Diameter (VSD), Dia | 3 | Yes | 566 | 14 |  |  |  |  | 905 | 34 |  | 12 | 26 | 21 |  |  | Incandescent |  | Federally-Regulated Consumer Product | 07/11/2022 |  | 08/14/2022
MORANDI GREY INC | Breezary | 3654 | True | Very Small-Diameter (VSD), Dia | 3 | Yes | 566 | 14 |  |  |  |  | 905 | 34 |  | 12 | 26 | 21 |  |  | Incandescent |  | Federally-Regulated Consumer Product | 07/11/2022 |  | 08/14/2022
MORANDI GREY INC | Breezary | 3655 | True | Very Small-Diameter (VSD), Dia | 3 | Yes | 566 | 14 |  |  |  |  | 905 | 34 |  | 12 | 26 | 21 |  |  | Incandescent |  | Federally-Regulated Consumer Product | 07/11/2022 |  | 08/14/2022
MORANDI GREY INC | Breezary | 3656 | True | Very Small-Diameter (VSD), Dia | 3 | Yes | 566 | 14 |  |  |  |  | 905 | 34 |  | 12 | 26 | 21 |  |  | Incandescent |  | Federally-Regulated Consumer Product | 07/11/2022 |  | 08/14/2022
MORANDI GREY INC | Breezary | 3657 | True | Very Small-Diameter (VSD), Dia | 3 | Yes | 566 | 14 |  |  |  |  | 905 | 34 |  | 12 | 26 | 21 |  |  | Incandescent |  | Federally-Regulated Consumer Product | 07/11/2022 |  | 08/14/2022
MORANDI GREY INC | Breezary | 3658 | True | Very Small-Diameter (VSD), Dia | 3 | Yes | 566 | 14 |  |  |  |  | 905 | 34 |  | 12 | 26 | 21 |  |  | Incandescent |  | Federally-Regulated Consumer Product | 07/11/2022 |  | 08/14/2022
MORANDI GREY INC | Breezary | 3659 | True | Very Small-Diameter (VSD), Dia | 3 | Yes | 566 | 14 |  |  |  |  | 905 | 34 |  | 12 | 26 | 21 |  |  | Incandescent |  | Federally-Regulated Consumer Product | 07/11/2022 |  | 08/14/2022
MORANDI GREY INC | Breezary | 3660 | True | Very Small-Diameter (VSD), Dia | 3 | Yes | 566 | 14 |  |  |  |  | 905 | 34 |  | 12 | 26 | 21 |  |  | Incandescent |  | Federally-Regulated Consumer Product | 07/11/2022 |  | 08/14/2022
MORANDI GREY INC | Breezary | 3661 | True | Very Small-Diameter (VSD), Dia | 3 | Yes | 566 | 14 |  |  |  |  | 905 | 34 |  | 12 | 26 | 21 |  |  | Incandescent |  | Federally-Regulated Consumer Product | 07/11/2022 |  | 08/14/2022
MORANDI GREY INC | Breezary | 3662 | True | Very Small-Diameter (VSD), Dia | 3 | Yes | 566 | 14 |  |  |  |  | 905 | 34 |  | 12 | 26 | 21 |  |  | Incandescent |  | Federally-Regulated Consumer Product | 07/11/2022 |  | 08/14/2022
MORANDI GREY INC | Breezary | 3663 | True | Very Small-Diameter (VSD), Dia | 3 | Yes | 566 | 14 |  |  |  |  | 905 | 34 |  | 12 | 26 | 21 |  |  | Incandescent |  | Federally-Regulated Consumer Product | 07/11/2022 |  | 08/14/2022
MORANDI GREY INC | Breezary | 23056 | True | Very Small-Diameter (VSD), Dia | 3 | Yes | 566 | 14 |  |  |  |  | 905 | 34 |  | 12 | 26 | 21 |  |  | Incandescent |  | Federally-Regulated Consumer Product | 07/11/2022 |  | 08/14/2022
MORANDI GREY INC | Breezary | 23057 | True | Very Small-Diameter (VSD), Dia | 3 | Yes | 566 | 14 |  |  |  |  | 905 | 34 |  | 12 | 26 | 21 |  |  | Incandescent |  | Federally-Regulated Consumer Product | 07/11/2022 |  | 08/14/2022
MORANDI GREY INC | Breezary | 23058 | True | Very Small-Diameter (VSD), Dia | 3 | Yes | 566 | 14 |  |  |  |  | 905 | 34 |  | 12 | 26 | 21 |  |  | Incandescent |  | Federally-Regulated Consumer Product | 07/11/2022 |  | 08/14/2022
MORANDI GREY INC | Breezary | 23059 | True | Very Small-Diameter (VSD), Dia | 3 | Yes | 566 | 14 |  |  |  |  | 905 | 34 |  | 12 | 26 | 21 |  |  | Incandescent |  | Federally-Regulated Consumer Product | 07/11/2022 |  | 08/14/2022
MORANDI GREY INC | Breezary | 23060 | True | Very Small-Diameter (VSD), Dia | 3 | Yes | 566 | 14 |  |  |  |  | 905 | 34 |  | 12 | 26 | 21 |  |  | Incandescent |  | Federally-Regulated Consumer Product | 07/11/2022 |  | 08/14/2022
MORANDI GREY INC | Breezary | 23061 | True | Very Small-Diameter (VSD), Dia | 3 | Yes | 566 | 14 |  |  |  |  | 905 | 34 |  | 12 | 26 | 21 |  |  | Incandescent |  | Federally-Regulated Consumer Product | 07/11/2022 |  | 08/14/2022
MORANDI GREY INC | Breezary | 23062 | True | Very Small-Diameter (VSD), Dia | 3 | Yes | 566 | 14 |  |  |  |  | 905 | 34 |  | 12 | 26 | 21 |  |  | Incandescent |  | Federally-Regulated Consumer Product | 07/11/2022 |  | 08/14/2022
MORANDI GREY INC | Breezary | 23063 | True | Very Small-Diameter (VSD), Dia | 3 | Yes | 566 | 14 |  |  |  |  | 905 | 34 |  | 12 | 26 | 21 |  |  | Incandescent |  | Federally-Regulated Consumer Product | 07/11/2022 |  | 08/14/2022
MORANDI GREY INC | Breezary | 23064 | True | Very Small-Diameter (VSD), Dia | 3 | Yes | 566 | 14 |  |  |  |  | 905 | 34 |  | 12 | 26 | 21 |  |  | Incandescent |  | Federally-Regulated Consumer Product | 07/11/2022 |  | 08/14/2022
MORANDI GREY INC | Breezary | 23065 | True | Very Small-Diameter (VSD), Dia | 3 | Yes | 566 | 14 |  |  |  |  | 905 | 34 |  | 12 | 26 | 21 |  |  | Incandescent |  | Federally-Regulated Consumer Product | 07/11/2022 |  | 08/14/2022
MORANDI GREY INC | Breezary | 9301 | True | Standard | 3 | Yes | 2424 | 23 |  |  |  |  | 3977 | 53 |  | 52 | 80.79 | 71.83 |  |  | Incandescent |  | Federally-Regulated Consumer Product | 07/11/2022 |  | 08/14/2022
MORANDI GREY INC | Breezary | 9302 | True | Standard | 3 | Yes | 2424 | 23 |  |  |  |  | 3977 | 53 |  | 52 | 80.79 | 71.83 |  |  | Incandescent |  | Federally-Regulated Consumer Product | 07/11/2022 |  | 08/14/2022
MORANDI GREY INC | Breezary | 9303 | True | Standard | 3 | Yes | 2424 | 23 |  |  |  |  | 3977 | 53 |  | 52 | 80.79 | 71.83 |  |  | Incandescent |  | Federally-Regulated Consumer Product | 07/11/2022 |  | 08/14/2022
MORANDI GREY INC | Breezary | 9304 | True | Standard | 3 | Yes | 2424 | 23 |  |  |  |  | 3977 | 53 |  | 52 | 80.79 | 71.83 |  |  | Incandescent |  | Federally-Regulated Consumer Product | 07/11/2022 |  | 08/14/2022
MORANDI GREY INC | Breezary | 9305 | True | Standard | 3 | Yes | 2424 | 23 |  |  |  |  | 3977 | 53 |  | 52 | 80.79 | 71.83 |  |  | Incandescent |  | Federally-Regulated Consumer Product | 07/11/2022 |  | 08/14/2022
MORANDI GREY INC | Breezary | 9306 | True | Standard | 3 | Yes | 2424 | 23 |  |  |  |  | 3977 | 53 |  | 52 | 80.79 | 71.83 |  |  | Incandescent |  | Federally-Regulated Consumer Product | 07/11/2022 |  | 08/14/2022
MORANDI GREY INC | Breezary | 9307 | True | Standard | 3 | Yes | 2424 | 23 |  |  |  |  | 3977 | 53 |  | 52 | 80.79 | 71.83 |  |  | Incandescent |  | Federally-Regulated Consumer Product | 07/11/2022 |  | 08/14/2022
MORANDI GREY INC | Breezary | 9308 | True | Standard | 3 | Yes | 2424 | 23 |  |  |  |  | 3977 | 53 |  | 52 | 80.79 | 71.83 |  |  | Incandescent |  | Federally-Regulated Consumer Product | 07/11/2022 |  | 08/14/2022
MORANDI GREY INC | Breezary | 9309 | True | Standard | 3 | Yes | 2424 | 23 |  |  |  |  | 3977 | 53 |  | 52 | 80.79 | 71.83 |  |  | Incandescent |  | Federally-Regulated Consumer Product | 07/11/2022 |  | 08/14/2022
MORANDI GREY INC | Breezary | 9310 | True | Standard | 3 | Yes | 2424 | 23 |  |  |  |  | 3977 | 53 |  | 52 | 80.79 | 71.83 |  |  | Incandescent |  | Federally-Regulated Consumer Product | 07/11/2022 |  | 08/14/2022
MORANDI GREY INC | Breezary | 9311 | True | Standard | 3 | Yes | 2424 | 23 |  |  |  |  | 3977 | 53 |  | 52 | 80.79 | 71.83 |  |  | Incandescent |  | Federally-Regulated Consumer Product | 07/11/2022 |  | 08/14/2022
MORANDI GREY INC | Breezary | 23021 | True | Standard | 3 | Yes | 2424 | 23 |  |  |  |  | 3977 | 53 |  | 52 | 80.79 | 71.83 |  |  | Incandescent |  | Federally-Regulated Consumer Product | 07/11/2022 |  | 08/14/2022
MORANDI GREY INC | Breezary | 23022 | True | Standard | 3 | Yes | 2424 | 23 |  |  |  |  | 3977 | 53 |  | 52 | 80.79 | 71.83 |  |  | Incandescent |  | Federally-Regulated Consumer Product | 07/11/2022 |  | 08/14/2022
MORANDI GREY INC | Breezary | 23023 | True | Standard | 3 | Yes | 2424 | 23 |  |  |  |  | 3977 | 53 |  | 52 | 80.79 | 71.83 |  |  | Incandescent |  | Federally-Regulated Consumer Product | 07/11/2022 |  | 08/14/2022
MORANDI GREY INC | Breezary | 23024 | True | Standard | 3 | Yes | 2424 | 23 |  |  |  |  | 3977 | 53 |  | 52 | 80.79 | 71.83 |  |  | Incandescent |  | Federally-Regulated Consumer Product | 07/11/2022 |  | 08/14/2022
MORANDI GREY INC | Breezary | 23025 | True | Standard | 3 | Yes | 2424 | 23 |  |  |  |  | 3977 | 53 |  | 52 | 80.79 | 71.83 |  |  | Incandescent |  | Federally-Regulated Consumer Product | 07/11/2022 |  | 08/14/2022
MORANDI GREY INC | Breezary | 23026 | True | Standard | 3 | Yes | 2424 | 23 |  |  |  |  | 3977 | 53 |  | 52 | 80.79 | 71.83 |  |  | Incandescent |  | Federally-Regulated Consumer Product | 07/11/2022 |  | 08/14/2022
MORANDI GREY INC | Breezary | 23027 | True | Standard | 3 | Yes | 2424 | 23 |  |  |  |  | 3977 | 53 |  | 52 | 80.79 | 71.83 |  |  | Incandescent |  | Federally-Regulated Consumer Product | 07/11/2022 |  | 08/14/2022
MORANDI GREY INC | Breezary | 23028 | True | Standard | 3 | Yes | 2424 | 23 |  |  |  |  | 3977 | 53 |  | 52 | 80.79 | 71.83 |  |  | Incandescent |  | Federally-Regulated Consumer Product | 07/11/2022 |  | 08/14/2022
MORANDI GREY INC | Breezary | 23029 | True | Standard | 3 | Yes | 2424 | 23 |  |  |  |  | 3977 | 53 |  | 52 | 80.79 | 71.83 |  |  | Incandescent |  | Federally-Regulated Consumer Product | 07/11/2022 |  | 08/14/2022
MORANDI GREY INC | Breezary | 23030 | True | Standard | 3 | Yes | 2424 | 23 |  |  |  |  | 3977 | 53 |  | 52 | 80.79 | 71.83 |  |  | Incandescent |  | Federally-Regulated Consumer Product | 07/11/2022 |  | 08/14/2022
MORANDI GREY INC | Breezary | 23031 | True | Standard | 3 | Yes | 2424 | 23 |  |  |  |  | 3977 | 53 |  | 52 | 80.79 | 71.83 |  |  | Incandescent |  | Federally-Regulated Consumer Product | 07/11/2022 |  | 08/14/2022
MORANDI GREY INC | Breezary | 23032 | True | Standard | 3 | Yes | 2424 | 23 |  |  |  |  | 3977 | 53 |  | 52 | 80.79 | 71.83 |  |  | Incandescent |  | Federally-Regulated Consumer Product | 07/11/2022 |  | 08/14/2022
MORANDI GREY INC | Breezary | 9312 | True | Standard | 3 | Yes | 2424 | 23 |  |  |  |  | 3977 | 53 |  | 52 | 80.79 | 71.83 |  |  | Incandescent |  | Federally-Regulated Consumer Product | 07/11/2022 |  | 08/14/2022
MORANDI GREY INC | Breezary | 9313 | True | Standard | 3 | Yes | 2424 | 23 |  |  |  |  | 3977 | 53 |  | 52 | 80.79 | 71.83 |  |  | Incandescent |  | Federally-Regulated Consumer Product | 07/11/2022 |  | 08/14/2022
MORANDI GREY INC | Breezary | 9314 | True | Standard | 3 | Yes | 2424 | 23 |  |  |  |  | 3977 | 53 |  | 52 | 80.79 | 71.83 |  |  | Incandescent |  | Federally-Regulated Consumer Product | 07/11/2022 |  | 08/14/2022
MORANDI GREY INC | Breezary | 9315 | True | Standard | 3 | Yes | 2424 | 23 |  |  |  |  | 3977 | 53 |  | 52 | 80.79 | 71.83 |  |  | Incandescent |  | Federally-Regulated Consumer Product | 07/11/2022 |  | 08/14/2022
MORANDI GREY INC | Breezary | 9316 | True | Standard | 3 | Yes | 2424 | 23 |  |  |  |  | 3977 | 53 |  | 52 | 80.79 | 71.83 |  |  | Incandescent |  | Federally-Regulated Consumer Product | 07/11/2022 |  | 08/14/2022
MORANDI GREY INC | Breezary | 9317 | True | Standard | 3 | Yes | 2424 | 23 |  |  |  |  | 3977 | 53 |  | 52 | 80.79 | 71.83 |  |  | Incandescent |  | Federally-Regulated Consumer Product | 07/11/2022 |  | 08/14/2022
MORANDI GREY INC | Breezary | 9318 | True | Standard | 3 | Yes | 2424 | 23 |  |  |  |  | 3977 | 53 |  | 52 | 80.79 | 71.83 |  |  | Incandescent |  | Federally-Regulated Consumer Product | 07/11/2022 |  | 08/14/2022
MORANDI GREY INC | Breezary | 9319 | True | Standard | 3 | Yes | 2424 | 23 |  |  |  |  | 3977 | 53 |  | 52 | 80.79 | 71.83 |  |  | Incandescent |  | Federally-Regulated Consumer Product | 07/11/2022 |  | 08/14/2022
MORANDI GREY INC | Breezary | 9320 | True | Standard | 3 | Yes | 2424 | 23 |  |  |  |  | 3977 | 53 |  | 52 | 80.79 | 71.83 |  |  | Incandescent |  | Federally-Regulated Consumer Product | 07/11/2022 |  | 08/14/2022
MORANDI GREY INC | Breezary | 9321 | True | Standard | 3 | Yes | 2424 | 23 |  |  |  |  | 3977 | 53 |  | 52 | 80.79 | 71.83 |  |  | Incandescent |  | Federally-Regulated Consumer Product | 07/11/2022 |  | 08/14/2022
MORANDI GREY INC | Breezary | 23033 | True | Standard | 3 | Yes | 2424 | 23 |  |  |  |  | 3977 | 53 |  | 52 | 80.79 | 71.83 |  |  | Incandescent |  | Federally-Regulated Consumer Product | 07/11/2022 |  | 08/14/2022
MORANDI GREY INC | Breezary | 23034 | True | Standard | 3 | Yes | 2424 | 23 |  |  |  |  | 3977 | 53 |  | 52 | 80.79 | 71.83 |  |  | Incandescent |  | Federally-Regulated Consumer Product | 07/11/2022 |  | 08/14/2022
MORANDI GREY INC | Breezary | 23035 | True | Standard | 3 | Yes | 2424 | 23 |  |  |  |  | 3977 | 53 |  | 52 | 80.79 | 71.83 |  |  | Incandescent |  | Federally-Regulated Consumer Product | 07/11/2022 |  | 08/14/2022
MORANDI GREY INC | Breezary | 23036 | True | Standard | 3 | Yes | 2424 | 23 |  |  |  |  | 3977 | 53 |  | 52 | 80.79 | 71.83 |  |  | Incandescent |  | Federally-Regulated Consumer Product | 07/11/2022 |  | 08/14/2022
MORANDI GREY INC | Breezary | 23037 | True | Standard | 3 | Yes | 2424 | 23 |  |  |  |  | 3977 | 53 |  | 52 | 80.79 | 71.83 |  |  | Incandescent |  | Federally-Regulated Consumer Product | 07/11/2022 |  | 08/14/2022
MORANDI GREY INC | Breezary | 23038 | True | Standard | 3 | Yes | 2424 | 23 |  |  |  |  | 3977 | 53 |  | 52 | 80.79 | 71.83 |  |  | Incandescent |  | Federally-Regulated Consumer Product | 07/11/2022 |  | 08/14/2022
MORANDI GREY INC | Breezary | 23039 | True | Standard | 3 | Yes | 2424 | 23 |  |  |  |  | 3977 | 53 |  | 52 | 80.79 | 71.83 |  |  | Incandescent |  | Federally-Regulated Consumer Product | 07/11/2022 |  | 08/14/2022
MORANDI GREY INC | Breezary | 23040 | True | Standard | 3 | Yes | 2424 | 23 |  |  |  |  | 3977 | 53 |  | 52 | 80.79 | 71.83 |  |  | Incandescent |  | Federally-Regulated Consumer Product | 07/11/2022 |  | 08/14/2022
MORANDI GREY INC | Breezary | 23041 | True | Standard | 3 | Yes | 2424 | 23 |  |  |  |  | 3977 | 53 |  | 52 | 80.79 | 71.83 |  |  | Incandescent |  | Federally-Regulated Consumer Product | 07/11/2022 |  | 08/14/2022
MORANDI GREY INC | Breezary | 23042 | True | Standard | 3 | Yes | 2424 | 23 |  |  |  |  | 3977 | 53 |  | 52 | 80.79 | 71.83 |  |  | Incandescent |  | Federally-Regulated Consumer Product | 07/11/2022 |  | 08/14/2022
MORANDI GREY INC | Breezary | 23043 | True | Standard | 3 | Yes | 2424 | 23 |  |  |  |  | 3977 | 53 |  | 52 | 80.79 | 71.83 |  |  | Incandescent |  | Federally-Regulated Consumer Product | 07/11/2022 |  | 08/14/2022
MORANDI GREY INC | Breezary | 23044 | True | Standard | 3 | Yes | 2424 | 23 |  |  |  |  | 3977 | 53 |  | 52 | 80.79 | 71.83 |  |  | Incandescent |  | Federally-Regulated Consumer Product | 07/11/2022 |  | 08/14/2022
MORANDI GREY INC | Breezary | 23045 | True | Standard | 3 | Yes | 2424 | 23 |  |  |  |  | 3977 | 53 |  | 52 | 80.79 | 71.83 |  |  | Incandescent |  | Federally-Regulated Consumer Product | 07/11/2022 |  | 08/14/2022
MORANDI GREY INC | Zhongshan Jiantu Lighting Appliance Technology Co., Ltd | 3612 | True | Very Small-Diameter (VSD), Dia | 3 | Yes | 569 | 14 |  |  |  |  | 1030 | 34 |  | 12 | 30.17 | 21 |  |  | Incandescent |  | Federally-Regulated Consumer Product | 07/12/2022 |  | 08/14/2022
MORANDI GREY INC | Zhongshan Jiantu Lighting Appliance Technology Co., Ltd | 3601 | True | Very Small-Diameter (VSD), Dia | 3 | Yes | 569 | 14 |  |  |  |  | 1030 | 34 |  | 12 | 30.17 | 21 |  |  | Incandescent |  | Federally-Regulated Consumer Product | 07/12/2022 |  | 08/14/2022
MORANDI GREY INC | Zhongshan Jiantu Lighting Appliance Technology Co., Ltd | 3602 | True | Very Small-Diameter (VSD), Dia | 3 | Yes | 569 | 14 |  |  |  |  | 1030 | 34 |  | 12 | 30.17 | 21 |  |  | Incandescent |  | Federally-Regulated Consumer Product | 07/12/2022 |  | 08/14/2022
MORANDI GREY INC | Zhongshan Jiantu Lighting Appliance Technology Co., Ltd | 3603 | True | Very Small-Diameter (VSD), Dia | 3 | Yes | 569 | 14 |  |  |  |  | 1030 | 34 |  | 12 | 30.17 | 21 |  |  | Incandescent |  | Federally-Regulated Consumer Product | 07/12/2022 |  | 08/14/2022
MORANDI GREY INC | Zhongshan Jiantu Lighting Appliance Technology Co., Ltd | 3604 | True | Very Small-Diameter (VSD), Dia | 3 | Yes | 569 | 14 |  |  |  |  | 1030 | 34 |  | 12 | 30.17 | 21 |  |  | Incandescent |  | Federally-Regulated Consumer Product | 07/12/2022 |  | 08/14/2022
MORANDI GREY INC | Zhongshan Jiantu Lighting Appliance Technology Co., Ltd | 23001 | True | Very Small-Diameter (VSD), Dia | 3 | Yes | 569 | 14 |  |  |  |  | 1030 | 34 |  | 12 | 30.17 | 21 |  |  | Incandescent |  | Federally-Regulated Consumer Product | 07/12/2022 |  | 08/14/2022
MORANDI GREY INC | Zhongshan Jiantu Lighting Appliance Technology Co., Ltd | 23002 | True | Very Small-Diameter (VSD), Dia | 3 | Yes | 569 | 14 |  |  |  |  | 1030 | 34 |  | 12 | 30.17 | 21 |  |  | Incandescent |  | Federally-Regulated Consumer Product | 07/12/2022 |  | 08/14/2022
MORANDI GREY INC | Zhongshan Jiantu Lighting Appliance Technology Co., Ltd | 23003 | True | Very Small-Diameter (VSD), Dia | 3 | Yes | 569 | 14 |  |  |  |  | 1030 | 34 |  | 12 | 30.17 | 21 |  |  | Incandescent |  | Federally-Regulated Consumer Product | 07/12/2022 |  | 08/14/2022
MORANDI GREY INC | Zhongshan Jiantu Lighting Appliance Technology Co., Ltd | 23004 | True | Very Small-Diameter (VSD), Dia | 3 | Yes | 569 | 14 |  |  |  |  | 1030 | 34 |  | 12 | 30.17 | 21 |  |  | Incandescent |  | Federally-Regulated Consumer Product | 07/12/2022 |  | 08/14/2022
MORANDI GREY INC | Zhongshan Jiantu Lighting Appliance Technology Co., Ltd | 23005 | True | Very Small-Diameter (VSD), Dia | 3 | Yes | 569 | 14 |  |  |  |  | 1030 | 34 |  | 12 | 30.17 | 21 |  |  | Incandescent |  | Federally-Regulated Consumer Product | 07/12/2022 |  | 08/14/2022
MORANDI GREY INC | Zhongshan Jiantu Lighting Appliance Technology Co., Ltd | 23006 | True | Very Small-Diameter (VSD), Dia | 3 | Yes | 569 | 14 |  |  |  |  | 1030 | 34 |  | 12 | 30.17 | 21 |  |  | Incandescent |  | Federally-Regulated Consumer Product | 07/12/2022 |  | 08/14/2022
MORANDI GREY INC | Zhongshan Jiantu Lighting Appliance Technology Co., Ltd | 23007 | True | Very Small-Diameter (VSD), Dia | 3 | Yes | 569 | 14 |  |  |  |  | 1030 | 34 |  | 12 | 30.17 | 21 |  |  | Incandescent |  | Federally-Regulated Consumer Product | 07/12/2022 |  | 08/14/2022
MORANDI GREY INC | Zhongshan Jiantu Lighting Appliance Technology Co., Ltd | 23008 | True | Very Small-Diameter (VSD), Dia | 3 | Yes | 569 | 14 |  |  |  |  | 1030 | 34 |  | 12 | 30.17 | 21 |  |  | Incandescent |  | Federally-Regulated Consumer Product | 07/12/2022 |  | 08/14/2022
MORANDI GREY INC | Zhongshan Jiantu Lighting Appliance Technology Co., Ltd | 23009 | True | Very Small-Diameter (VSD), Dia | 3 | Yes | 569 | 14 |  |  |  |  | 1030 | 34 |  | 12 | 30.17 | 21 |  |  | Incandescent |  | Federally-Regulated Consumer Product | 07/12/2022 |  | 08/14/2022
MORANDI GREY INC | Zhongshan Jiantu Lighting Appliance Technology Co., Ltd | 23010 | True | Very Small-Diameter (VSD), Dia | 3 | Yes | 569 | 14 |  |  |  |  | 1030 | 34 |  | 12 | 30.17 | 21 |  |  | Incandescent |  | Federally-Regulated Consumer Product | 07/12/2022 |  | 08/14/2022
MORANDI GREY INC | Zhongshan Jiantu Lighting Appliance Technology Co., Ltd | 3606 | True | Very Small-Diameter (VSD), Dia | 3 | Yes | 566 | 14 |  |  |  |  | 905 | 34 |  | 12 | 26 | 21 |  |  | Incandescent |  | Federally-Regulated Consumer Product | 07/12/2022 |  | 08/14/2022
MORANDI GREY INC | Zhongshan Jiantu Lighting Appliance Technology Co., Ltd | 3605 | True | Very Small-Diameter (VSD), Dia | 3 | Yes | 566 | 14 |  |  |  |  | 905 | 34 |  | 12 | 26 | 21 |  |  | Incandescent |  | Federally-Regulated Consumer Product | 07/12/2022 |  | 08/14/2022
MORANDI GREY INC | Zhongshan Jiantu Lighting Appliance Technology Co., Ltd | 3607 | True | Very Small-Diameter (VSD), Dia | 3 | Yes | 566 | 14 |  |  |  |  | 905 | 34 |  | 12 | 26 | 21 |  |  | Incandescent |  | Federally-Regulated Consumer Product | 07/12/2022 |  | 08/14/2022
MORANDI GREY INC | Zhongshan Jiantu Lighting Appliance Technology Co., Ltd | 3609 | True | Very Small-Diameter (VSD), Dia | 3 | Yes | 566 | 14 |  |  |  |  | 905 | 34 |  | 12 | 26 | 21 |  |  | Incandescent |  | Federally-Regulated Consumer Product | 07/12/2022 |  | 08/14/2022
MORANDI GREY INC | Zhongshan Jiantu Lighting Appliance Technology Co., Ltd | 3610 | True | Very Small-Diameter (VSD), Dia | 3 | Yes | 566 | 14 |  |  |  |  | 905 | 34 |  | 12 | 26 | 21 |  |  | Incandescent |  | Federally-Regulated Consumer Product | 07/12/2022 |  | 08/14/2022
MORANDI GREY INC | Zhongshan Jiantu Lighting Appliance Technology Co., Ltd | 3613 | True | Very Small-Diameter (VSD), Dia | 3 | Yes | 566 | 14 |  |  |  |  | 905 | 34 |  | 12 | 26 | 21 |  |  | Incandescent |  | Federally-Regulated Consumer Product | 07/12/2022 |  | 08/14/2022
MORANDI GREY INC | Zhongshan Jiantu Lighting Appliance Technology Co., Ltd | 3614 | True | Very Small-Diameter (VSD), Dia | 3 | Yes | 566 | 14 |  |  |  |  | 905 | 34 |  | 12 | 26 | 21 |  |  | Incandescent |  | Federally-Regulated Consumer Product | 07/12/2022 |  | 08/14/2022
MORANDI GREY INC | Zhongshan Jiantu Lighting Appliance Technology Co., Ltd | 3615 | True | Very Small-Diameter (VSD), Dia | 3 | Yes | 566 | 14 |  |  |  |  | 905 | 34 |  | 12 | 26 | 21 |  |  | Incandescent |  | Federally-Regulated Consumer Product | 07/12/2022 |  | 08/14/2022
MORANDI GREY INC | Zhongshan Jiantu Lighting Appliance Technology Co., Ltd | 3616 | True | Very Small-Diameter (VSD), Dia | 3 | Yes | 566 | 14 |  |  |  |  | 905 | 34 |  | 12 | 26 | 21 |  |  | Incandescent |  | Federally-Regulated Consumer Product | 07/12/2022 |  | 08/14/2022
MORANDI GREY INC | Zhongshan Jiantu Lighting Appliance Technology Co., Ltd | 3617 | True | Very Small-Diameter (VSD), Dia | 3 | Yes | 566 | 14 |  |  |  |  | 905 | 34 |  | 12 | 26 | 21 |  |  | Incandescent |  | Federally-Regulated Consumer Product | 07/12/2022 |  | 08/14/2022
MORANDI GREY INC | Zhongshan Jiantu Lighting Appliance Technology Co., Ltd | 3618 | True | Very Small-Diameter (VSD), Dia | 3 | Yes | 566 | 14 |  |  |  |  | 905 | 34 |  | 12 | 26 | 21 |  |  | Incandescent |  | Federally-Regulated Consumer Product | 07/12/2022 |  | 08/14/2022
MORANDI GREY INC | Zhongshan Jiantu Lighting Appliance Technology Co., Ltd | 23011 | True | Very Small-Diameter (VSD), Dia | 3 | Yes | 566 | 14 |  |  |  |  | 905 | 34 |  | 12 | 26 | 21 |  |  | Incandescent |  | Federally-Regulated Consumer Product | 07/12/2022 |  | 08/14/2022
MORANDI GREY INC | Zhongshan Jiantu Lighting Appliance Technology Co., Ltd | 23012 | True | Very Small-Diameter (VSD), Dia | 3 | Yes | 566 | 14 |  |  |  |  | 905 | 34 |  | 12 | 26 | 21 |  |  | Incandescent |  | Federally-Regulated Consumer Product | 07/12/2022 |  | 08/14/2022
MORANDI GREY INC | Zhongshan Jiantu Lighting Appliance Technology Co., Ltd | 23013 | True | Very Small-Diameter (VSD), Dia | 3 | Yes | 566 | 14 |  |  |  |  | 905 | 34 |  | 12 | 26 | 21 |  |  | Incandescent |  | Federally-Regulated Consumer Product | 07/12/2022 |  | 08/14/2022
MORANDI GREY INC | Zhongshan Jiantu Lighting Appliance Technology Co., Ltd | 23014 | True | Very Small-Diameter (VSD), Dia | 3 | Yes | 566 | 14 |  |  |  |  | 905 | 34 |  | 12 | 26 | 21 |  |  | Incandescent |  | Federally-Regulated Consumer Product | 07/12/2022 |  | 08/14/2022
MORANDI GREY INC | Zhongshan Jiantu Lighting Appliance Technology Co., Ltd | 23015 | True | Very Small-Diameter (VSD), Dia | 3 | Yes | 566 | 14 |  |  |  |  | 905 | 34 |  | 12 | 26 | 21 |  |  | Incandescent |  | Federally-Regulated Consumer Product | 07/12/2022 |  | 08/14/2022
MORANDI GREY INC | Zhongshan Jiantu Lighting Appliance Technology Co., Ltd | 23016 | True | Very Small-Diameter (VSD), Dia | 3 | Yes | 566 | 14 |  |  |  |  | 905 | 34 |  | 12 | 26 | 21 |  |  | Incandescent |  | Federally-Regulated Consumer Product | 07/12/2022 |  | 08/14/2022
MORANDI GREY INC | Zhongshan Jiantu Lighting Appliance Technology Co., Ltd | 23017 | True | Very Small-Diameter (VSD), Dia | 3 | Yes | 566 | 14 |  |  |  |  | 905 | 34 |  | 12 | 26 | 21 |  |  | Incandescent |  | Federally-Regulated Consumer Product | 07/12/2022 |  | 08/14/2022
MORANDI GREY INC | Zhongshan Jiantu Lighting Appliance Technology Co., Ltd | 23018 | True | Very Small-Diameter (VSD), Dia | 3 | Yes | 566 | 14 |  |  |  |  | 905 | 34 |  | 12 | 26 | 21 |  |  | Incandescent |  | Federally-Regulated Consumer Product | 07/12/2022 |  | 08/14/2022
MORANDI GREY INC | Zhongshan Jiantu Lighting Appliance Technology Co., Ltd | 23019 | True | Very Small-Diameter (VSD), Dia | 3 | Yes | 566 | 14 |  |  |  |  | 905 | 34 |  | 12 | 26 | 21 |  |  | Incandescent |  | Federally-Regulated Consumer Product | 07/12/2022 |  | 08/14/2022
MORANDI GREY INC | Zhongshan Jiantu Lighting Appliance Technology Co., Ltd | 23020 | True | Very Small-Diameter (VSD), Dia | 3 | Yes | 566 | 14 |  |  |  |  | 905 | 34 |  | 12 | 26 | 21 |  |  | Incandescent |  | Federally-Regulated Consumer Product | 07/12/2022 |  | 08/14/2022
MORANDI GREY INC | Zhongshan Jiantu Lighting Appliance Technology Co., Ltd | 3611 | True | Very Small-Diameter (VSD), Dia | 3 | Yes | 566 | 14 |  |  |  |  | 905 | 34 |  | 12 | 26 | 21 |  |  | Incandescent |  | Federally-Regulated Consumer Product | 07/12/2022 |  | 08/14/2022
MORANDI GREY INC | Zhongshan Jiantu Lighting Appliance Technology Co., Ltd | 3644 | True | Very Small-Diameter (VSD), Dia | 3 | Yes | 566 | 14 |  |  |  |  | 905 | 34 |  | 12 | 26 | 21 |  |  | Incandescent |  | Federally-Regulated Consumer Product | 07/12/2022 |  | 08/14/2022
MORANDI GREY INC | Zhongshan Jiantu Lighting Appliance Technology Co., Ltd | 3645 | True | Very Small-Diameter (VSD), Dia | 3 | Yes | 566 | 14 |  |  |  |  | 905 | 34 |  | 12 | 26 | 21 |  |  | Incandescent |  | Federally-Regulated Consumer Product | 07/12/2022 |  | 08/14/2022
MORANDI GREY INC | Zhongshan Jiantu Lighting Appliance Technology Co., Ltd | 3646 | True | Very Small-Diameter (VSD), Dia | 3 | Yes | 566 | 14 |  |  |  |  | 905 | 34 |  | 12 | 26 | 21 |  |  | Incandescent |  | Federally-Regulated Consumer Product | 07/12/2022 |  | 08/14/2022
MORANDI GREY INC | Zhongshan Jiantu Lighting Appliance Technology Co., Ltd | 3647 | True | Very Small-Diameter (VSD), Dia | 3 | Yes | 566 | 14 |  |  |  |  | 905 | 34 |  | 12 | 26 | 21 |  |  | Incandescent |  | Federally-Regulated Consumer Product | 07/12/2022 |  | 08/14/2022
MORANDI GREY INC | Zhongshan Jiantu Lighting Appliance Technology Co., Ltd | 3648 | True | Very Small-Diameter (VSD), Dia | 3 | Yes | 566 | 14 |  |  |  |  | 905 | 34 |  | 12 | 26 | 21 |  |  | Incandescent |  | Federally-Regulated Consumer Product | 07/12/2022 |  | 08/14/2022
MORANDI GREY INC | Zhongshan Jiantu Lighting Appliance Technology Co., Ltd | 3649 | True | Very Small-Diameter (VSD), Dia | 3 | Yes | 566 | 14 |  |  |  |  | 905 | 34 |  | 12 | 26 | 21 |  |  | Incandescent |  | Federally-Regulated Consumer Product | 07/12/2022 |  | 08/14/2022
MORANDI GREY INC | Zhongshan Jiantu Lighting Appliance Technology Co., Ltd | 3650 | True | Very Small-Diameter (VSD), Dia | 3 | Yes | 566 | 14 |  |  |  |  | 905 | 34 |  | 12 | 26 | 21 |  |  | Incandescent |  | Federally-Regulated Consumer Product | 07/12/2022 |  | 08/14/2022
MORANDI GREY INC | Zhongshan Jiantu Lighting Appliance Technology Co., Ltd | 3651 | True | Very Small-Diameter (VSD), Dia | 3 | Yes | 566 | 14 |  |  |  |  | 905 | 34 |  | 12 | 26 | 21 |  |  | Incandescent |  | Federally-Regulated Consumer Product | 07/12/2022 |  | 08/14/2022
MORANDI GREY INC | Zhongshan Jiantu Lighting Appliance Technology Co., Ltd | 3652 | True | Very Small-Diameter (VSD), Dia | 3 | Yes | 566 | 14 |  |  |  |  | 905 | 34 |  | 12 | 26 | 21 |  |  | Incandescent |  | Federally-Regulated Consumer Product | 07/12/2022 |  | 08/14/2022
MORANDI GREY INC | Zhongshan Jiantu Lighting Appliance Technology Co., Ltd | 3653 | True | Very Small-Diameter (VSD), Dia | 3 | Yes | 566 | 14 |  |  |  |  | 905 | 34 |  | 12 | 26 | 21 |  |  | Incandescent |  | Federally-Regulated Consumer Product | 07/12/2022 |  | 08/14/2022
MORANDI GREY INC | Zhongshan Jiantu Lighting Appliance Technology Co., Ltd | 23046 | True | Very Small-Diameter (VSD), Dia | 3 | Yes | 566 | 14 |  |  |  |  | 905 | 34 |  | 12 | 26 | 21 |  |  | Incandescent |  | Federally-Regulated Consumer Product | 07/12/2022 |  | 08/14/2022
MORANDI GREY INC | Zhongshan Jiantu Lighting Appliance Technology Co., Ltd | 23047 | True | Very Small-Diameter (VSD), Dia | 3 | Yes | 566 | 14 |  |  |  |  | 905 | 34 |  | 12 | 26 | 21 |  |  | Incandescent |  | Federally-Regulated Consumer Product | 07/12/2022 |  | 08/14/2022
MORANDI GREY INC | Zhongshan Jiantu Lighting Appliance Technology Co., Ltd | 23048 | True | Very Small-Diameter (VSD), Dia | 3 | Yes | 566 | 14 |  |  |  |  | 905 | 34 |  | 12 | 26 | 21 |  |  | Incandescent |  | Federally-Regulated Consumer Product | 07/12/2022 |  | 08/14/2022
MORANDI GREY INC | Zhongshan Jiantu Lighting Appliance Technology Co., Ltd | 23049 | True | Very Small-Diameter (VSD), Dia | 3 | Yes | 566 | 14 |  |  |  |  | 905 | 34 |  | 12 | 26 | 21 |  |  | Incandescent |  | Federally-Regulated Consumer Product | 07/12/2022 |  | 08/14/2022
MORANDI GREY INC | Zhongshan Jiantu Lighting Appliance Technology Co., Ltd | 23050 | True | Very Small-Diameter (VSD), Dia | 3 | Yes | 566 | 14 |  |  |  |  | 905 | 34 |  | 12 | 26 | 21 |  |  | Incandescent |  | Federally-Regulated Consumer Product | 07/12/2022 |  | 08/14/2022
MORANDI GREY INC | Zhongshan Jiantu Lighting Appliance Technology Co., Ltd | 23051 | True | Very Small-Diameter (VSD), Dia | 3 | Yes | 566 | 14 |  |  |  |  | 905 | 34 |  | 12 | 26 | 21 |  |  | Incandescent |  | Federally-Regulated Consumer Product | 07/12/2022 |  | 08/14/2022
MORANDI GREY INC | Zhongshan Jiantu Lighting Appliance Technology Co., Ltd | 23052 | True | Very Small-Diameter (VSD), Dia | 3 | Yes | 566 | 14 |  |  |  |  | 905 | 34 |  | 12 | 26 | 21 |  |  | Incandescent |  | Federally-Regulated Consumer Product | 07/12/2022 |  | 08/14/2022
MORANDI GREY INC | Zhongshan Jiantu Lighting Appliance Technology Co., Ltd | 23053 | True | Very Small-Diameter (VSD), Dia | 3 | Yes | 566 | 14 |  |  |  |  | 905 | 34 |  | 12 | 26 | 21 |  |  | Incandescent |  | Federally-Regulated Consumer Product | 07/12/2022 |  | 08/14/2022
MORANDI GREY INC | Zhongshan Jiantu Lighting Appliance Technology Co., Ltd | 23054 | True | Very Small-Diameter (VSD), Dia | 3 | Yes | 566 | 14 |  |  |  |  | 905 | 34 |  | 12 | 26 | 21 |  |  | Incandescent |  | Federally-Regulated Consumer Product | 07/12/2022 |  | 08/14/2022
MORANDI GREY INC | Zhongshan Jiantu Lighting Appliance Technology Co., Ltd | 23055 | True | Very Small-Diameter (VSD), Dia | 3 | Yes | 566 | 14 |  |  |  |  | 905 | 34 |  | 12 | 26 | 21 |  |  | Incandescent |  | Federally-Regulated Consumer Product | 07/12/2022 |  | 08/14/2022
MORANDI GREY INC | Zhongshan Jiantu Lighting Appliance Technology Co., Ltd | 3608 | True | Very Small-Diameter (VSD), Dia | 3 | Yes | 566 | 14 |  |  |  |  | 905 | 34 |  | 12 | 26 | 21 |  |  | Incandescent |  | Federally-Regulated Consumer Product | 07/12/2022 |  | 08/14/2022
MORANDI GREY INC | Zhongshan Jiantu Lighting Appliance Technology Co., Ltd | 3654 | True | Very Small-Diameter (VSD), Dia | 3 | Yes | 566 | 14 |  |  |  |  | 905 | 34 |  | 12 | 26 | 21 |  |  | Incandescent |  | Federally-Regulated Consumer Product | 07/12/2022 |  | 08/14/2022
MORANDI GREY INC | Zhongshan Jiantu Lighting Appliance Technology Co., Ltd | 3655 | True | Very Small-Diameter (VSD), Dia | 3 | Yes | 566 | 14 |  |  |  |  | 905 | 34 |  | 12 | 26 | 21 |  |  | Incandescent |  | Federally-Regulated Consumer Product | 07/12/2022 |  | 08/14/2022
MORANDI GREY INC | Zhongshan Jiantu Lighting Appliance Technology Co., Ltd | 3656 | True | Very Small-Diameter (VSD), Dia | 3 | Yes | 566 | 14 |  |  |  |  | 905 | 34 |  | 12 | 26 | 21 |  |  | Incandescent |  | Federally-Regulated Consumer Product | 07/12/2022 |  | 08/14/2022
MORANDI GREY INC | Zhongshan Jiantu Lighting Appliance Technology Co., Ltd | 3657 | True | Very Small-Diameter (VSD), Dia | 3 | Yes | 566 | 14 |  |  |  |  | 905 | 34 |  | 12 | 26 | 21 |  |  | Incandescent |  | Federally-Regulated Consumer Product | 07/12/2022 |  | 08/14/2022
MORANDI GREY INC | Zhongshan Jiantu Lighting Appliance Technology Co., Ltd | 3658 | True | Very Small-Diameter (VSD), Dia | 3 | Yes | 566 | 14 |  |  |  |  | 905 | 34 |  | 12 | 26 | 21 |  |  | Incandescent |  | Federally-Regulated Consumer Product | 07/12/2022 |  | 08/14/2022
MORANDI GREY INC | Zhongshan Jiantu Lighting Appliance Technology Co., Ltd | 3659 | True | Very Small-Diameter (VSD), Dia | 3 | Yes | 566 | 14 |  |  |  |  | 905 | 34 |  | 12 | 26 | 21 |  |  | Incandescent |  | Federally-Regulated Consumer Product | 07/12/2022 |  | 08/14/2022
MORANDI GREY INC | Zhongshan Jiantu Lighting Appliance Technology Co., Ltd | 3660 | True | Very Small-Diameter (VSD), Dia | 3 | Yes | 566 | 14 |  |  |  |  | 905 | 34 |  | 12 | 26 | 21 |  |  | Incandescent |  | Federally-Regulated Consumer Product | 07/12/2022 |  | 08/14/2022
MORANDI GREY INC | Zhongshan Jiantu Lighting Appliance Technology Co., Ltd | 3661 | True | Very Small-Diameter (VSD), Dia | 3 | Yes | 566 | 14 |  |  |  |  | 905 | 34 |  | 12 | 26 | 21 |  |  | Incandescent |  | Federally-Regulated Consumer Product | 07/12/2022 |  | 08/14/2022
MORANDI GREY INC | Zhongshan Jiantu Lighting Appliance Technology Co., Ltd | 3662 | True | Very Small-Diameter (VSD), Dia | 3 | Yes | 566 | 14 |  |  |  |  | 905 | 34 |  | 12 | 26 | 21 |  |  | Incandescent |  | Federally-Regulated Consumer Product | 07/12/2022 |  | 08/14/2022
MORANDI GREY INC | Zhongshan Jiantu Lighting Appliance Technology Co., Ltd | 3663 | True | Very Small-Diameter (VSD), Dia | 3 | Yes | 566 | 14 |  |  |  |  | 905 | 34 |  | 12 | 26 | 21 |  |  | Incandescent |  | Federally-Regulated Consumer Product | 07/12/2022 |  | 08/14/2022
MORANDI GREY INC | Zhongshan Jiantu Lighting Appliance Technology Co., Ltd | 23056 | True | Very Small-Diameter (VSD), Dia | 3 | Yes | 566 | 14 |  |  |  |  | 905 | 34 |  | 12 | 26 | 21 |  |  | Incandescent |  | Federally-Regulated Consumer Product | 07/12/2022 |  | 08/14/2022
MORANDI GREY INC | Zhongshan Jiantu Lighting Appliance Technology Co., Ltd | 23057 | True | Very Small-Diameter (VSD), Dia | 3 | Yes | 566 | 14 |  |  |  |  | 905 | 34 |  | 12 | 26 | 21 |  |  | Incandescent |  | Federally-Regulated Consumer Product | 07/12/2022 |  | 08/14/2022
MORANDI GREY INC | Zhongshan Jiantu Lighting Appliance Technology Co., Ltd | 23058 | True | Very Small-Diameter (VSD), Dia | 3 | Yes | 566 | 14 |  |  |  |  | 905 | 34 |  | 12 | 26 | 21 |  |  | Incandescent |  | Federally-Regulated Consumer Product | 07/12/2022 |  | 08/14/2022
MORANDI GREY INC | Zhongshan Jiantu Lighting Appliance Technology Co., Ltd | 23059 | True | Very Small-Diameter (VSD), Dia | 3 | Yes | 566 | 14 |  |  |  |  | 905 | 34 |  | 12 | 26 | 21 |  |  | Incandescent |  | Federally-Regulated Consumer Product | 07/12/2022 |  | 08/14/2022
MORANDI GREY INC | Zhongshan Jiantu Lighting Appliance Technology Co., Ltd | 23060 | True | Very Small-Diameter (VSD), Dia | 3 | Yes | 566 | 14 |  |  |  |  | 905 | 34 |  | 12 | 26 | 21 |  |  | Incandescent |  | Federally-Regulated Consumer Product | 07/12/2022 |  | 08/14/2022
MORANDI GREY INC | Zhongshan Jiantu Lighting Appliance Technology Co., Ltd | 23061 | True | Very Small-Diameter (VSD), Dia | 3 | Yes | 566 | 14 |  |  |  |  | 905 | 34 |  | 12 | 26 | 21 |  |  | Incandescent |  | Federally-Regulated Consumer Product | 07/12/2022 |  | 08/14/2022
MORANDI GREY INC | Zhongshan Jiantu Lighting Appliance Technology Co., Ltd | 23062 | True | Very Small-Diameter (VSD), Dia | 3 | Yes | 566 | 14 |  |  |  |  | 905 | 34 |  | 12 | 26 | 21 |  |  | Incandescent |  | Federally-Regulated Consumer Product | 07/12/2022 |  | 08/14/2022
MORANDI GREY INC | Zhongshan Jiantu Lighting Appliance Technology Co., Ltd | 23063 | True | Very Small-Diameter (VSD), Dia | 3 | Yes | 566 | 14 |  |  |  |  | 905 | 34 |  | 12 | 26 | 21 |  |  | Incandescent |  | Federally-Regulated Consumer Product | 07/12/2022 |  | 08/14/2022
MORANDI GREY INC | Zhongshan Jiantu Lighting Appliance Technology Co., Ltd | 23064 | True | Very Small-Diameter (VSD), Dia | 3 | Yes | 566 | 14 |  |  |  |  | 905 | 34 |  | 12 | 26 | 21 |  |  | Incandescent |  | Federally-Regulated Consumer Product | 07/12/2022 |  | 08/14/2022
MORANDI GREY INC | Zhongshan Jiantu Lighting Appliance Technology Co., Ltd | 23065 | True | Very Small-Diameter (VSD), Dia | 3 | Yes | 566 | 14 |  |  |  |  | 905 | 34 |  | 12 | 26 | 21 |  |  | Incandescent |  | Federally-Regulated Consumer Product | 07/12/2022 |  | 08/14/2022
MORANDI GREY INC | Zhongshan Jiantu Lighting Appliance Technology Co., Ltd | 9301 | True | Standard | 3 | Yes | 2424 | 23 |  |  |  |  | 3977 | 53 |  | 52 | 80.79 | 71.83 |  |  | Incandescent |  | Federally-Regulated Consumer Product | 07/12/2022 |  | 08/14/2022
MORANDI GREY INC | Zhongshan Jiantu Lighting Appliance Technology Co., Ltd | 9302 | True | Standard | 3 | Yes | 2424 | 23 |  |  |  |  | 3977 | 53 |  | 52 | 80.79 | 71.83 |  |  | Incandescent |  | Federally-Regulated Consumer Product | 07/12/2022 |  | 08/14/2022
MORANDI GREY INC | Zhongshan Jiantu Lighting Appliance Technology Co., Ltd | 9303 | True | Standard | 3 | Yes | 2424 | 23 |  |  |  |  | 3977 | 53 |  | 52 | 80.79 | 71.83 |  |  | Incandescent |  | Federally-Regulated Consumer Product | 07/12/2022 |  | 08/14/2022
MORANDI GREY INC | Zhongshan Jiantu Lighting Appliance Technology Co., Ltd | 9304 | True | Standard | 3 | Yes | 2424 | 23 |  |  |  |  | 3977 | 53 |  | 52 | 80.79 | 71.83 |  |  | Incandescent |  | Federally-Regulated Consumer Product | 07/12/2022 |  | 08/14/2022
MORANDI GREY INC | Zhongshan Jiantu Lighting Appliance Technology Co., Ltd | 9305 | True | Standard | 3 | Yes | 2424 | 23 |  |  |  |  | 3977 | 53 |  | 52 | 80.79 | 71.83 |  |  | Incandescent |  | Federally-Regulated Consumer Product | 07/12/2022 |  | 08/14/2022
MORANDI GREY INC | Zhongshan Jiantu Lighting Appliance Technology Co., Ltd | 9306 | True | Standard | 3 | Yes | 2424 | 23 |  |  |  |  | 3977 | 53 |  | 52 | 80.79 | 71.83 |  |  | Incandescent |  | Federally-Regulated Consumer Product | 07/12/2022 |  | 08/14/2022
MORANDI GREY INC | Zhongshan Jiantu Lighting Appliance Technology Co., Ltd | 9307 | True | Standard | 3 | Yes | 2424 | 23 |  |  |  |  | 3977 | 53 |  | 52 | 80.79 | 71.83 |  |  | Incandescent |  | Federally-Regulated Consumer Product | 07/12/2022 |  | 08/14/2022
MORANDI GREY INC | Zhongshan Jiantu Lighting Appliance Technology Co., Ltd | 9308 | True | Standard | 3 | Yes | 2424 | 23 |  |  |  |  | 3977 | 53 |  | 52 | 80.79 | 71.83 |  |  | Incandescent |  | Federally-Regulated Consumer Product | 07/12/2022 |  | 08/14/2022
MORANDI GREY INC | Zhongshan Jiantu Lighting Appliance Technology Co., Ltd | 9309 | True | Standard | 3 | Yes | 2424 | 23 |  |  |  |  | 3977 | 53 |  | 52 | 80.79 | 71.83 |  |  | Incandescent |  | Federally-Regulated Consumer Product | 07/12/2022 |  | 08/14/2022
MORANDI GREY INC | Zhongshan Jiantu Lighting Appliance Technology Co., Ltd | 9310 | True | Standard | 3 | Yes | 2424 | 23 |  |  |  |  | 3977 | 53 |  | 52 | 80.79 | 71.83 |  |  | Incandescent |  | Federally-Regulated Consumer Product | 07/12/2022 |  | 08/14/2022
MORANDI GREY INC | Zhongshan Jiantu Lighting Appliance Technology Co., Ltd | 9311 | True | Standard | 3 | Yes | 2424 | 23 |  |  |  |  | 3977 | 53 |  | 52 | 80.79 | 71.83 |  |  | Incandescent |  | Federally-Regulated Consumer Product | 07/12/2022 |  | 08/14/2022
MORANDI GREY INC | Zhongshan Jiantu Lighting Appliance Technology Co., Ltd | 23021 | True | Standard | 3 | Yes | 2424 | 23 |  |  |  |  | 3977 | 53 |  | 52 | 80.79 | 71.83 |  |  | Incandescent |  | Federally-Regulated Consumer Product | 07/12/2022 |  | 08/14/2022
MORANDI GREY INC | Zhongshan Jiantu Lighting Appliance Technology Co., Ltd | 23022 | True | Standard | 3 | Yes | 2424 | 23 |  |  |  |  | 3977 | 53 |  | 52 | 80.79 | 71.83 |  |  | Incandescent |  | Federally-Regulated Consumer Product | 07/12/2022 |  | 08/14/2022
MORANDI GREY INC | Zhongshan Jiantu Lighting Appliance Technology Co., Ltd | 23023 | True | Standard | 3 | Yes | 2424 | 23 |  |  |  |  | 3977 | 53 |  | 52 | 80.79 | 71.83 |  |  | Incandescent |  | Federally-Regulated Consumer Product | 07/12/2022 |  | 08/14/2022
MORANDI GREY INC | Zhongshan Jiantu Lighting Appliance Technology Co., Ltd | 23024 | True | Standard | 3 | Yes | 2424 | 23 |  |  |  |  | 3977 | 53 |  | 52 | 80.79 | 71.83 |  |  | Incandescent |  | Federally-Regulated Consumer Product | 07/12/2022 |  | 08/14/2022
MORANDI GREY INC | Zhongshan Jiantu Lighting Appliance Technology Co., Ltd | 23025 | True | Standard | 3 | Yes | 2424 | 23 |  |  |  |  | 3977 | 53 |  | 52 | 80.79 | 71.83 |  |  | Incandescent |  | Federally-Regulated Consumer Product | 07/12/2022 |  | 08/14/2022
MORANDI GREY INC | Zhongshan Jiantu Lighting Appliance Technology Co., Ltd | 23026 | True | Standard | 3 | Yes | 2424 | 23 |  |  |  |  | 3977 | 53 |  | 52 | 80.79 | 71.83 |  |  | Incandescent |  | Federally-Regulated Consumer Product | 07/12/2022 |  | 08/14/2022
MORANDI GREY INC | Zhongshan Jiantu Lighting Appliance Technology Co., Ltd | 23027 | True | Standard | 3 | Yes | 2424 | 23 |  |  |  |  | 3977 | 53 |  | 52 | 80.79 | 71.83 |  |  | Incandescent |  | Federally-Regulated Consumer Product | 07/12/2022 |  | 08/14/2022
MORANDI GREY INC | Zhongshan Jiantu Lighting Appliance Technology Co., Ltd | 23028 | True | Standard | 3 | Yes | 2424 | 23 |  |  |  |  | 3977 | 53 |  | 52 | 80.79 | 71.83 |  |  | Incandescent |  | Federally-Regulated Consumer Product | 07/12/2022 |  | 08/14/2022
MORANDI GREY INC | Zhongshan Jiantu Lighting Appliance Technology Co., Ltd | 23029 | True | Standard | 3 | Yes | 2424 | 23 |  |  |  |  | 3977 | 53 |  | 52 | 80.79 | 71.83 |  |  | Incandescent |  | Federally-Regulated Consumer Product | 07/12/2022 |  | 08/14/2022
MORANDI GREY INC | Zhongshan Jiantu Lighting Appliance Technology Co., Ltd | 23030 | True | Standard | 3 | Yes | 2424 | 23 |  |  |  |  | 3977 | 53 |  | 52 | 80.79 | 71.83 |  |  | Incandescent |  | Federally-Regulated Consumer Product | 07/12/2022 |  | 08/14/2022
MORANDI GREY INC | Zhongshan Jiantu Lighting Appliance Technology Co., Ltd | 23031 | True | Standard | 3 | Yes | 2424 | 23 |  |  |  |  | 3977 | 53 |  | 52 | 80.79 | 71.83 |  |  | Incandescent |  | Federally-Regulated Consumer Product | 07/12/2022 |  | 08/14/2022
MORANDI GREY INC | Zhongshan Jiantu Lighting Appliance Technology Co., Ltd | 23032 | True | Standard | 3 | Yes | 2424 | 23 |  |  |  |  | 3977 | 53 |  | 52 | 80.79 | 71.83 |  |  | Incandescent |  | Federally-Regulated Consumer Product | 07/12/2022 |  | 08/14/2022
MORANDI GREY INC | Zhongshan Jiantu Lighting Appliance Technology Co., Ltd | 9312 | True | Standard | 3 | Yes | 2424 | 23 |  |  |  |  | 3977 | 53 |  | 52 | 80.79 | 71.83 |  |  | Incandescent |  | Federally-Regulated Consumer Product | 07/12/2022 |  | 08/14/2022
MORANDI GREY INC | Zhongshan Jiantu Lighting Appliance Technology Co., Ltd | 9313 | True | Standard | 3 | Yes | 2424 | 23 |  |  |  |  | 3977 | 53 |  | 52 | 80.79 | 71.83 |  |  | Incandescent |  | Federally-Regulated Consumer Product | 07/12/2022 |  | 08/14/2022
MORANDI GREY INC | Zhongshan Jiantu Lighting Appliance Technology Co., Ltd | 9314 | True | Standard | 3 | Yes | 2424 | 23 |  |  |  |  | 3977 | 53 |  | 52 | 80.79 | 71.83 |  |  | Incandescent |  | Federally-Regulated Consumer Product | 07/12/2022 |  | 08/14/2022
MORANDI GREY INC | Zhongshan Jiantu Lighting Appliance Technology Co., Ltd | 9315 | True | Standard | 3 | Yes | 2424 | 23 |  |  |  |  | 3977 | 53 |  | 52 | 80.79 | 71.83 |  |  | Incandescent |  | Federally-Regulated Consumer Product | 07/12/2022 |  | 08/14/2022
MORANDI GREY INC | Zhongshan Jiantu Lighting Appliance Technology Co., Ltd | 9316 | True | Standard | 3 | Yes | 2424 | 23 |  |  |  |  | 3977 | 53 |  | 52 | 80.79 | 71.83 |  |  | Incandescent |  | Federally-Regulated Consumer Product | 07/12/2022 |  | 08/14/2022
MORANDI GREY INC | Zhongshan Jiantu Lighting Appliance Technology Co., Ltd | 9317 | True | Standard | 3 | Yes | 2424 | 23 |  |  |  |  | 3977 | 53 |  | 52 | 80.79 | 71.83 |  |  | Incandescent |  | Federally-Regulated Consumer Product | 07/12/2022 |  | 08/14/2022
MORANDI GREY INC | Zhongshan Jiantu Lighting Appliance Technology Co., Ltd | 9318 | True | Standard | 3 | Yes | 2424 | 23 |  |  |  |  | 3977 | 53 |  | 52 | 80.79 | 71.83 |  |  | Incandescent |  | Federally-Regulated Consumer Product | 07/12/2022 |  | 08/14/2022
MORANDI GREY INC | Zhongshan Jiantu Lighting Appliance Technology Co., Ltd | 9319 | True | Standard | 3 | Yes | 2424 | 23 |  |  |  |  | 3977 | 53 |  | 52 | 80.79 | 71.83 |  |  | Incandescent |  | Federally-Regulated Consumer Product | 07/12/2022 |  | 08/14/2022
MORANDI GREY INC | Zhongshan Jiantu Lighting Appliance Technology Co., Ltd | 9320 | True | Standard | 3 | Yes | 2424 | 23 |  |  |  |  | 3977 | 53 |  | 52 | 80.79 | 71.83 |  |  | Incandescent |  | Federally-Regulated Consumer Product | 07/12/2022 |  | 08/14/2022
MORANDI GREY INC | Zhongshan Jiantu Lighting Appliance Technology Co., Ltd | 9321 | True | Standard | 3 | Yes | 2424 | 23 |  |  |  |  | 3977 | 53 |  | 52 | 80.79 | 71.83 |  |  | Incandescent |  | Federally-Regulated Consumer Product | 07/12/2022 |  | 08/14/2022
MORANDI GREY INC | Zhongshan Jiantu Lighting Appliance Technology Co., Ltd | 23033 | True | Standard | 3 | Yes | 2424 | 23 |  |  |  |  | 3977 | 53 |  | 52 | 80.79 | 71.83 |  |  | Incandescent |  | Federally-Regulated Consumer Product | 07/12/2022 |  | 08/14/2022
MORANDI GREY INC | Zhongshan Jiantu Lighting Appliance Technology Co., Ltd | 23034 | True | Standard | 3 | Yes | 2424 | 23 |  |  |  |  | 3977 | 53 |  | 52 | 80.79 | 71.83 |  |  | Incandescent |  | Federally-Regulated Consumer Product | 07/12/2022 |  | 08/14/2022
MORANDI GREY INC | Zhongshan Jiantu Lighting Appliance Technology Co., Ltd | 23035 | True | Standard | 3 | Yes | 2424 | 23 |  |  |  |  | 3977 | 53 |  | 52 | 80.79 | 71.83 |  |  | Incandescent |  | Federally-Regulated Consumer Product | 07/12/2022 |  | 08/14/2022
MORANDI GREY INC | Zhongshan Jiantu Lighting Appliance Technology Co., Ltd | 23036 | True | Standard | 3 | Yes | 2424 | 23 |  |  |  |  | 3977 | 53 |  | 52 | 80.79 | 71.83 |  |  | Incandescent |  | Federally-Regulated Consumer Product | 07/12/2022 |  | 08/14/2022
MORANDI GREY INC | Zhongshan Jiantu Lighting Appliance Technology Co., Ltd | 23037 | True | Standard | 3 | Yes | 2424 | 23 |  |  |  |  | 3977 | 53 |  | 52 | 80.79 | 71.83 |  |  | Incandescent |  | Federally-Regulated Consumer Product | 07/12/2022 |  | 08/14/2022
MORANDI GREY INC | Zhongshan Jiantu Lighting Appliance Technology Co., Ltd | 23038 | True | Standard | 3 | Yes | 2424 | 23 |  |  |  |  | 3977 | 53 |  | 52 | 80.79 | 71.83 |  |  | Incandescent |  | Federally-Regulated Consumer Product | 07/12/2022 |  | 08/14/2022
MORANDI GREY INC | Zhongshan Jiantu Lighting Appliance Technology Co., Ltd | 23039 | True | Standard | 3 | Yes | 2424 | 23 |  |  |  |  | 3977 | 53 |  | 52 | 80.79 | 71.83 |  |  | Incandescent |  | Federally-Regulated Consumer Product | 07/12/2022 |  | 08/14/2022
MORANDI GREY INC | Zhongshan Jiantu Lighting Appliance Technology Co., Ltd | 23040 | True | Standard | 3 | Yes | 2424 | 23 |  |  |  |  | 3977 | 53 |  | 52 | 80.79 | 71.83 |  |  | Incandescent |  | Federally-Regulated Consumer Product | 07/12/2022 |  | 08/14/2022
MORANDI GREY INC | Zhongshan Jiantu Lighting Appliance Technology Co., Ltd | 23041 | True | Standard | 3 | Yes | 2424 | 23 |  |  |  |  | 3977 | 53 |  | 52 | 80.79 | 71.83 |  |  | Incandescent |  | Federally-Regulated Consumer Product | 07/12/2022 |  | 08/14/2022
MORANDI GREY INC | Zhongshan Jiantu Lighting Appliance Technology Co., Ltd | 23042 | True | Standard | 3 | Yes | 2424 | 23 |  |  |  |  | 3977 | 53 |  | 52 | 80.79 | 71.83 |  |  | Incandescent |  | Federally-Regulated Consumer Product | 07/12/2022 |  | 08/14/2022
MORANDI GREY INC | Zhongshan Jiantu Lighting Appliance Technology Co., Ltd | 23043 | True | Standard | 3 | Yes | 2424 | 23 |  |  |  |  | 3977 | 53 |  | 52 | 80.79 | 71.83 |  |  | Incandescent |  | Federally-Regulated Consumer Product | 07/12/2022 |  | 08/14/2022
MORANDI GREY INC | Zhongshan Jiantu Lighting Appliance Technology Co., Ltd | 23044 | True | Standard | 3 | Yes | 2424 | 23 |  |  |  |  | 3977 | 53 |  | 52 | 80.79 | 71.83 |  |  | Incandescent |  | Federally-Regulated Consumer Product | 07/12/2022 |  | 08/14/2022
MORANDI GREY INC | Zhongshan Jiantu Lighting Appliance Technology Co., Ltd | 23045 | True | Standard | 3 | Yes | 2424 | 23 |  |  |  |  | 3977 | 53 |  | 52 | 80.79 | 71.83 |  |  | Incandescent |  | Federally-Regulated Consumer Product | 07/12/2022 |  | 08/14/2022
Fanimation | Fanimation | MAD8152BLW | True | Standard | V | Yes | 4351 | 3 | 1450 |  |  |  | 10233 | 30 | 341 | 72 | 347 |  |  |  | LED |  | Federally-Regulated Consumer Product | 04/25/2021 |  | 08/21/2022
Fanimation | Fanimation | MAD8152BNW | True | Standard | V | Yes | 4351 | 3 | 1450 |  |  |  | 10233 | 30 | 341 | 72 | 347 |  |  |  | LED |  | Federally-Regulated Consumer Product | 04/25/2021 |  | 08/21/2022
Fanimation | Fanimation | MAD8152DZW | True | Standard | V | Yes | 4351 | 3 | 1450 |  |  |  | 10233 | 30 | 341 | 72 | 347 |  |  |  | LED |  | Federally-Regulated Consumer Product | 04/25/2021 |  | 08/21/2022
Fanimation | Fanimation | MAD8152GRW | True | Standard | V | Yes | 4351 | 3 | 1450 |  |  |  | 10233 | 30 | 341 | 72 | 347 |  |  |  | LED |  | Federally-Regulated Consumer Product | 04/25/2021 |  | 08/21/2022
Fanimation | Fanimation | MAD8152MWW | True | Standard | V | Yes | 4351 | 3 | 1450 |  |  |  | 10233 | 30 | 341 | 72 | 347 |  |  |  | LED |  | Federally-Regulated Consumer Product | 04/25/2021 |  | 08/21/2022
Fanimation | Fanimation | MAD8152BLW | True | Standard | V | Yes | 3090 | 3 |  |  |  |  | 9193 | 29 |  | 72 | 326 | 84.83 |  |  | LED |  | Federally-Regulated Consumer Product | 08/21/2022 |  | 08/21/2022
Fanimation | Fanimation | MAD8152BNW | True | Standard | V | Yes | 3090 | 3 |  |  |  |  | 9193 | 29 |  | 72 | 326 | 84.83 |  |  | LED |  | Federally-Regulated Consumer Product | 08/21/2022 |  | 08/21/2022
Fanimation | Fanimation | MAD8152DZW | True | Standard | V | Yes | 3090 | 3 |  |  |  |  | 9193 | 29 |  | 72 | 326 | 84.83 |  |  | LED |  | Federally-Regulated Consumer Product | 08/21/2022 |  | 08/21/2022
Fanimation | Fanimation | MAD8152GRW | True | Standard | V | Yes | 3090 | 3 |  |  |  |  | 9193 | 29 |  | 72 | 326 | 84.83 |  |  | LED |  | Federally-Regulated Consumer Product | 08/21/2022 |  | 08/21/2022
Fanimation | Fanimation | MAD8152MWW | True | Standard | V | Yes | 3090 | 3 |  |  |  |  | 9193 | 29 |  | 72 | 326 | 84.83 |  |  | LED |  | Federally-Regulated Consumer Product | 08/21/2022 |  | 08/21/2022
Fanimation | Fanimation | MAD7912BBL | True | Standard | V | Yes | 4025 | 6 | 671 |  |  |  | 7818 | 33 | 237 | 72 | 272 | 84.83 |  |  | None |  | Federally-Regulated Consumer Product | 07/20/2022 |  | 08/24/2022
Fanimation | Fanimation | MAD7912BBN | True | Standard | V | Yes | 4025 | 6 | 671 |  |  |  | 7818 | 33 | 237 | 72 | 272 | 84.83 |  |  | None |  | Federally-Regulated Consumer Product | 07/20/2022 |  | 08/24/2022
Fanimation | Fanimation | MAD7912BDZ | True | Standard | V | Yes | 4025 | 6 | 671 |  |  |  | 7818 | 33 | 237 | 72 | 272 | 84.83 |  |  | None |  | Federally-Regulated Consumer Product | 07/20/2022 |  | 08/24/2022
Fanimation | Fanimation | MAD7912BGR | True | Standard | V | Yes | 4025 | 6 | 671 |  |  |  | 7818 | 33 | 237 | 72 | 272 | 84.83 |  |  | None |  | Federally-Regulated Consumer Product | 07/20/2022 |  | 08/24/2022
Fanimation | Fanimation | MAD7912BGZ | True | Standard | V | Yes | 4025 | 6 | 671 |  |  |  | 7818 | 33 | 237 | 72 | 272 | 84.83 |  |  | None |  | Federally-Regulated Consumer Product | 07/20/2022 |  | 08/24/2022
Fanimation | Fanimation | MAD7912BMW | True | Standard | V | Yes | 4025 | 6 | 671 |  |  |  | 7818 | 33 | 237 | 72 | 272 | 84.83 |  |  | None |  | Federally-Regulated Consumer Product | 07/20/2022 |  | 08/24/2022
Fanimation | Fanimation | FPD7617BLW | True | Standard | 3 | Yes | 1864 | 2 | 932 |  |  |  | 5451 | 33 | 165 | 52 | 202 | 71.83 |  |  | None |  | Federally-Regulated Consumer Product | 07/20/2022 |  | 08/25/2022
Fanimation | Fanimation | FPD7617MWW | True | Standard | 3 | Yes | 1864 | 2 | 932 |  |  |  | 5451 | 33 | 165 | 52 | 202 | 71.83 |  |  | None |  | Federally-Regulated Consumer Product | 07/20/2022 |  | 08/25/2022
Fanimation | Fanimation | FPD7617SLW | True | Standard | 3 | Yes | 1864 | 2 | 932 |  |  |  | 5451 | 33 | 165 | 52 | 202 | 71.83 |  |  | None |  | Federally-Regulated Consumer Product | 07/20/2022 |  | 08/25/2022
Fanim Industries | Fanimation Studio Collection | LP8177LBLW | True | Standard | 3 | Yes | 2129 | 14 |  |  |  |  | 4222 | 49 |  | 48 | 97 |  |  |  | LED |  | Federally-Regulated Consumer Product | 06/23/2021 |  | 08/30/2022
Fanim Industries | Fanimation Studio Collection | LP8177LMWW | True | Standard | 3 | Yes | 2129 | 14 |  |  |  |  | 4222 | 49 |  | 48 | 97 |  |  |  | LED |  | Federally-Regulated Consumer Product | 06/23/2021 |  | 08/30/2022
Fanim Industries | Fanimation Studio Collection | LP8177LSLW | True | Standard | 3 | Yes | 2129 | 14 |  |  |  |  | 4222 | 49 |  | 48 | 97 |  |  |  | LED |  | Federally-Regulated Consumer Product | 06/23/2021 |  | 08/30/2022
Fanim Industries | Fanimation Studio Collection | LP8177 | True | Standard | 3 | Yes | 2129 | 14 | 152 |  |  |  | 4222 | 49 | 86 | 48 | 97 | 69 |  |  | LED |  | Federally-Regulated Consumer Product | 05/31/2020 |  | 08/30/2022
Fanim Industries | Fanimation Studio Collection | LP8406LAZ | True | Standard | 3 | Yes | 2557 | 13 |  |  |  |  | 5585 | 57 |  | 52 | 110 |  |  |  | LED |  | Federally-Regulated Consumer Product | 06/23/2021 |  | 08/30/2022
Fanim Industries | Fanimation Studio Collection | LP8406LBN | True | Standard | 3 | Yes | 2557 | 13 |  |  |  |  | 5585 | 57 |  | 52 | 110 |  |  |  | LED |  | Federally-Regulated Consumer Product | 06/23/2021 |  | 08/30/2022
Fanim Industries | Fanimation Studio Collection | LP8406LGR | True | Standard | 3 | Yes | 2557 | 13 |  |  |  |  | 5585 | 57 |  | 52 | 110 |  |  |  | LED |  | Federally-Regulated Consumer Product | 06/23/2021 |  | 08/30/2022
Hunter Fan Company | Hunter | 50427 | True | Standard | 3 | Yes | 1551 | 10 | 155 |  |  |  | 4517 | 65 | 69 | 52 | 80 | 72 |  |  | LED |  | Federally-Regulated Consumer Product | 03/24/2020 |  | 09/19/2022
Hunter Fan Company | Hunter | 50429 | True | Standard | 3 | Yes | 1551 | 10 | 155 |  |  |  | 4517 | 65 | 69 | 52 | 80 | 72 |  |  | LED |  | Federally-Regulated Consumer Product | 03/24/2020 |  | 09/19/2022
Hunter Fan Company | Hunter | 53420 | True | Standard | 3 | Yes | 1535 | 9 | 171 |  |  |  | 4506 | 65 | 69 | 52 | 80 | 72 |  |  | LED |  | Federally-Regulated Consumer Product | 03/26/2020 |  | 09/19/2022
FANXION APPLIANCE CO., LTD | Minka Ceiling Fan Company | RM376 | True | Standard | V | Yes | 4061 | 6 |  |  |  |  | 7517 | 38 |  | 65 | 235.21 | 80.28 |  |  | LED |  | Federally-Regulated Consumer Product | 09/16/2022 |  | 09/21/2022
FANXION APPLIANCE CO., LTD | Minka Ceiling Fan Company | 84075 | True | Standard | V | Yes | 4061 | 6 |  |  |  |  | 7517 | 38 |  | 65 | 235.21 | 80.28 |  |  | LED |  | Federally-Regulated Consumer Product | 09/16/2022 |  | 09/21/2022
FANXION APPLIANCE CO., LTD | Minka Ceiling Fan Company | 84076 | True | Standard | V | Yes | 4061 | 6 |  |  |  |  | 7517 | 38 |  | 65 | 235.21 | 80.28 |  |  | LED |  | Federally-Regulated Consumer Product | 09/16/2022 |  | 09/21/2022
FANXION APPLIANCE CO., LTD | Minka Ceiling Fan Company | 84077 | True | Standard | V | Yes | 4061 | 6 |  |  |  |  | 7517 | 38 |  | 65 | 235.21 | 80.28 |  |  | LED |  | Federally-Regulated Consumer Product | 09/16/2022 |  | 09/21/2022
FANXION APPLIANCE CO., LTD | Minka Ceiling Fan Company | 5127851 | True | Standard | V | Yes | 4061 | 6 |  |  |  |  | 7517 | 38 |  | 65 | 235.21 | 80.28 |  |  | LED |  | Federally-Regulated Consumer Product | 09/16/2022 |  | 09/21/2022
FANXION APPLIANCE CO., LTD | Minka Ceiling Fan Company | 5195377 | True | Standard | V | Yes | 4061 | 6 |  |  |  |  | 7517 | 38 |  | 65 | 235.21 | 80.28 |  |  | LED |  | Federally-Regulated Consumer Product | 09/16/2022 |  | 09/21/2022
FANXION APPLIANCE CO., LTD | Minka Ceiling Fan Company | 5195375 | True | Standard | V | Yes | 4061 | 6 |  |  |  |  | 7517 | 38 |  | 65 | 235.21 | 80.28 |  |  | LED |  | Federally-Regulated Consumer Product | 09/16/2022 |  | 09/21/2022
Hunter Fan Company | Hunter | 52242 | True | Standard | 3 | Yes | 1544 | 9 |  |  |  |  | 4917 | 72 |  | 52 | 79 | 71.83 |  |  | None |  | Federally-Regulated Consumer Product | 08/19/2022 |  | 09/23/2022
Air Cool Industrial Co., Ltd. | Home Decorators Collection | AK433ADL(AK433A-MWH) | True | Standard | V | Yes | 2010 | 3 |  |  |  |  | 9412 | 41 |  | 72 | 237 | 84.83 |  |  | LED |  | Federally-Regulated Consumer Product | 09/22/2022 |  | 09/29/2022
Air Cool Industrial Co., Ltd. | Home Decorators Collection | N381ADL(N381A-BN) | True | Standard | V | Yes | 1966 | 2 |  |  |  |  | 8335 | 25 |  | 52 | 276 | 71.83 |  |  | None |  | Federally-Regulated Consumer Product | 09/22/2022 |  | 09/29/2022
Air Cool Industrial Co., Ltd. | Home Decorators Collection | N381ADL(N381A-CB+MBK) | True | Standard | V | Yes | 1966 | 2 |  |  |  |  | 8335 | 25 |  | 52 | 276 | 71.83 |  |  | None |  | Federally-Regulated Consumer Product | 09/22/2022 |  | 09/29/2022
Air Cool Industrial Co., Ltd. | Home Decorators Collection | N381ADL(N381A-CB+MWH) | True | Standard | V | Yes | 1966 | 2 |  |  |  |  | 8335 | 25 |  | 52 | 276 | 71.83 |  |  | None |  | Federally-Regulated Consumer Product | 09/22/2022 |  | 09/29/2022
Air Cool Industrial Co., Ltd. | Home Decorators Collection | N381ADL(N381A-MBK) | True | Standard | V | Yes | 1966 | 2 |  |  |  |  | 8335 | 25 |  | 52 | 276 | 71.83 |  |  | None |  | Federally-Regulated Consumer Product | 09/22/2022 |  | 09/29/2022
Air Cool Industrial Co., Ltd. | Home Decorators Collection | N381ADL(N381A-MBK+V8) | True | Standard | V | Yes | 1966 | 2 |  |  |  |  | 8335 | 25 |  | 52 | 276 | 71.83 |  |  | None |  | Federally-Regulated Consumer Product | 09/22/2022 |  | 09/29/2022
Air Cool Industrial Co., Ltd. | Home Decorators Collection | N381ADL(N381A-MWH) | True | Standard | V | Yes | 1966 | 2 |  |  |  |  | 8335 | 25 |  | 52 | 276 | 71.83 |  |  | None |  | Federally-Regulated Consumer Product | 09/22/2022 |  | 09/29/2022
Air Cool Industrial Co., Ltd. | Home Decorators Collection | AM909DL(AM909A-MBK) | True | Standard | 3 | Yes | 1000 | 14 |  |  |  |  | 1821 | 34 |  | 21 | 52 | 51.68 |  |  | LED |  | Federally-Regulated Consumer Product | 09/06/2022 |  | 09/29/2022
Air Cool Industrial Co., Ltd. | Home Decorators Collection | N383CDL(N383C-MBK) | True | Standard | V | Yes | 3139 | 3 |  |  |  |  | 8974 | 37 |  | 72 | 85 | 84.83 |  |  | None |  | Federally-Regulated Consumer Product | 09/29/2022 |  | 10/03/2022
Air Cool Industrial Co., Ltd. | Home Decorators Collection | N383CDL(N383C-MBK+V8) | True | Standard | V | Yes | 3139 | 3 |  |  |  |  | 8974 | 37 |  | 72 | 85 | 84.83 |  |  | None |  | Federally-Regulated Consumer Product | 09/29/2022 |  | 10/03/2022
Air Cool Industrial Co., Ltd. | Home Decorators Collection | N383CDL(N383C-MWH) | True | Standard | V | Yes | 3139 | 3 |  |  |  |  | 8974 | 37 |  | 72 | 85 | 84.83 |  |  | None |  | Federally-Regulated Consumer Product | 09/29/2022 |  | 10/03/2022
King of Fans | Hampton Bay | EF200S(Q)-52(A) | True | Standard | 3 | Yes | 1371 | 9 |  |  |  |  | 4209 | 66 |  | 52 | 73 | 71.83 |  |  | LED |  | Federally-Regulated Consumer Product | 09/06/2022 |  | 11/10/2022
King of Fans | Hampton Bay | 57333 | True | Standard | 3 | Yes | 1371 | 9 |  |  |  |  | 4209 | 66 |  | 52 | 73 | 71.83 |  |  | LED |  | Federally-Regulated Consumer Product | 09/06/2022 |  | 11/10/2022
FANXION APPLIANCE CO., LTD | Home Decorators Collection | 34625 | True | Standard | V | Yes | 2832 | 4 |  |  |  |  | 5949 | 34 |  | 56 | 210 |  |  |  | LED |  | Federally-Regulated Consumer Product | 11/08/2022 |  | 11/10/2022
Air Cool Industrial Co., Ltd. | Home Decorators Collection | AC-552(AK450D-MBK) | True | Standard | 3 | Yes | 2005 | 13 |  |  |  |  | 4854 | 59 |  | 52 | 91 |  |  |  | LED |  | Federally-Regulated Consumer Product | 11/11/2022 |  | 11/17/2022
Air Cool Industrial Co., Ltd. | Home Decorators Collection | AC-552(AK450D-MBK) | True | Hugger | 3 | Yes | 1880 | 13 |  |  |  |  | 4575 | 59 |  | 52 | 85 |  |  |  | LED |  | Federally-Regulated Consumer Product | 11/11/2022 |  | 11/17/2022
Litex Industries | Litex | UB48BCL4LE | True | Standard | 3 | Yes | 2627 | 24 |  |  |  |  | 5754 | 5457 | 53 | 48 | 111 | 69.23 |  |  | LED |  | Federally-Regulated Consumer Product | 11/18/2022 |  | 11/18/2022
King of Fans | Hampton Bay | 56-VINW | True | Standard | 3 | Yes | 1990 | 2 |  |  |  |  | 5733 | 29 |  | 52 | 290 | 71.83 |  |  | None |  | Federally-Regulated Consumer Product | 08/22/2022 |  | 12/12/2022
King of Fans | Hampton Bay | 92392 | True | Standard | 3 | Yes | 1990 | 2 |  |  |  |  | 5733 | 29 |  | 52 | 290 | 71.83 |  |  | None |  | Federally-Regulated Consumer Product | 08/22/2022 |  | 12/12/2022
King of Fans | Hampton Bay | 56-VINW | True | Standard | 3 | Yes | 1990 | 2 |  |  |  |  | 5733 | 29 |  | 56 | 74.43 | 74.43 |  |  | None |  | Federally-Regulated Consumer Product | 12/12/2022 |  | 12/13/2022
King of Fans | Hampton Bay | 92392 | True | Standard | 3 | Yes | 1990 | 2 |  |  |  |  | 5733 | 29 |  | 56 | 74.43 | 74.43 |  |  | None |  | Federally-Regulated Consumer Product | 12/12/2022 |  | 12/13/2022
Air Cool Industrial Co., Ltd. | Hampton Bay | AC-542(AK488-MBK ) | True | Standard | 3 | Yes | 1478 | 12 |  |  |  |  | 3137 | 56 |  | 42 | 66 |  |  |  | LED |  | Federally-Regulated Consumer Product | 11/11/2022 |  | 01/02/2023
Air Cool Industrial Co., Ltd. | Hampton Bay | AC-542(AK488-ORB ) | True | Standard | 3 | Yes | 1478 | 12 |  |  |  |  | 3137 | 56 |  | 42 | 66 |  |  |  | LED |  | Federally-Regulated Consumer Product | 11/11/2022 |  | 01/02/2023
Air Cool Industrial Co., Ltd. | Hampton Bay | AC-542(AK488-WH ) | True | Standard | 3 | Yes | 1478 | 12 |  |  |  |  | 3137 | 56 |  | 42 | 66 |  |  |  | LED |  | Federally-Regulated Consumer Product | 11/11/2022 |  | 01/02/2023
Air Cool Industrial Co., Ltd. | Hampton Bay | AC-542(AK488-MBK ) | True | Hugger | 3 | Yes | 1364 | 12 |  |  |  |  | 3039 | 55 |  | 42 | 64 |  |  |  | LED |  | Federally-Regulated Consumer Product | 11/11/2022 |  | 01/02/2023
Air Cool Industrial Co., Ltd. | Hampton Bay | AC-542(AK488-ORB ) | True | Hugger | 3 | Yes | 1364 | 12 |  |  |  |  | 3039 | 55 |  | 42 | 64 |  |  |  | LED |  | Federally-Regulated Consumer Product | 11/11/2022 |  | 01/02/2023
Air Cool Industrial Co., Ltd. | Hampton Bay | AC-542(AK488-WH ) | True | Hugger | 3 | Yes | 1364 | 12 |  |  |  |  | 3039 | 55 |  | 42 | 64 |  |  |  | LED |  | Federally-Regulated Consumer Product | 11/11/2022 |  | 01/02/2023
Air Cool Industrial Co., Ltd. | Hampton Bay | AC-552DL(AK388B-MBK ) | True | Standard | 3 | Yes | 1767 | 14 |  |  |  |  | 4706 | 65 |  | 52 | 79 |  |  |  | LED |  | Federally-Regulated Consumer Product | 11/11/2022 |  | 01/02/2023
Air Cool Industrial Co., Ltd. | Hampton Bay | AK374B(AK374B-MBK) | True | Standard | 3 | Yes | 1749 | 14 |  |  |  |  | 5804 | 78 |  | 60 | 80 |  |  |  | LED |  | Federally-Regulated Consumer Product | 11/11/2022 |  | 01/02/2023
Air Cool Industrial Co., Ltd. | Hampton Bay | AK395(AK395-CB) | True | Standard | 6 | Yes | 1503 | 2 |  |  |  |  | 4638 | 42 |  | 52 | 124 |  |  |  | LED |  | Federally-Regulated Consumer Product | 11/11/2022 |  | 01/02/2023
Air Cool Industrial Co., Ltd. | Hampton Bay | AK395(AK395-CH) | True | Standard | 6 | Yes | 1503 | 2 |  |  |  |  | 4638 | 42 |  | 52 | 124 |  |  |  | LED |  | Federally-Regulated Consumer Product | 11/11/2022 |  | 01/02/2023
Air Cool Industrial Co., Ltd. | Home Decorators Collection | AC-552(AK450D-MBK) | True | Standard | 3 | Yes | 2005 | 13 |  |  |  |  | 4854 | 59 |  | 52 | 94 | 71.83 |  |  | LED |  | Federally-Regulated Consumer Product | 11/17/2022 |  | 01/02/2023
Air Cool Industrial Co., Ltd. | Home Decorators Collection | AC-552(AK450D-MBK) | True | Hugger | 3 | Yes | 1880 | 13 |  |  |  |  | 4575 | 59 |  | 52 | 88 | 49.54 |  |  | LED |  | Federally-Regulated Consumer Product | 11/17/2022 |  | 01/02/2023
Air Cool Industrial Co., Ltd. | Hampton Bay | N375ADL(N375A-BN) | True | Standard | 6 | Yes | 691 | 2 |  |  |  |  | 4472 | 35 |  | 36 | 126 | 61.43 |  |  | LED |  | Federally-Regulated Consumer Product | 11/17/2022 |  | 01/02/2023
Air Cool Industrial Co., Ltd. | Hampton Bay | AC-552DL(AK389-NI) | True | Hugger | 3 | Yes | 1964 | 15 |  |  |  |  | 4655 | 60 |  | 52 | 62 | 49.54 |  |  | LED |  | Federally-Regulated Consumer Product | 09/06/2022 |  | 01/04/2023
Big Ass Fans | Haiku | MK-HK4-042406 | True | High-Speed Small-Diameter (HSS | V | Yes | 371 | 3 |  |  |  |  | 6786 | 23 |  | 52 | 299 | 216.34 |  |  | LED |  | Federally-Regulated Consumer Product | 11/08/2022 |  | 01/10/2023
Big Ass Fans | Haiku | MK-HK4-042506 | True | High-Speed Small-Diameter (HSS | V | Yes | 458 | 3 |  |  |  |  | 6167 | 19 |  | 52 | 299 | 216.34 |  |  | LED |  | Federally-Regulated Consumer Product | 11/08/2022 |  | 01/10/2023
Big Ass Fans | Haiku | MK-HK4-052506 | True | High-Speed Small-Diameter (HSS | V | Yes | 509 | 2 |  |  |  |  | 7366 | 21 |  | 60 | 314.28 | 249.62 |  |  | LED |  | Federally-Regulated Consumer Product | 11/08/2022 |  | 01/10/2023
Big Ass Fans | Haiku | MK-HK4-042400 | True | High-Speed Small-Diameter (HSS | V | Yes | 331 | 2 |  |  |  |  | 5590 | 20 |  | 52 | 257 | 216.34 |  |  | LED |  | Federally-Regulated Consumer Product | 11/08/2022 |  | 01/10/2023
Big Ass Fans | Haiku | MK-HK4-052400 | True | High-Speed Small-Diameter (HSS | V | Yes | 318 | 2 |  |  |  |  | 6303 | 17 |  | 60 | 334.23 | 249.62 |  |  | LED |  | Federally-Regulated Consumer Product | 11/08/2022 |  | 01/10/2023
Big Ass Fans | Haiku | MK-HK4-052500 | True | High-Speed Small-Diameter (HSS | V | Yes | 403 | 2 |  |  |  |  | 5971 | 15 |  | 60 | 335.48 | 249.62 |  |  | LED |  | Federally-Regulated Consumer Product | 11/08/2022 |  | 01/10/2023
Big Ass Fans | Haiku | MK-HK4-07180601 | True | Standard | V | Yes | 2279 | 2 |  |  |  |  | 15716 | 38 |  | 84 | 347.08 | 92.63 |  |  | LED |  | Federally-Regulated Consumer Product | 11/08/2022 |  | 01/10/2023
Air Cool Industrial Co., Ltd. | Hampton Bay | AC-552(N243A-NI) | True | Standard | 3 | Yes | 2406 | 15 |  |  |  |  | 6632 | 79 |  | 60 | 95 | 77.03 |  |  | None |  | Federally-Regulated Consumer Product | 10/13/2022 |  | 01/11/2023
Air Cool Industrial Co., Ltd. | Hampton Bay | AC-552(N243A-BN) | True | Standard | 3 | Yes | 2406 | 15 |  |  |  |  | 6632 | 79 |  | 60 | 95 | 77.03 |  |  | None |  | Federally-Regulated Consumer Product | 10/13/2022 |  | 01/11/2023
Air Cool Industrial Co., Ltd. | Hampton Bay | N375DL(N375-BN) | True | Standard | 3 | Yes | 1914 | 2 |  |  |  |  | 5472 | 34 |  | 52 | 180 | 71.83 |  |  | LED |  | Federally-Regulated Consumer Product | 09/15/2022 |  | 01/12/2023
Air Cool Industrial Co., Ltd. | Hampton Bay | N375DL(N375-MBK) | True | Standard | 3 | Yes | 1914 | 2 |  |  |  |  | 5472 | 34 |  | 52 | 180 | 71.83 |  |  | LED |  | Federally-Regulated Consumer Product | 09/15/2022 |  | 01/12/2023
Air Cool Industrial Co., Ltd. | Hampton Bay | N375DL(N375-MBK+V8) | True | Standard | 3 | Yes | 1914 | 2 |  |  |  |  | 5472 | 34 |  | 52 | 180 | 71.83 |  |  | LED |  | Federally-Regulated Consumer Product | 09/15/2022 |  | 01/12/2023
Air Cool Industrial Co., Ltd. | Hampton Bay | N375DL(N375-MWH) | True | Standard | 3 | Yes | 1914 | 2 |  |  |  |  | 5472 | 34 |  | 52 | 180 | 71.83 |  |  | LED |  | Federally-Regulated Consumer Product | 09/15/2022 |  | 01/12/2023
Air Cool Industrial Co., Ltd. | Hampton Bay | N243BDL(N243B-NI) | True | Standard | V | Yes | 4432 | 6 |  |  |  |  | 9054 | 38 |  | 72 | 269 | 84.83 |  |  | None |  | Federally-Regulated Consumer Product | 10/13/2022 |  | 01/17/2023
Air Cool Industrial Co., Ltd. | Hampton Bay | N243BDL(N243B-BN) | True | Standard | V | Yes | 4432 | 6 |  |  |  |  | 9054 | 38 |  | 72 | 269 | 84.83 |  |  | None |  | Federally-Regulated Consumer Product | 10/13/2022 |  | 01/17/2023
Westinghouse Lighting | Westinghouse | 72301 | True | Standard | 3 | Yes | 1989 | 13 |  |  |  |  | 4592 | 58 |  | 52 | 90 | 72 |  |  | LED |  | Federally-Regulated Consumer Product | 06/24/2020 |  | 01/24/2023
Westinghouse Lighting | Westinghouse | 72302 | True | Standard | 3 | Yes | 1989 | 13 |  |  |  |  | 4592 | 58 |  | 52 | 90 | 72 |  |  | LED |  | Federally-Regulated Consumer Product | 06/24/2020 |  | 01/24/2023
Westinghouse Lighting | Westinghouse | 72339 | True | Hugger | 3 | Yes | 1956 | 14 |  |  |  |  | 4467 | 59 |  | 52 | 86 | 50 |  |  | LED |  | Federally-Regulated Consumer Product | 06/24/2020 |  | 01/24/2023
Westinghouse Lighting | Westinghouse | 72339* | True | Standard | 3 | Yes | 2146 | 14 |  |  |  |  | 4973 | 60 |  | 52 | 95 | 72 |  |  | LED |  | Federally-Regulated Consumer Product | 06/24/2020 |  | 01/24/2023
Westinghouse Lighting | Westinghouse | 72373 | True | Hugger | 3 | Yes | 1622 | 14 |  |  |  |  | 3132 | 49 |  | 42 | 74 | 47 |  |  | LED |  | Federally-Regulated Consumer Product | 06/24/2020 |  | 01/24/2023
Westinghouse Lighting | Westinghouse | 72373* | True | Standard | 3 | Yes | 1589 | 14 |  |  |  |  | 3155 | 49 |  | 42 | 74 | 65 |  |  | LED |  | Federally-Regulated Consumer Product | 06/24/2020 |  | 01/24/2023
Westinghouse Lighting | Westinghouse | 72377 | True | Hugger | 3 | Yes | 1418 | 13 |  |  |  |  | 2950 | 47 |  | 42 | 72 | 47 |  |  | LED |  | Federally-Regulated Consumer Product | 06/24/2020 |  | 01/24/2023
Westinghouse Lighting | Westinghouse | 73030 | True | Hugger | 4 | Yes | 1800 | 15 |  |  |  |  | 3617 | 52 |  | 52 | 77.82 | 49.54 |  |  | LED |  | Federally-Regulated Consumer Product | 01/07/2021 |  | 01/24/2023
Westinghouse Lighting | Westinghouse | 73030* | True | Standard | 4 | Yes | 2294 | 15 |  |  |  |  | 4460 | 53 |  | 52 | 93.3 | 71.83 |  |  | LED |  | Federally-Regulated Consumer Product | 01/07/2021 |  | 01/24/2023
Westinghouse Lighting | Westinghouse | 73047 | True | Hugger | 4 | Yes | 1800 | 15 |  |  |  |  | 3617 | 52 |  | 52 | 77.82 | 49.54 |  |  | LED |  | Federally-Regulated Consumer Product | 04/26/2021 |  | 01/24/2023
Westinghouse Lighting | Westinghouse | 73047* | True | Standard | 4 | Yes | 2294 | 15 |  |  |  |  | 4460 | 53 |  | 52 | 93.3 | 71.83 |  |  | LED |  | Federally-Regulated Consumer Product | 04/26/2021 |  | 01/24/2023
Westinghouse Lighting | Amazon Basics | B08PC8CR7C | True | Standard | 4 | Yes | 1686 | 12 |  |  |  |  | 4789 | 59 |  | 52 | 83 | 71.83 |  |  | LED |  | Federally-Regulated Consumer Product | 01/28/2021 |  | 01/24/2023
Air Cool Industrial Co., Ltd. | Home Decorators Collection | AM731B(AM731B-MBK) | True | Standard | 3 | Yes | 2170 | 13 |  |  |  |  | 5745 | 64 |  | 56 | 97 | 74.43 |  |  | LED |  | Federally-Regulated Consumer Product | 11/17/2022 |  | 02/06/2023
Air Cool Industrial Co., Ltd. | Home Decorators Collection | AM731B(AM731B-MBK) | True | Hugger | 3 | Yes | 2093 | 13 |  |  |  |  | 5101 | 64 |  | 56 | 88 | 50.7 |  |  | LED |  | Federally-Regulated Consumer Product | 11/17/2022 |  | 02/06/2023
King of Fans | Hampton Bay | EF200T(A)-52 | True | Standard | 3 | Yes | 1617 | 10 |  |  |  |  | 4314 | 64 |  | 52 | 79 |  |  |  | LED |  | Federally-Regulated Consumer Product | 12/17/2021 |  | 02/16/2023
King of Fans | Hampton Bay | 56051 | True | Standard | 3 | Yes | 1617 | 10 |  |  |  |  | 4314 | 64 |  | 52 | 79 |  |  |  | LED |  | Federally-Regulated Consumer Product | 02/16/2023 |  | 02/20/2023
King of Fans | Hampton Bay | 56059 | True | Standard | 3 | Yes | 1617 | 10 |  |  |  |  | 4314 | 64 |  | 52 | 79 |  |  |  | LED |  | Federally-Regulated Consumer Product | 02/16/2023 |  | 02/20/2023
King of Fans | Hampton Bay | EF200T(A)-52 | True | Standard | 3 | Yes | 1617 | 10 |  |  |  |  | 4314 | 64 |  | 52 | 79 |  |  |  | LED |  | Federally-Regulated Consumer Product | 02/16/2023 |  | 02/20/2023
King of Fans | Hampton Bay | 52191 | True | Standard | 3 | Yes | 2698 | 16 |  |  |  |  | 4278 | 51 |  | 44 | 102 |  |  |  | LED |  | Federally-Regulated Consumer Product | 02/16/2023 |  | 02/20/2023
King of Fans | Hampton Bay | 52192 | True | Standard | 3 | Yes | 2698 | 16 |  |  |  |  | 4278 | 51 |  | 44 | 102 |  |  |  | LED |  | Federally-Regulated Consumer Product | 02/16/2023 |  | 02/20/2023
Air Cool Industrial Co., Ltd. | Hampton Bay | AK408H(AK408H-MWH) | True | Hugger | 3 | Yes | 1752 | 15 |  |  |  |  | 4403 | 56 |  | 52 | 83 | 49.54 |  |  | LED |  | Federally-Regulated Consumer Product | 10/13/2022 |  | 02/21/2023
Air Cool Industrial Co., Ltd. | Hampton Bay | AK408H(AK408H-MBK) | True | Hugger | 3 | Yes | 1752 | 15 |  |  |  |  | 4403 | 56 |  | 52 | 83 | 49.54 |  |  | LED |  | Federally-Regulated Consumer Product | 10/13/2022 |  | 02/21/2023
Air Cool Industrial Co., Ltd. | Hampton Bay | AK408H(AK408H-BN) | True | Hugger | 3 | Yes | 1752 | 15 |  |  |  |  | 4403 | 56 |  | 52 | 83 | 49.54 |  |  | LED |  | Federally-Regulated Consumer Product | 10/13/2022 |  | 02/21/2023
Air Cool Industrial Co., Ltd. | Hampton Bay | AK408H(AK408H-CB) | True | Hugger | 3 | Yes | 1752 | 15 |  |  |  |  | 4403 | 56 |  | 52 | 83 | 49.54 |  |  | LED |  | Federally-Regulated Consumer Product | 10/13/2022 |  | 02/21/2023
Big Ass Fans | Haiku | MK-HK4-071806 | True | High-Speed Small-Diameter (HSS | V | Yes | 2622 | 2 |  |  |  |  | 18035 | 51 |  | 84 | 358.32 | 349.46 |  |  | LED |  | Federally-Regulated Consumer Product | 11/08/2022 |  | 03/02/2023
Big Ass Fans | Haiku | MK-HK4-071906 | True | High-Speed Small-Diameter (HSS | V | Yes | 2768 | 2 |  |  |  |  | 17747 | 46 |  | 84 | 364.21 | 349.46 |  |  | LED |  | Federally-Regulated Consumer Product | 11/08/2022 |  | 03/02/2023
Fanimation | Fanimation | BP210SN1 | True | Hugger | 3 | Yes | 1483 | 8 |  |  |  |  | 4033 | 48 |  | 52 | 97 | 49.54 |  |  | LED |  | Federally-Regulated Consumer Product | 06/29/2021 |  | 03/05/2023
Fanimation | Fanimation | BP200BL1 | True | Hugger | 3 | Yes | 1180 | 7 |  |  |  |  | 3818 | 50 |  | 52 | 85 | 49.54 |  |  | None |  | Federally-Regulated Consumer Product | 06/29/2021 |  | 03/06/2023
Fanimation | Fanimation | FP7964BBN | True | Very Small-Diameter (VSD), Dia | 3 | Yes | 467 | 16 |  |  |  |  | 1363 | 56 |  | 12 | 24 | 21 |  |  | LED |  | Federally-Regulated Consumer Product | 06/29/2021 |  | 03/08/2023
Fanimation | Fanimation | FP7964BOB | True | Very Small-Diameter (VSD), Dia | 3 | Yes | 467 | 16 |  |  |  |  | 1363 | 56 |  | 12 | 24 | 21 |  |  | LED |  | Federally-Regulated Consumer Product | 06/29/2021 |  | 03/08/2023
Fanimation | Fanimation | TF910BL | True | Standard | 3 | Yes | 1542 | 9 |  |  |  |  | 4919 | 53 |  | 50 | 104 | 70.53 |  |  | None |  | Federally-Regulated Consumer Product | 06/29/2021 |  | 03/08/2023
Fanimation | Fanimation | TF971AZ | True | Standard | 3 | Yes | 2253 | 14 |  |  |  |  | 6659 | 77 |  | 60 | 96 | 77.03 |  |  | None |  | Federally-Regulated Consumer Product | 06/29/2021 |  | 03/08/2023
Air Cool Industrial Co., Ltd. | Home Decorators Collection | N383BDL(N383B-MBK) | True | Standard | V | Yes | 2205 | 2 |  |  |  |  | 7077 | 33 |  | 60 | 224 | 77.03 |  |  | None |  | Federally-Regulated Consumer Product | 01/11/2023 |  | 03/13/2023
Air Cool Industrial Co., Ltd. | Home Decorators Collection | N383BDL(N383B-MWH) | True | Standard | V | Yes | 2205 | 2 |  |  |  |  | 7077 | 33 |  | 60 | 224 | 77.03 |  |  | None |  | Federally-Regulated Consumer Product | 01/11/2023 |  | 03/13/2023
Air Cool Industrial Co., Ltd. | Home Decorators Collection | N383BDL(N383B-MBK+V8) | True | Standard | V | Yes | 2205 | 2 |  |  |  |  | 7077 | 33 |  | 60 | 224 | 77.03 |  |  | None |  | Federally-Regulated Consumer Product | 01/11/2023 |  | 03/13/2023
FANXION APPLIANCE CO., LTD | Home Decorators Collection | 102L60MBKDDW | True | Standard | V | Yes | 2527 | 3 |  |  |  |  | 6411 | 33 |  | 52 | 233.85 | 71.83 |  |  | LED |  | Federally-Regulated Consumer Product | 12/08/2022 |  | 03/16/2023
FANXION APPLIANCE CO., LTD | Home Decorators Collection | 102L60MBKDB | True | Standard | V | Yes | 2527 | 3 |  |  |  |  | 6411 | 33 |  | 52 | 233.85 | 71.83 |  |  | LED |  | Federally-Regulated Consumer Product | 12/08/2022 |  | 03/16/2023
FANXION APPLIANCE CO., LTD | Home Decorators Collection | 102L60BNDDW | True | Standard | V | Yes | 2527 | 3 |  |  |  |  | 6411 | 33 |  | 52 | 233.85 | 71.83 |  |  | LED |  | Federally-Regulated Consumer Product | 12/08/2022 |  | 03/16/2023
FANXION APPLIANCE CO., LTD | Home Decorators Collection | 102L60BNLDW | True | Standard | V | Yes | 2527 | 3 |  |  |  |  | 6411 | 33 |  | 52 | 233.85 | 71.83 |  |  | LED |  | Federally-Regulated Consumer Product | 12/08/2022 |  | 03/16/2023
HKC - Hong Kong China Electric Appliance | Seasons | 269721 | True | Hugger | 3 | Yes | 1341 | 10 |  |  |  |  | 3649 | 55 |  | 52 | 76 | 49.54 |  |  | LED |  | Federally-Regulated Consumer Product | 05/17/2022 |  | 03/21/2023
HKC - Hong Kong China Electric Appliance | Seasons | 287508 | True | Hugger | 3 | Yes | 1573 | 10 |  |  |  |  | 4003 | 56 |  | 52 | 76 | 49.54 |  |  | LED |  | Federally-Regulated Consumer Product | 05/11/2021 |  | 03/21/2023
HKC - Hong Kong China Electric Appliance | Seasons | 287505 | True | Hugger | 3 | Yes | 1573 | 10 |  |  |  |  | 4003 | 56 |  | 52 | 76 | 49.54 |  |  | LED |  | Federally-Regulated Consumer Product | 05/11/2021 |  | 03/21/2023
HKC - Hong Kong China Electric Appliance | Seasons | 269500 | True | Hugger | 3 | Yes | 1660 | 10 |  |  |  |  | 4194 | 54 |  | 44 | 90 | 47.22 |  |  | LED |  | Federally-Regulated Consumer Product | 05/17/2022 |  | 03/21/2023
HKC - Hong Kong China Electric Appliance | Seasons | 269502 | True | Hugger | 3 | Yes | 1660 | 10 |  |  |  |  | 4194 | 54 |  | 44 | 90 | 47.22 |  |  | LED |  | Federally-Regulated Consumer Product | 05/17/2022 |  | 03/21/2023
HKC - Hong Kong China Electric Appliance | Seasons | 269504 | True | Hugger | 3 | Yes | 1660 | 10 |  |  |  |  | 4194 | 54 |  | 44 | 90 | 47.22 |  |  | LED |  | Federally-Regulated Consumer Product | 05/17/2022 |  | 03/21/2023
HKC - Hong Kong China Electric Appliance | Seasons | 501025 | True | Hugger | 3 | Yes | 1012 | 11 |  |  |  |  | 2483 | 54 |  | 52 | 52 | 49.54 |  |  | LED |  | Federally-Regulated Consumer Product | 05/17/2022 |  | 03/21/2023
HKC - Hong Kong China Electric Appliance | Seasons | 501026 | True | Hugger | 3 | Yes | 1012 | 11 |  |  |  |  | 2483 | 54 |  | 52 | 52 | 49.54 |  |  | LED |  | Federally-Regulated Consumer Product | 05/17/2022 |  | 03/21/2023
HKC - Hong Kong China Electric Appliance | Seasons | 269602 | True | Hugger | 3 | Yes | 1132 | 11 |  |  |  |  | 2753 | 53 |  | 44 | 57 | 47.22 |  |  | LED |  | Federally-Regulated Consumer Product | 09/27/2022 |  | 03/21/2023
HKC - Hong Kong China Electric Appliance | Seasons | 269604 | True | Hugger | 3 | Yes | 1132 | 11 |  |  |  |  | 2753 | 53 |  | 44 | 57 | 47.22 |  |  | LED |  | Federally-Regulated Consumer Product | 09/27/2022 |  | 03/21/2023
HKC - Hong Kong China Electric Appliance | Seasons | 269600 | True | Hugger | 3 | Yes | 1132 | 11 |  |  |  |  | 2753 | 53 |  | 44 | 57 | 47.22 |  |  | LED |  | Federally-Regulated Consumer Product | 09/27/2022 |  | 03/21/2023
HKC - Hong Kong China Electric Appliance | Seasons | 269442 | True | Hugger | 3 | Yes | 1496 | 11 |  |  |  |  | 3139 | 52 |  | 42 | 73 | 46.64 |  |  | LED |  | Federally-Regulated Consumer Product | 05/17/2022 |  | 03/21/2023
HKC - Hong Kong China Electric Appliance | Seasons | 269518 | True | Hugger | 3 | Yes | 1699 | 10 |  |  |  |  | 4527 | 54 |  | 52 | 96 | 49.54 |  |  | LED |  | Federally-Regulated Consumer Product | 05/17/2022 |  | 03/21/2023
HKC - Hong Kong China Electric Appliance | Seasons | 269338 | True | Hugger | 3 | Yes | 1557 | 9 |  |  |  |  | 4950 | 63 |  | 52 | 90 | 49.54 |  |  | LED |  | Federally-Regulated Consumer Product | 09/27/2022 |  | 03/21/2023
HKC - Hong Kong China Electric Appliance | Seasons | 269516 | True | Hugger | 3 | Yes | 1699 | 10 |  |  |  |  | 4527 | 54 |  | 52 | 96 | 49.54 |  |  | LED |  | Federally-Regulated Consumer Product | 05/17/2022 |  | 03/21/2023
HKC - Hong Kong China Electric Appliance | Seasons | 269520 | True | Hugger | 3 | Yes | 1739 | 10 |  |  |  |  | 4525 | 56 |  | 52 | 94 | 49.54 |  |  | LED |  | Federally-Regulated Consumer Product | 05/17/2022 |  | 03/21/2023
HKC - Hong Kong China Electric Appliance | Seasons | 269722 | True | Hugger | 3 | Yes | 1739 | 10 |  |  |  |  | 4525 | 56 |  | 52 | 94 | 49.54 |  |  | LED |  | Federally-Regulated Consumer Product | 05/17/2022 |  | 03/21/2023
HKC - Hong Kong China Electric Appliance | Seasons | 269724 | True | Hugger | 3 | Yes | 1593 | 10 |  |  |  |  | 1593 | 53 |  | 52 | 85 | 49.54 |  |  | LED |  | Federally-Regulated Consumer Product | 05/17/2022 |  | 03/21/2023
HKC - Hong Kong China Electric Appliance | Seasons | 269725 | True | Hugger | 3 | Yes | 1593 | 10 |  |  |  |  | 1593 | 53 |  | 52 | 85 | 49.54 |  |  | LED |  | Federally-Regulated Consumer Product | 05/17/2022 |  | 03/21/2023
HKC - Hong Kong China Electric Appliance | Seasons | 32113 | True | Hugger | 3 | Yes | 1431 | 9 |  |  |  |  | 4005 | 57 |  | 52 | 76 | 49.54 |  |  | Other |  | Federally-Regulated Consumer Product | 10/25/2022 |  | 03/21/2023
HKC - Hong Kong China Electric Appliance | Seasons | 269816 | True | Hugger | 3 | Yes | 1363 | 8 |  |  |  |  | 4690 | 72 |  | 52 | 83 | 49.54 |  |  | LED |  | Federally-Regulated Consumer Product | 11/05/2020 |  | 03/22/2023
HKC - Hong Kong China Electric Appliance | Seasons | 269820 | True | Hugger | 3 | Yes | 1363 | 8 |  |  |  |  | 4690 | 72 |  | 52 | 83 | 49.54 |  |  | LED |  | Federally-Regulated Consumer Product | 11/05/2020 |  | 03/22/2023
HKC - Hong Kong China Electric Appliance | Seasons | 269800 | True | Hugger | 3 | Yes | 937 | 11 |  |  |  |  | 2261 | 53 |  | 42 | 49 |  |  |  | LED |  | Federally-Regulated Consumer Product | 11/05/2020 |  | 03/22/2023
HKC - Hong Kong China Electric Appliance | Seasons | 269460 | True | Hugger | 3 | Yes | 1428 | 10 |  |  |  |  | 3945 | 56 |  | 52 | 83 | 49.54 |  |  | LED |  | Federally-Regulated Consumer Product | 11/05/2020 |  | 03/22/2023
HKC - Hong Kong China Electric Appliance | Seasons | 269708 | True | Hugger | 3 | Yes | 937 | 11 |  |  |  |  | 2261 | 53 |  | 42 | 49 |  |  |  | LED |  | Federally-Regulated Consumer Product | 11/05/2020 |  | 03/22/2023
HKC - Hong Kong China Electric Appliance | Seasons | 269712 | True | Hugger | 3 | Yes | 1537 | 11 |  |  |  |  | 3448 | 54 |  | 52 | 76 | 49.54 |  |  | LED |  | Federally-Regulated Consumer Product | 05/17/2022 |  | 03/22/2023
HKC - Hong Kong China Electric Appliance | Seasons | 269450 | True | Hugger | 3 | Yes | 1363 | 8 |  |  |  |  | 4690 | 72 |  | 52 | 83 | 49.54 |  |  | LED |  | Federally-Regulated Consumer Product | 11/05/2020 |  | 03/22/2023
HKC - Hong Kong China Electric Appliance | Seasons | 501029 | True | Standard | 3 | Yes | 1661 | 10 |  |  |  |  | 4428 | 65 |  | 52 | 80 | 71.83 |  |  | LED |  | Federally-Regulated Consumer Product | 09/27/2022 |  | 03/22/2023
HKC - Hong Kong China Electric Appliance | Seasons | 501023 | True | Hugger | 3 | Yes | 815 | 9 |  |  |  |  | 2284 | 49 |  | 32 | 53 | 43.74 |  |  | LED |  | Federally-Regulated Consumer Product | 05/17/2022 |  | 03/22/2023
HKC - Hong Kong China Electric Appliance | Seasons | 269502 | True | Hugger | 3 | Yes | 1105 | 11 | 100 |  |  |  | 5815 | 51 | 55 | 42 | 62 | 46.64 |  |  | Incandescent |  | Federally-Regulated Consumer Product | 03/21/2023 |  | 03/22/2023
HKC - Hong Kong China Electric Appliance | Seasons | 269504 | True | Hugger | 3 | Yes | 1105 | 11 | 100 |  |  |  | 2815 | 51 | 55 | 42 | 62 | 46.64 |  |  | Incandescent |  | Federally-Regulated Consumer Product | 03/21/2023 |  | 03/22/2023
HKC - Hong Kong China Electric Appliance | Seasons | 269500 | True | Hugger | 3 | Yes | 1105 | 11 | 100 |  |  |  | 2815 | 51 | 55 | 42 | 62 | 46.64 |  |  | Incandescent |  | Federally-Regulated Consumer Product | 03/21/2023 |  | 03/22/2023
HKC - Hong Kong China Electric Appliance | Seasons | 269440 | True | Hugger | 3 | Yes | 999 | 11 |  |  |  |  | 2654 | 53 |  | 42 | 56 | 46.64 |  |  | LED |  | Federally-Regulated Consumer Product | 05/17/2022 |  | 03/22/2023
HKC - Hong Kong China Electric Appliance | Seasons | 269602 | True | Hugger | 3 | Yes | 1132 | 11 | 100 |  |  |  | 2541 | 53 | 47 | 52 | 57 | 49.54 |  |  | Incandescent |  | Federally-Regulated Consumer Product | 03/21/2023 |  | 03/22/2023
HKC - Hong Kong China Electric Appliance | Seasons | 269600 | True | Hugger | 3 | Yes | 1132 | 11 | 100 |  |  |  | 2541 | 53 | 47 | 52 | 57 | 49.54 |  |  | Incandescent |  | Federally-Regulated Consumer Product | 03/21/2023 |  | 03/22/2023
HKC - Hong Kong China Electric Appliance | Seasons | 269604 | True | Hugger | 3 | Yes | 1132 | 11 | 100 |  |  |  | 2541 | 53 | 47 | 52 | 57 | 49.54 |  |  | Incandescent |  | Federally-Regulated Consumer Product | 03/21/2023 |  | 03/22/2023
HKC - Hong Kong China Electric Appliance | Seasons | 269606 | True | Hugger | 3 | Yes | 1027 | 11 |  |  |  |  | 2575 | 55 |  | 52 | 54 | 49.54 |  |  | LED |  | Federally-Regulated Consumer Product | 09/27/2022 |  | 03/22/2023
HKC - Hong Kong China Electric Appliance | Seasons | 269608 | True | Hugger | 3 | Yes | 1027 | 11 |  |  |  |  | 2575 | 55 |  | 52 | 54 | 49.54 |  |  | LED |  | Federally-Regulated Consumer Product | 09/27/2022 |  | 03/22/2023
HKC - Hong Kong China Electric Appliance | Seasons | 269610 | True | Hugger | 3 | Yes | 1027 | 11 |  |  |  |  | 2575 | 55 |  | 52 | 54 | 49.54 |  |  | LED |  | Federally-Regulated Consumer Product | 09/27/2022 |  | 03/22/2023
HKC - Hong Kong China Electric Appliance | Seasons | 501028 | True | Standard | 3 | Yes | 1501 | 8 |  |  |  |  | 4756 | 51 |  | 52 | 105 | 71.83 |  |  | LED |  | Federally-Regulated Consumer Product | 05/17/2022 |  | 03/22/2023
HKC - Hong Kong China Electric Appliance | Seasons | 269724 | True | Hugger | 3 | Yes | 1593 | 10 | 159 |  |  |  | 3893 | 53 | 73 | 52 | 85 | 49.54 |  |  | Incandescent |  | Federally-Regulated Consumer Product | 03/21/2023 |  | 03/22/2023
HKC - Hong Kong China Electric Appliance | Seasons | 269725 | True | Hugger | 3 | Yes | 1593 | 10 | 159 |  |  |  | 3893 | 53 | 73 | 52 | 85 | 49.54 |  |  | Incandescent |  | Federally-Regulated Consumer Product | 03/21/2023 |  | 03/22/2023
HKC - Hong Kong China Electric Appliance | Seasons | 269726 | True | Hugger | 3 | Yes | 1045 | 10 |  |  |  |  | 2478 | 53 |  | 42 | 55 | 46.64 |  |  | LED |  | Federally-Regulated Consumer Product | 05/11/2021 |  | 03/22/2023
HKC - Hong Kong China Electric Appliance | Seasons | 112166 | True | Hugger | 3 | Yes | 1066 | 10 |  |  |  |  | 2479 | 53 |  | 42 | 55 | 46.64 |  |  | LED |  | Federally-Regulated Consumer Product | 05/17/2022 |  | 03/22/2023
HKC - Hong Kong China Electric Appliance | Seasons | 32161 | True | Hugger | 3 | Yes | 1596 | 10 |  |  |  |  | 3850 | 55 |  | 52 | 83 | 49.54 |  |  | LED |  | Federally-Regulated Consumer Product | 10/25/2022 |  | 03/22/2023
HKC - Hong Kong China Electric Appliance | Seasons | 32193 | True | Hugger | 3 | Yes | 815 | 9 |  |  |  |  | 2284 | 49 |  | 32 | 53 | 43.74 |  |  | LED |  | Federally-Regulated Consumer Product | 10/25/2022 |  | 03/22/2023
HKC - Hong Kong China Electric Appliance | Seasons | 32186 | True | Hugger | 3 | Yes | 1173 | 11 |  |  |  |  | 2845 | 54 |  | 42 | 61 | 46.64 |  |  | LED |  | Federally-Regulated Consumer Product | 10/25/2022 |  | 03/22/2023
HKC - Hong Kong China Electric Appliance | Seasons | 32214 | True | Standard | 3 | Yes | 1891 | 11 |  |  |  |  | 4927 | 56 |  | 52 | 98 | 71.83 |  |  | Other |  | Federally-Regulated Consumer Product | 10/25/2022 |  | 03/22/2023
HKC - Hong Kong China Electric Appliance | Seasons | 32190 | True | Hugger | 3 | Yes | 1593 | 10 |  |  |  |  | 3893 | 53 |  | 52 | 85 | 49.54 |  |  | LED |  | Federally-Regulated Consumer Product | 10/25/2022 |  | 03/22/2023
HKC - Hong Kong China Electric Appliance | Seasons | 32191 | True | Hugger | 3 | Yes | 1593 | 10 |  |  |  |  | 3893 | 53 |  | 52 | 85 | 49.54 |  |  | LED |  | Federally-Regulated Consumer Product | 10/25/2022 |  | 03/22/2023
HKC - Hong Kong China Electric Appliance | Seasons | 32140 | True | Hugger | 3 | Yes | 1066 | 10 |  |  |  |  | 2479 | 53 |  | 42 | 55 | 46.64 |  |  | LED |  | Federally-Regulated Consumer Product | 10/25/2022 |  | 03/22/2023
HKC - Hong Kong China Electric Appliance | Seasons | 32147 | True | Hugger | 3 | Yes | 1066 | 10 |  |  |  |  | 2479 | 53 |  | 42 | 55 | 46.64 |  |  | LED |  | Federally-Regulated Consumer Product | 10/25/2022 |  | 03/22/2023
Hunter Fan Company | Hunter | 59322 | True | Hugger | 3 | Yes | 744 | 10 |  |  |  |  | 5904 | 86 |  | 64 | 68.6 | 53.02 |  |  | LED |  | Federally-Regulated Consumer Product | 11/09/2020 |  | 03/22/2023
Hunter Fan Company | Hunter | 59581 | True | Hugger | 3 | Yes | 895 | 9 | 99 |  |  |  | 5563 | 81 | 69 | 54 | 70 | 50.12 |  |  | LED |  | Federally-Regulated Consumer Product | 04/02/2020 |  | 03/22/2023
Hunter Fan Company | Hunter | 52016 | True | Hugger | 3 | Yes | 472 | 7 | 67 |  |  |  | 3420 | 62 | 55 | 52 | 56 | 50 |  |  | LED |  | Federally-Regulated Consumer Product | 03/26/2020 |  | 03/22/2023
Hunter Fan Company | Hunter | 52125 | True | Hugger | 3 | Yes | 472 | 7 | 67 |  |  |  | 3420 | 62 | 55 | 52 | 56 | 50 |  |  | LED |  | Federally-Regulated Consumer Product | 03/26/2020 |  | 03/22/2023
Hunter Fan Company | Hunter | 52302 | True | Hugger | 3 | Yes | 427 | 7 | 61 |  |  |  | 3969 | 64 | 62 | 52 | 62 | 50 |  |  | LED |  | Federally-Regulated Consumer Product | 03/26/2020 |  | 03/22/2023
Hunter Fan Company | Hunter | 52241 | True | Hugger | 3 | Yes | 974 | 9 |  |  |  |  | 4343 | 73 |  | 52 | 64 | 49.54 |  |  | LED |  | Federally-Regulated Consumer Product | 08/19/2022 |  | 03/22/2023
Hunter Fan Company | Hunter | 54131 | True | Standard | 3 | Yes | 1219 | 9 | 135 |  |  |  | 5751 | 80 | 72 | 60 | 78 | 77 |  |  | LED |  | Federally-Regulated Consumer Product | 03/24/2020 |  | 03/22/2023
Big Ass Fans | Haiku | MK-HK4-071806 | True | High-Speed Small-Diameter (HSS | V | Yes | [6 empty] | 17846 | 48 |  | 84 | 353 | 349.46 |  |  | LED |  | Federally-Regulated Consumer Product | 03/02/2023 |  | 03/23/2023
Big Ass Fans | Haiku | MK-HK4-07180601 | True | Standard | V | Yes | 2332 | 4 |  |  |  |  | 15157 | 40 |  | 84 | 311 | 92.63 |  |  | LED |  | Federally-Regulated Consumer Product | 01/10/2023 |  | 03/23/2023
NINGBO SIYING OPTOELECTRONIC LIGHTING SCIENCE & TECHNOLOGY CO.,LTD | atomi smart | AT1823 | True | Standard | 3 | Yes | 1586 | 13 |  |  |  |  | 4025 | 54 |  | 52 | 76.25 | 71.83 |  |  | LED |  | Federally-Regulated Consumer Product | 02/23/2022 |  | 04/19/2023
NINGBO SIYING OPTOELECTRONIC LIGHTING SCIENCE & TECHNOLOGY CO.,LTD | atomi smart | AT1824 | True | Standard | 3 | Yes | 1586 | 13 |  |  |  |  | 4025 | 54 |  | 52 | 76.25 | 71.83 |  |  | LED |  | Federally-Regulated Consumer Product | 02/23/2022 |  | 04/19/2023
NINGBO SIYING OPTOELECTRONIC LIGHTING SCIENCE & TECHNOLOGY CO.,LTD | atomi smart | AT1825 | True | Standard | 3 | Yes | 1586 | 13 |  |  |  |  | 4025 | 54 |  | 52 | 76.25 | 71.83 |  |  | LED |  | Federally-Regulated Consumer Product | 02/23/2022 |  | 04/19/2023
NINGBO SIYING OPTOELECTRONIC LIGHTING SCIENCE & TECHNOLOGY CO.,LTD | atomi smart | AT1826 | True | Standard | 3 | Yes | 1586 | 13 |  |  |  |  | 4025 | 54 |  | 52 | 76.25 | 71.83 |  |  | LED |  | Federally-Regulated Consumer Product | 02/23/2022 |  | 04/19/2023
NINGBO SIYING OPTOELECTRONIC LIGHTING SCIENCE & TECHNOLOGY CO.,LTD | atomi smart | AT1884 | True | Standard | 3 | Yes | 1586 | 13 |  |  |  |  | 4025 | 54 |  | 52 | 76.25 | 71.83 |  |  | LED |  | Federally-Regulated Consumer Product | 02/23/2022 |  | 04/19/2023
Visual Comfort & Company | Modern Forms | 4LNCR56 | True | Standard | V | Yes | 2591 | 4 |  |  |  |  | 6644 | 28 |  | 56 | 248 | 74.43 |  |  | None |  | Federally-Regulated Consumer Product | 05/21/2021 |  | 04/21/2023
Visual Comfort & Company | Modern Forms | 4LNCR56* ("*" can be any length of characters or blank), | True | Standard | V | Yes | 2591 | 4 |  |  |  |  | 6644 | 28 |  | 56 | 248 | 74.43 |  |  | None |  | Federally-Regulated Consumer Product | 05/21/2021 |  | 04/21/2023
Visual Comfort & Company | Modern Forms | 56SG9-D | True | Standard | V | Yes | 2591 | 4 |  |  |  |  | 6644 | 28 |  | 56 | 248 | 74.43 |  |  | None |  | Federally-Regulated Consumer Product | 05/21/2021 |  | 04/21/2023
Visual Comfort & Company | Modern Forms | 56"LAUNCETON | True | Standard | V | Yes | 2591 | 4 |  |  |  |  | 6644 | 28 |  | 56 | 248 | 74.43 |  |  | None |  | Federally-Regulated Consumer Product | 05/21/2021 |  | 04/21/2023
WAC Lighting Co. | WAC Lighting Co. | F-096L | True | Hugger | V | Yes | 267 | 5 |  |  |  |  | 1192 | 14 |  | 22 | 55 | 40.84 |  |  | LED |  | Federally-Regulated Consumer Product | 04/18/2023 |  | 04/27/2023
WAC Lighting Co. | Modern Forms | F-096L | True | Hugger | V | Yes | 267 | 5 |  |  |  |  | 1192 | 14 |  | 22 | 55 | 40.84 |  |  | LED |  | Federally-Regulated Consumer Product | 04/18/2023 |  | 04/27/2023
HKC - Hong Kong China Electric Appliance | Better Homes & Gardens | 5249289 | True | Hugger | 3 | Yes | 1002 | 3 |  |  |  |  | 2376 | 11 |  | 42 | 227 | 46.64 |  |  | Incandescent |  | Federally-Regulated Consumer Product | 05/01/2023 |  | 05/02/2023
HKC - Hong Kong China Electric Appliance | Better Homes & Gardens | 42868 | True | Hugger | 3 | Yes | 1002 | 3 |  |  |  |  | 2376 | 11 |  | 42 | 227 | 46.64 |  |  | Incandescent |  | Federally-Regulated Consumer Product | 05/01/2023 |  | 05/02/2023
King of Fans | Hampton Bay | 54-INDO | True | Standard | 3 | Yes | 2671 | 12 |  |  |  |  | 5983 | 58 |  | 54 | 120 | 73.13 |  |  | LED |  | Federally-Regulated Consumer Product | 06/21/2022 |  | 05/09/2023
King of Fans | Hampton Bay | 58913 | True | Standard | 3 | Yes | 2671 | 12 |  |  |  |  | 5983 | 58 |  | 54 | 120 | 73.13 |  |  | LED |  | Federally-Regulated Consumer Product | 06/21/2022 |  | 05/09/2023
King of Fans | Hampton Bay | 92211 | True | Standard | 3 | Yes | 2671 | 12 |  |  |  |  | 5983 | 58 |  | 54 | 120 | 73.13 |  |  | LED |  | Federally-Regulated Consumer Product | 04/22/2022 |  | 05/09/2023
King of Fans | Hampton Bay | 92216 | True | Standard | 3 | Yes | 2671 | 12 |  |  |  |  | 5983 | 58 |  | 54 | 120 | 73.13 |  |  | LED |  | Federally-Regulated Consumer Product | 04/22/2022 |  | 05/09/2023
King of Fans | Hampton Bay | 92210 | True | Standard | 3 | Yes | 2671 | 12 |  |  |  |  | 5983 | 58 |  | 54 | 120 | 73.13 |  |  | LED |  | Federally-Regulated Consumer Product | 04/22/2022 |  | 05/09/2023
King of Fans | Hampton Bay | 92218 | True | Standard | 3 | Yes | 2671 | 12 |  |  |  |  | 5983 | 58 |  | 54 | 120 | 73.13 |  |  | LED |  | Federally-Regulated Consumer Product | 04/22/2022 |  | 05/09/2023
King of Fans | Hampton Bay | 92219 | True | Standard | 3 | Yes | 2671 | 12 |  |  |  |  | 5983 | 58 |  | 54 | 120 | 73.13 |  |  | LED |  | Federally-Regulated Consumer Product | 04/22/2022 |  | 05/09/2023
HKC - Hong Kong China Electric Appliance | Harbor Breeze | 42869 | True | Hugger | 3 | Yes | 1002 | 3 |  |  |  |  | 2376 | 11 |  | 42 | 227 | 46.64 |  |  | Incandescent |  | Federally-Regulated Consumer Product | 05/01/2023 |  | 05/11/2023
HKC - Hong Kong China Electric Appliance | Harbor Breeze | 5249289 | True | Hugger | 3 | Yes | 1002 | 3 |  |  |  |  | 2376 | 11 |  | 42 | 227 | 46.64 |  |  | Incandescent |  | Federally-Regulated Consumer Product | 05/01/2023 |  | 05/11/2023
HKC - Hong Kong China Electric Appliance | Harbor Breeze | 5249290 | True | Very Small-Diameter (VSD), Dia | 3 | Yes | 418 | 11 |  |  |  |  | 779 | 27 |  | 12 | 31 | 21 |  |  | Incandescent |  | Federally-Regulated Consumer Product | 05/01/2023 |  | 05/11/2023
HKC - Hong Kong China Electric Appliance | Harbor Breeze | 5257160 | True | Very Small-Diameter (VSD), Dia | 3 | Yes | 418 | 11 |  |  |  |  | 779 | 27 |  | 12 | 31 | 21 |  |  | Incandescent |  | Federally-Regulated Consumer Product | 05/01/2023 |  | 05/11/2023
HKC - Hong Kong China Electric Appliance | Harbor Breeze | 5249289 | True | Hugger | 3 | Yes | 1002 | 3 | 334 |  |  |  | 2376 | 11 | 216 | 42 | 65 |  |  |  | LED |  | Federally-Regulated Consumer Product | 05/11/2023 |  | 05/11/2023
King of Fans | Home Decorators Collection | 54-ESTR | True | Standard | 3 | Yes | 3290 | 16 |  |  |  |  | 6339 | 61 |  | 54 | 121 | 73.13 |  |  | LED |  | Federally-Regulated Consumer Product | 09/23/2020 |  | 05/12/2023
HKC - Hong Kong China Electric Appliance | Seasons | 32184-** | True | Hugger | 3 | Yes | 1033 | 11 |  |  |  |  | 2733 | 52 |  | 42 | 59 | 46.64 |  |  | LED |  | Federally-Regulated Consumer Product | 09/21/2022 |  | 05/16/2023
HKC - Hong Kong China Electric Appliance | Seasons | 32185-** | True | Hugger | 3 | Yes | 1033 | 11 |  |  |  |  | 2733 | 52 |  | 42 | 59 | 46.64 |  |  | LED |  | Federally-Regulated Consumer Product | 09/21/2022 |  | 05/16/2023
HKC - Hong Kong China Electric Appliance | Seasons | 32109-** | True | Hugger | 3 | Yes | 1557 | 9 |  |  |  |  | 4950 | 63 |  | 52 | 90 | 49.54 |  |  | None |  | Federally-Regulated Consumer Product | 09/21/2022 |  | 05/16/2023
HKC - Hong Kong China Electric Appliance | Seasons | 32183-** | True | Hugger | 3 | Yes | 1573 | 10 |  |  |  |  | 4003 | 56 |  | 52 | 76 | 49.54 |  |  | LED |  | Federally-Regulated Consumer Product | 09/21/2022 |  | 05/16/2023
HKC - Hong Kong China Electric Appliance | Seasons | 32104 | True | Hugger | 3 | Yes | 1132 | 11 |  |  |  |  | 2541 | 53 |  | 52 | 57 | 49.54 |  |  | Incandescent |  | Federally-Regulated Consumer Product | 03/22/2023 |  | 05/16/2023
HKC - Hong Kong China Electric Appliance | Seasons | 32082 | True | Hugger | 3 | Yes | 882 | 10 |  |  |  |  | 2497 | 53 |  | 42 | 53 | 46.64 |  |  | LED |  | Federally-Regulated Consumer Product | 10/25/2022 |  | 05/16/2023
HKC - Hong Kong China Electric Appliance | Seasons | 32136 | True | Hugger | 3 | Yes | 1277 | 12 |  |  |  |  | 3159 | 51 |  | 42 | 70 | 46.64 |  |  | Incandescent |  | Federally-Regulated Consumer Product | 03/21/2023 |  | 05/16/2023
HKC - Hong Kong China Electric Appliance | Seasons | 32161 | True | Hugger | 3 | Yes | 1571 | 10 | 157 |  |  |  | 4268 | 55 | 77 | 52 | 83 | 49.54 |  |  | Incandescent |  | Federally-Regulated Consumer Product | 03/22/2023 |  | 05/16/2023
HKC - Hong Kong China Electric Appliance | Seasons | 32100 | True | Hugger | 3 | Yes | 1027 | 11 |  |  |  |  | 2575 | 55 |  | 52 | 54 | 49.54 |  |  | Incandescent |  | Federally-Regulated Consumer Product | 03/22/2023 |  | 05/16/2023
HKC - Hong Kong China Electric Appliance | Seasons | 32101-** | True | Hugger | 3 | Yes | 1027 | 11 |  |  |  |  | 2575 | 55 |  | 52 | 54 | 49.54 |  |  | LED |  | Federally-Regulated Consumer Product | 09/21/2022 |  | 05/17/2023
HKC - Hong Kong China Electric Appliance | Seasons | 32099-** | True | Hugger | 3 | Yes | 1027 | 11 |  |  |  |  | 2575 | 55 |  | 52 | 54 | 49.54 |  |  | LED |  | Federally-Regulated Consumer Product | 09/21/2022 |  | 05/17/2023
HKC - Hong Kong China Electric Appliance | Seasons | 32100-** | True | Hugger | 3 | Yes | 1027 | 11 |  |  |  |  | 2575 | 55 |  | 52 | 54 | 49.54 |  |  | LED |  | Federally-Regulated Consumer Product | 09/21/2022 |  | 05/17/2023
HKC - Hong Kong China Electric Appliance | Seasons | 32101 | True | Hugger | 3 | Yes | 1027 | 11 |  |  |  |  | 2575 | 55 |  | 52 | 54 | 49.54 |  |  | Incandescent |  | Federally-Regulated Consumer Product | 03/22/2023 |  | 05/17/2023
HKC - Hong Kong China Electric Appliance | Seasons | 32099 | True | Hugger | 3 | Yes | 1027 | 11 |  |  |  |  | 2575 | 55 |  | 52 | 54 | 49.54 |  |  | Incandescent |  | Federally-Regulated Consumer Product | 03/22/2023 |  | 05/17/2023
HKC - Hong Kong China Electric Appliance | Seasons | 32150 | True | Hugger | 3 | Yes | 1724 | 11 |  |  |  |  | 3959 | 54 |  | 52 | 86 | 49.54 |  |  | LED |  | Federally-Regulated Consumer Product | 10/25/2022 |  | 05/17/2023
HKC - Hong Kong China Electric Appliance | Seasons | 32152 | True | Hugger | 3 | Yes | 1724 | 11 |  |  |  |  | 3959 | 54 |  | 52 | 86 | 49.54 |  |  | LED |  | Federally-Regulated Consumer Product | 10/25/2022 |  | 05/17/2023
HKC - Hong Kong China Electric Appliance | Seasons | 269816 | True | Hugger | 3 | Yes | 1768 | 10 | 176 |  |  |  | 4046 | 54 | 74 | 52 | 91 | 49.54 |  |  | Incandescent |  | Federally-Regulated Consumer Product | 03/22/2023 |  | 05/17/2023
HKC - Hong Kong China Electric Appliance | Seasons | 269820 | True | Hugger | 3 | Yes | 1768 | 10 | 176 |  |  |  | 4046 | 54 | 74 | 52 | 91 | 49.54 |  |  | Incandescent |  | Federally-Regulated Consumer Product | 03/22/2023 |  | 05/17/2023
HKC - Hong Kong China Electric Appliance | Seasons | 269800 | True | Hugger | 3 | Yes | 1273 | 11 | 115 |  |  |  | 2848 | 53 | 53 | 42 | 57 | 46.64 |  |  | Incandescent |  | Federally-Regulated Consumer Product | 03/22/2023 |  | 05/17/2023
HKC - Hong Kong China Electric Appliance | Seasons | 269460 | True | Hugger | 3 | Yes | 1571 | 10 | 157 |  |  |  | 4268 | 55 | 77 | 52 | 83 | 49.54 |  |  | Incandescent |  | Federally-Regulated Consumer Product | 03/22/2023 |  | 05/17/2023
HKC - Hong Kong China Electric Appliance | Seasons | 269708 | True | Hugger | 3 | Yes | 965 | 11 | 87 |  |  |  | 2280 | 53 | 43 | 42 | 50 | 46.64 |  |  | Incandescent |  | Federally-Regulated Consumer Product | 03/22/2023 |  | 05/17/2023
HKC - Hong Kong China Electric Appliance | Seasons | 269712 | True | Hugger | 3 | Yes | 1537 | 11 | 139 |  |  |  | 3449 | 54 | 63 | 52 | 76 | 49.54 |  |  | Incandescent |  | Federally-Regulated Consumer Product | 03/22/2023 |  | 05/17/2023
HKC - Hong Kong China Electric Appliance | Seasons | 269450 | True | Hugger | 3 | Yes | 1554 | 10 | 155 |  |  |  | 4021 | 54 | 74 | 52 | 86 | 49.54 |  |  | Incandescent |  | Federally-Regulated Consumer Product | 03/22/2023 |  | 05/17/2023
HKC - Hong Kong China Electric Appliance | Seasons | 501028 | True | Hugger | 3 | Yes | 1891 | 11 |  |  |  |  | 4927 | 56 |  | 52 | 98 | 49.54 |  |  | Incandescent |  | Federally-Regulated Consumer Product | 03/22/2023 |  | 05/17/2023
HKC - Hong Kong China Electric Appliance | Seasons | 501029 | True | Standard | 3 | Yes | 1640 | 10 | 164 |  |  |  | 4428 | 65 | 68 | 52 | 80 | 71.83 |  |  | Incandescent |  | Federally-Regulated Consumer Product | 03/22/2023 |  | 05/17/2023
HKC - Hong Kong China Electric Appliance | Seasons | 501023 | True | Hugger | 3 | Yes | 724 | 9 | 80 |  |  |  | 2816 | 51 | 55 | 32 | 62 | 43.74 |  |  | Incandescent |  | Federally-Regulated Consumer Product | 03/22/2023 |  | 05/17/2023
HKC - Hong Kong China Electric Appliance | Seasons | 269502 | True | Hugger | 3 | Yes | 1105 | 11 | 100 |  |  |  | 2816 | 51 | 55 | 42 | 62 | 46.64 |  |  | Incandescent |  | Federally-Regulated Consumer Product | 03/22/2023 |  | 05/17/2023
HKC - Hong Kong China Electric Appliance | Seasons | 269504 | True | Hugger | 3 | Yes | 1105 | 11 | 100 |  |  |  | 2816 | 51 | 55 | 42 | 62 | 46.64 |  |  | Incandescent |  | Federally-Regulated Consumer Product | 03/22/2023 |  | 05/17/2023
HKC - Hong Kong China Electric Appliance | Seasons | 269500 | True | Hugger | 3 | Yes | 1105 | 11 | 100 |  |  |  | 3159 | 51 | 61 | 42 | 70 | 46.64 |  |  | Incandescent |  | Federally-Regulated Consumer Product | 03/22/2023 |  | 05/17/2023
HKC - Hong Kong China Electric Appliance | Seasons | 269440 | True | Hugger | 3 | Yes | 1150 | 11 | 100 |  |  |  | 2845 | 54 | 52 | 52 | 61 | 49.54 |  |  | Incandescent |  | Federally-Regulated Consumer Product | 03/22/2023 |  | 05/17/2023
HKC - Hong Kong China Electric Appliance | Seasons | 269602 | True | Hugger | 3 | Yes | 1132 | 11 | 102 |  |  |  | 2541 | 53 | 47 | 52 | 57 | 49.54 |  |  | Incandescent |  | Federally-Regulated Consumer Product | 03/22/2023 |  | 05/17/2023
HKC - Hong Kong China Electric Appliance | Seasons | 269600 | True | Hugger | 3 | Yes | 1132 | 11 | 102 |  |  |  | 2541 | 53 | 47 | 52 | 57 | 49.54 |  |  | Incandescent |  | Federally-Regulated Consumer Product | 03/22/2023 |  | 05/17/2023
HKC - Hong Kong China Electric Appliance | Seasons | 269604 | True | Hugger | 3 | Yes | 1132 | 11 | 102 |  |  |  | 2541 | 53 | 47 | 52 | 57 | 49.54 |  |  | Incandescent |  | Federally-Regulated Consumer Product | 03/22/2023 |  | 05/17/2023
HKC - Hong Kong China Electric Appliance | Seasons | 269606 | True | Hugger | 3 | Yes | 1027 | 11 | 93 |  |  |  | 2575 | 55 | 46 | 52 | 54 | 49.54 |  |  | Incandescent |  | Federally-Regulated Consumer Product | 03/22/2023 |  | 05/17/2023
HKC - Hong Kong China Electric Appliance | Seasons | 269608 | True | Hugger | 3 | Yes | 1027 | 11 | 93 |  |  |  | 2575 | 55 | 46 | 52 | 54 | 49.54 |  |  | Incandescent |  | Federally-Regulated Consumer Product | 03/22/2023 |  | 05/17/2023
HKC - Hong Kong China Electric Appliance | Seasons | 269610 | True | Hugger | 3 | Yes | 1027 | 11 | 93 |  |  |  | 2575 | 55 | 46 | 52 | 54 | 49.54 |  |  | Incandescent |  | Federally-Regulated Consumer Product | 03/22/2023 |  | 05/17/2023
HKC - Hong Kong China Electric Appliance | Seasons | 501028 | True | Standard | 3 | Yes | 1891 | 11 | 171 |  |  |  | 4927 | 56 | 87 | 52 | 98 | 71.83 |  |  | Incandescent |  | Federally-Regulated Consumer Product | 03/22/2023 |  | 05/17/2023
HKC - Hong Kong China Electric Appliance | Seasons | 269724 | True | Hugger | 3 | Yes | 1593 | 10 | 159 |  |  |  | 3893 | 53 | 73 | 52 | 85 | 49.54 |  |  | Incandescent |  | Federally-Regulated Consumer Product | 03/22/2023 |  | 05/17/2023
HKC - Hong Kong China Electric Appliance | Seasons | 269725 | True | Hugger | 3 | Yes | 1593 | 10 | 159 |  |  |  | 3893 | 53 | 73 | 52 | 85 | 49.54 |  |  | Incandescent |  | Federally-Regulated Consumer Product | 03/22/2023 |  | 05/17/2023
HKC - Hong Kong China Electric Appliance | Seasons | 269726 | True | Hugger | 3 | Yes | 1044 | 10 | 104 |  |  |  | 2477 | 53 | 46 | 42 | 55 | 46.64 |  |  | Incandescent |  | Federally-Regulated Consumer Product | 03/22/2023 |  | 05/17/2023
HKC - Hong Kong China Electric Appliance | Seasons | 112166 | True | Hugger | 3 | Yes | 1044 | 10 | 104 |  |  |  | 2477 | 53 | 46 | 42 | 55 | 46.64 |  |  | Incandescent |  | Federally-Regulated Consumer Product | 03/22/2023 |  | 05/17/2023
HKC - Hong Kong China Electric Appliance | Seasons | 269442 | True | Hugger | 3 | Yes | 1132 | 11 | 100 |  |  |  | 2541 | 53 | 47 | 42 | 62 | 46.64 |  |  | Incandescent |  | Federally-Regulated Consumer Product | 03/21/2023 |  | 05/17/2023
HKC - Hong Kong China Electric Appliance | Seasons | 269518 | True | Hugger | 3 | Yes | 1547 | 10 | 154 |  |  |  | 4023 | 54 | 74 | 52 | 86 | 49.54 |  |  | Incandescent |  | Federally-Regulated Consumer Product | 03/21/2023 |  | 05/17/2023
HKC - Hong Kong China Electric Appliance | Seasons | 269338 | True | Hugger | 3 | Yes | 1524 | 10 | 154 |  |  |  | 3527 | 55 | 64 | 52 | 78 | 49.54 |  |  | Incandescent |  | Federally-Regulated Consumer Product | 03/21/2023 |  | 05/17/2023
HKC - Hong Kong China Electric Appliance | Seasons | 269516 | True | Hugger | 3 | Yes | 1547 | 10 | 154 |  |  |  | 4023 | 54 | 74 | 52 | 86 | 49.54 |  |  | Incandescent |  | Federally-Regulated Consumer Product | 03/21/2023 |  | 05/17/2023
HKC - Hong Kong China Electric Appliance | Seasons | 269520 | True | Hugger | 3 | Yes | 1353 | 10 | 135 |  |  |  | 3855 | 56 | 64 | 52 | 79 | 49.54 |  |  | Incandescent |  | Federally-Regulated Consumer Product | 03/21/2023 |  | 05/17/2023
HKC - Hong Kong China Electric Appliance | Seasons | 269722 | True | Hugger | 3 | Yes | 1353 | 10 | 135 |  |  |  | 3855 | 56 | 68 | 52 | 79 | 49.54 |  |  | Incandescent |  | Federally-Regulated Consumer Product | 03/21/2023 |  | 05/17/2023
HKC - Hong Kong China Electric Appliance | Seasons | 269723 | True | Hugger | 3 | Yes | 1277 | 12 |  |  |  |  | 3159 | 51 |  | 42 | 70 | 46.64 |  |  | Incandescent |  | Federally-Regulated Consumer Product | 03/21/2023 |  | 05/17/2023
HKC - Hong Kong China Electric Appliance | Seasons | 32136 | True | Hugger | 3 | Yes | 1277 | 12 |  |  |  |  | 3159 | 51 |  | 42 | 70 | 46.64 |  |  | LED |  | Federally-Regulated Consumer Product | 05/16/2023 |  | 05/17/2023
HKC - Hong Kong China Electric Appliance | Seasons | 32113 | True | Hugger | 3 | Yes | 1296 | 10 | 129 |  |  |  | 3879 | 58 | 66 | 52 | 98 | 49.54 |  |  | Incandescent |  | Federally-Regulated Consumer Product | 03/21/2023 |  | 05/17/2023
HKC - Hong Kong China Electric Appliance | Seasons | 32114 | True | Hugger | 3 | Yes | 1296 | 10 |  |  |  |  | 3879 | 58 |  | 52 | 98 | 49.54 |  |  | Incandescent |  | Federally-Regulated Consumer Product | 03/21/2023 |  | 05/17/2023
HKC - Hong Kong China Electric Appliance | Seasons | 269721 | True | Hugger | 3 | Yes | 1341 | 10 | 134 |  |  |  | 3649 | 55 | 66 | 52 | 76 | 49.54 |  |  | Incandescent |  | Federally-Regulated Consumer Product | 03/21/2023 |  | 05/17/2023
HKC - Hong Kong China Electric Appliance | Seasons | 287508 | True | Hugger | 3 | Yes | 1341 | 10 | 134 |  |  |  | 3649 | 55 | 66 | 52 | 76 | 49.54 |  |  | Incandescent |  | Federally-Regulated Consumer Product | 03/21/2023 |  | 05/17/2023
HKC - Hong Kong China Electric Appliance | Seasons | 287505 | True | Hugger | 3 | Yes | 1341 | 10 | 134 |  |  |  | 3649 | 55 | 66 | 52 | 76 | 49.54 |  |  | Incandescent |  | Federally-Regulated Consumer Product | 03/21/2023 |  | 05/17/2023
HKC - Hong Kong China Electric Appliance | Seasons | 269500 | True | Hugger | 3 | Yes | 1105 | 11 | 100 |  |  |  | 3159 | 51 | 61 | 42 | 70 | 46.64 |  |  | LED |  | Federally-Regulated Consumer Product | 05/17/2023 |  | 05/17/2023
HKC - Hong Kong China Electric Appliance | Seasons | 269502 | True | Hugger | 3 | Yes | 1105 | 11 | 100 |  |  |  | 2816 | 51 | 55 | 42 | 62 | 46.64 |  |  | LED |  | Federally-Regulated Consumer Product | 05/17/2023 |  | 05/17/2023
HKC - Hong Kong China Electric Appliance | Seasons | 269504 | True | Hugger | 3 | Yes | 1105 | 11 | 100 |  |  |  | 2816 | 51 | 55 | 42 | 62 | 46.64 |  |  | LED |  | Federally-Regulated Consumer Product | 05/17/2023 |  | 05/17/2023
HKC - Hong Kong China Electric Appliance | Seasons | 501025 | True | Hugger | 3 | Yes | 1203 | 10 | 120 |  |  |  | 2932 | 54 | 54 | 42 | 64 | 46.64 |  |  | Incandescent |  | Federally-Regulated Consumer Product | 03/21/2023 |  | 05/17/2023
HKC - Hong Kong China Electric Appliance | Seasons | 501026 | True | Hugger | 3 | Yes | 936 | 10 | 96 |  |  |  | 2306 | 54 | 42 | 42 | 62 | 46.64 |  |  | Incandescent |  | Federally-Regulated Consumer Product | 03/21/2023 |  | 05/17/2023
HKC - Hong Kong China Electric Appliance | Seasons | 32161 | True | Hugger | 3 | Yes | 1571 | 9 |  |  |  |  | 3850 | 55 |  | 52 | 91 | 49.54 |  |  | LED |  | Federally-Regulated Consumer Product | 05/16/2023 |  | 05/17/2023
HKC - Hong Kong China Electric Appliance | Seasons | 32214 | True | Hugger | 3 | Yes | 1891 | 11 |  |  |  |  | 4927 | 56 |  | 52 | 98 | 49.54 |  |  | Incandescent |  | Federally-Regulated Consumer Product | 03/22/2023 |  | 05/17/2023
HKC - Hong Kong China Electric Appliance | Seasons | 32196 | True | Standard | 3 | Yes | 1640 | 10 |  |  |  |  | 4428 | 65 |  | 52 | 80 | 71.83 |  |  | Incandescent |  | Federally-Regulated Consumer Product | 03/22/2023 |  | 05/17/2023
HKC - Hong Kong China Electric Appliance | Seasons | 32193 | True | Hugger | 3 | Yes | 724 | 9 | 80 |  |  |  | 2816 | 51 | 55 | 32 | 62 | 43.74 |  |  | Incandescent |  | Federally-Regulated Consumer Product | 03/22/2023 |  | 05/17/2023
HKC - Hong Kong China Electric Appliance | Seasons | 32093 | True | Hugger | 3 | Yes | 1105 | 11 |  |  |  |  | 2816 | 51 |  | 42 | 62 | 46.64 |  |  | Incandescent |  | Federally-Regulated Consumer Product | 03/22/2023 |  | 05/17/2023
HKC - Hong Kong China Electric Appliance | Seasons | 32094 | True | Hugger | 3 | Yes | 1105 | 11 |  |  |  |  | 2816 | 51 |  | 42 | 62 | 46.64 |  |  | Incandescent |  | Federally-Regulated Consumer Product | 03/22/2023 |  | 05/17/2023
HKC - Hong Kong China Electric Appliance | Seasons | 32095 | True | Hugger | 3 | Yes | 1105 | 11 |  |  |  |  | 3159 | 51 |  | 42 | 70 | 46.64 |  |  | Incandescent |  | Federally-Regulated Consumer Product | 03/22/2023 |  | 05/17/2023
HKC - Hong Kong China Electric Appliance | Seasons | 32186 | True | Hugger | 3 | Yes | 1150 | 11 | 100 |  |  |  | 2845 | 54 | 52 | 52 | 61 | 49.54 |  |  | Incandescent |  | Federally-Regulated Consumer Product | 03/22/2023 |  | 05/17/2023
HKC - Hong Kong China Electric Appliance | Seasons | 32103 | True | Hugger | 3 | Yes | 1132 | 11 |  |  |  |  | 2541 | 53 |  | 52 | 57 | 49.54 |  |  | Incandescent |  | Federally-Regulated Consumer Product | 03/22/2023 |  | 05/17/2023
HKC - Hong Kong China Electric Appliance | Seasons | 32102 | True | Hugger | 3 | Yes | 1132 | 11 |  |  |  |  | 2541 | 53 |  | 52 | 57 | 49.54 |  |  | Incandescent |  | Federally-Regulated Consumer Product | 03/22/2023 |  | 05/17/2023
HKC - Hong Kong China Electric Appliance | Seasons | 32104 | True | Hugger | 3 | Yes | 1132 | 10 |  |  |  |  | 2541 | 53 |  | 44 | 58 | 47.22 |  |  | LED |  | Federally-Regulated Consumer Product | 05/16/2023 |  | 05/17/2023
HKC - Hong Kong China Electric Appliance | Seasons | 32101 | True | Hugger | 3 | Yes | 1027 | 11 | 93 |  |  |  | 2575 | 55 | 46 | 52 | 54 | 49.54 |  |  | LED |  | Federally-Regulated Consumer Product | 05/17/2023 |  | 05/17/2023
HKC - Hong Kong China Electric Appliance | Seasons | 32099 | True | Hugger | 3 | Yes | 1027 | 11 | 93 |  |  |  | 2575 | 55 | 46 | 52 | 54 | 49.54 |  |  | LED |  | Federally-Regulated Consumer Product | 05/17/2023 |  | 05/17/2023
HKC - Hong Kong China Electric Appliance | Seasons | 32100 | True | Hugger | 3 | Yes | 1027 | 11 |  |  |  |  | 2576 | 55 |  | 52 | 54 | 49.54 |  |  | LED |  | Federally-Regulated Consumer Product | 05/16/2023 |  | 05/17/2023
HKC - Hong Kong China Electric Appliance | Seasons | 32214 | True | Standard | 3 | Yes | 1891 | 11 | 171 |  |  |  | 4927 | 56 | 87 | 52 | 98 | 71.83 |  |  | Incandescent |  | Federally-Regulated Consumer Product | 03/22/2023 |  | 05/17/2023
HKC - Hong Kong China Electric Appliance | Seasons | 32190 | True | Hugger | 3 | Yes | 1593 | 10 | 159 |  |  |  | 3893 | 53 | 73 | 52 | 85 | 49.54 |  |  | Incandescent |  | Federally-Regulated Consumer Product | 03/22/2023 |  | 05/17/2023
HKC - Hong Kong China Electric Appliance | Seasons | 32191 | True | Hugger | 3 | Yes | 1593 | 10 | 159 |  |  |  | 3893 | 53 | 73 | 52 | 85 | 49.54 |  |  | Incandescent |  | Federally-Regulated Consumer Product | 03/22/2023 |  | 05/17/2023
HKC - Hong Kong China Electric Appliance | Seasons | 32140 | True | Hugger | 3 | Yes | 1044 | 10 | 104 |  |  |  | 2477 | 53 | 46 | 42 | 55 | 46.64 |  |  | Incandescent |  | Federally-Regulated Consumer Product | 03/22/2023 |  | 05/17/2023
HKC - Hong Kong China Electric Appliance | Seasons | 32147 | True | Hugger | 3 | Yes | 1044 | 10 | 104 |  |  |  | 2477 | 53 | 46 | 42 | 55 | 46.64 |  |  | Incandescent |  | Federally-Regulated Consumer Product | 03/22/2023 |  | 05/17/2023
HKC - Hong Kong China Electric Appliance | Seasons | 32161 | True | Hugger | 3 | Yes | 1571 | 10 | 157 |  |  |  | 4268 | 55 | 77 | 52 | 83 | 49.54 |  |  | LED |  | Federally-Regulated Consumer Product | 05/17/2023 |  | 05/19/2023
HKC - Hong Kong China Electric Appliance | Seasons | 32093 | True | Hugger | 3 | Yes | 1105 | 11 | 100 |  |  |  | 2816 | 51 | 55 | 42 | 62 | 46.64 |  |  | LED |  | Federally-Regulated Consumer Product | 05/17/2023 |  | 05/19/2023
HKC - Hong Kong China Electric Appliance | Seasons | 32104 | True | Hugger | 3 | Yes | 1132 | 11 | 102 |  |  |  | 2541 | 53 | 47 | 52 | 57 | 49.54 |  |  | LED |  | Federally-Regulated Consumer Product | 05/17/2023 |  | 05/19/2023
HKC - Hong Kong China Electric Appliance | Seasons | 32101 | True | Hugger | 3 | Yes | 2007 | 24 | 83 |  |  |  | 3078 | 57 | 54 | 52 | 54 | 49.54 |  |  | LED |  | Federally-Regulated Consumer Product | 05/17/2023 |  | 05/19/2023
HKC - Hong Kong China Electric Appliance | Seasons | 32099 | True | Hugger | 3 | Yes | 2007 | 24 | 83 |  |  |  | 3078 | 57 | 54 | 52 | 54 | 49.54 |  |  | LED |  | Federally-Regulated Consumer Product | 05/17/2023 |  | 05/19/2023
HKC - Hong Kong China Electric Appliance | Seasons | 32100 | True | Hugger | 3 | Yes | 2007 | 24 | 83 |  |  |  | 3078 | 57 | 54 | 52 | 54 | 49.54 |  |  | LED |  | Federally-Regulated Consumer Product | 05/17/2023 |  | 05/19/2023
HKC - Hong Kong China Electric Appliance | Seasons | 32184-** | True | Hugger | 3 | Yes | 999 | 11 |  |  |  |  | 2654 | 53 |  | 42 | 78 | 46.64 |  |  | LED |  | Federally-Regulated Consumer Product | 05/16/2023 |  | 05/19/2023
HKC - Hong Kong China Electric Appliance | Seasons | 32185-** | True | Hugger | 3 | Yes | 999 | 11 |  |  |  |  | 2655 | 53 |  | 52 | 56 | 49.54 |  |  | LED |  | Federally-Regulated Consumer Product | 05/16/2023 |  | 05/19/2023
HKC - Hong Kong China Electric Appliance | Seasons | 32109-** | True | Hugger | 3 | Yes | 1525 | 10 |  |  |  |  | 3527 | 55 |  | 52 | 78 | 49.54 |  |  | LED |  | Federally-Regulated Consumer Product | 05/16/2023 |  | 05/19/2023
HKC - Hong Kong China Electric Appliance | Seasons | 32183-** | True | Hugger | 3 | Yes | 1342 | 10 |  |  |  |  | 3649 | 55 |  | 52 | 76 | 49.54 |  |  | LED |  | Federally-Regulated Consumer Product | 05/16/2023 |  | 05/19/2023
HKC - Hong Kong China Electric Appliance | Seasons | 32136 | True | Hugger | 3 | Yes | 1277 | 12 | 106 |  |  |  | 3159 | 51 | 61 | 42 | 70 | 46.64 |  |  | LED |  | Federally-Regulated Consumer Product | 05/17/2023 |  | 05/19/2023
HKC - Hong Kong China Electric Appliance | Seasons | 32182-** | True | Hugger | 3 | Yes | 1573 | 10 |  |  |  |  | 4003 | 56 |  | 52 | 76 | 49.54 |  |  | LED |  | Federally-Regulated Consumer Product | 09/21/2022 |  | 05/19/2023
HKC - Hong Kong China Electric Appliance | Seasons | 32082 | True | Hugger | 3 | Yes | 848 | 10 |  |  |  |  | 2455 | 53 |  | 42 | 53 | 46.64 |  |  | LED |  | Federally-Regulated Consumer Product | 05/16/2023 |  | 05/19/2023
Air Cool Industrial Co., Ltd. | Hampton Bay | AC-552(AK404-BN) | True | Hugger | 3 | Yes | 1732 | 10 |  |  |  |  | 4140 | 52 |  | 52 | 90 | 49.54 |  |  | LED |  | Federally-Regulated Consumer Product | 05/22/2023 |  | 05/23/2023
Air Cool Industrial Co., Ltd. | Hampton Bay | AC-552(AK404-MBK) | True | Hugger | 3 | Yes | 1732 | 10 |  |  |  |  | 4140 | 52 |  | 52 | 90 | 49.54 |  |  | LED |  | Federally-Regulated Consumer Product | 05/22/2023 |  | 05/23/2023
HKC - Hong Kong China Electric Appliance | Seasons | 32104 | True | Hugger | 3 | Yes | 1132 | 11 |  |  |  |  | 2541 | 53 |  | 44 | 58 | 47.22 |  |  | LED |  | Federally-Regulated Consumer Product | 05/22/2023 |  | 05/23/2023
HKC - Hong Kong China Electric Appliance | Seasons | 32082 | True | Hugger | 3 | Yes | 848 | 10 |  |  |  |  | 2455 | 53 |  | 42 | 53 | 46.64 |  |  | LED |  | Federally-Regulated Consumer Product | 05/22/2023 |  | 05/23/2023
HKC - Hong Kong China Electric Appliance | Seasons | 32198 | True | Hugger | 3 | Yes | 1204 | 10 |  |  |  |  | 2933 | 54 |  | 52 | 64 | 49.54 |  |  | LED |  | Federally-Regulated Consumer Product | 05/22/2023 |  | 05/23/2023
HKC - Hong Kong China Electric Appliance | Seasons | 32184 | True | Hugger | 3 | Yes | 999 | 11 |  |  |  |  | 2655 | 53 |  | 42 | 56 | 46.64 |  |  | LED |  | Federally-Regulated Consumer Product | 05/22/2023 |  | 05/23/2023
HKC - Hong Kong China Electric Appliance | Seasons | 32161 | True | Hugger | 3 | Yes | 1571 | 9 |  |  |  |  | 3850 | 55 |  | 52 | 91 | 49.54 |  |  | LED |  | Federally-Regulated Consumer Product | 05/22/2023 |  | 05/23/2023
HKC - Hong Kong China Electric Appliance | Seasons | 32100 | True | Hugger | 3 | Yes | 2008 | 24 |  |  |  |  | 3078 | 57 |  | 52 | 50 | 49.54 |  |  | LED |  | Federally-Regulated Consumer Product | 05/22/2023 |  | 05/23/2023
HKC - Hong Kong China Electric Appliance | Seasons | 32185 | True | Hugger | 3 | Yes | 999 | 11 |  |  |  |  | 2655 | 53 |  | 52 | 56 | 49.54 |  |  | LED |  | Federally-Regulated Consumer Product | 05/22/2023 |  | 05/23/2023
HKC - Hong Kong China Electric Appliance | Seasons | 32109 | True | Hugger | 3 | Yes | 1525 | 10 |  |  |  |  | 3527 | 55 |  | 52 | 78 | 49.54 |  |  | LED |  | Federally-Regulated Consumer Product | 05/22/2023 |  | 05/23/2023
Hunter Fan Company | Hunter | 52219 | True | Standard | 3 | Yes | 996 | 7 | 142 |  |  |  | 3797 | 63 | 60 | 42 | 68 | 65.33 |  |  | LED |  | Federally-Regulated Consumer Product | 04/08/2020 |  | 05/24/2023
Hunter Fan Company | Hunter | 53432 | True | Standard | 3 | Yes | 1345 | 10 | 135 |  |  |  | 4049 | 61 | 66 | 42 | 75 | 65 |  |  | LED |  | Federally-Regulated Consumer Product | 03/25/2020 |  | 05/24/2023
Hunter Fan Company | Hunter | 53433 | True | Standard | 3 | Yes | 1345 | 10 | 135 |  |  |  | 4049 | 61 | 66 | 42 | 75 | 65 |  |  | LED |  | Federally-Regulated Consumer Product | 03/25/2020 |  | 05/24/2023
Hunter Fan Company | Hunter | 51743 | True | Standard | 3 | Yes | 1345 | 10 |  |  |  |  | 4049 | 61 |  | 42 | 75 | 65.33 |  |  | LED |  | Federally-Regulated Consumer Product | 10/18/2021 |  | 05/24/2023
HKC - Hong Kong China Electric Appliance | Harbor Breeze | 42869 | True | Standard | 3 | Yes | 1002 | 3 |  |  |  |  | 2376 | 11 |  | 42 | 227 | 65.33 |  |  | LED |  | Federally-Regulated Consumer Product | 05/22/2023 |  | 05/24/2023
HKC - Hong Kong China Electric Appliance | Harbor Breeze | 42868 | True | Standard | 3 | Yes | 1002 | 3 |  |  |  |  | 2376 | 11 |  | 42 | 227 | 65.33 |  |  | LED |  | Federally-Regulated Consumer Product | 05/22/2023 |  | 05/24/2023
HKC - Hong Kong China Electric Appliance | Better Homes & Gardens | 10461 | True | Hugger | 3 | Yes | 1355 | 13 |  |  |  |  | 4046 | 62 |  | 56 | 70 | 50.7 |  |  | LED |  | Federally-Regulated Consumer Product | 05/22/2023 |  | 05/24/2023
HKC - Hong Kong China Electric Appliance | Better Homes & Gardens | 10462 | True | Standard | 3 | Yes | 1595 | 11 |  |  |  |  | 4335 | 59 |  | 62 | 82 | 78.33 |  |  | LED |  | Federally-Regulated Consumer Product | 05/22/2023 |  | 05/24/2023
HKC - Hong Kong China Electric Appliance | Better Homes & Gardens | 10463 | True | Standard | 3 | Yes | 1595 | 11 |  |  |  |  | 4335 | 59 |  | 62 | 82 | 78.33 |  |  | LED |  | Federally-Regulated Consumer Product | 05/22/2023 |  | 05/24/2023
HKC - Hong Kong China Electric Appliance | Better Homes & Gardens | 10464 | True | Hugger | 3 | Yes | 1679 | 15 |  |  |  |  | 5080 | 66 |  | 60 | 89 | 51.86 |  |  | LED |  | Federally-Regulated Consumer Product | 05/22/2023 |  | 05/24/2023
HKC - Hong Kong China Electric Appliance | Better Homes & Gardens | 10465 | True | Hugger | 3 | Yes | 1679 | 15 |  |  |  |  | 5080 | 66 |  | 60 | 89 | 51.86 |  |  | LED |  | Federally-Regulated Consumer Product | 05/22/2023 |  | 05/24/2023
HKC - Hong Kong China Electric Appliance | Better Homes & Gardens | 10466 | True | Hugger | 3 | Yes | 1679 | 15 |  |  |  |  | 5080 | 66 |  | 60 | 89 | 51.86 |  |  | LED |  | Federally-Regulated Consumer Product | 05/22/2023 |  | 05/24/2023
HKC - Hong Kong China Electric Appliance | Better Homes & Gardens | 10467 | True | Hugger | 3 | Yes | 1679 | 15 |  |  |  |  | 5080 | 66 |  | 60 | 89 | 51.86 |  |  | LED |  | Federally-Regulated Consumer Product | 05/22/2023 |  | 05/24/2023
HKC - Hong Kong China Electric Appliance | Seasons | 32158 | True | Hugger | 3 | Yes | 964 | 11 |  |  |  |  | 2280 | 53 |  | 42 | 50 | 46.64 |  |  | LED |  | Federally-Regulated Consumer Product | 10/25/2022 |  | 05/25/2023
HKC - Hong Kong China Electric Appliance | Seasons | 32104 | True | Hugger | 3 | Yes | 974 | 11 |  |  |  |  | 2627 | 50 |  | 44 | 58 | 47.22 |  |  | LED |  | Federally-Regulated Consumer Product | 05/24/2023 |  | 05/25/2023
HKC - Hong Kong China Electric Appliance | Seasons | 32082 | True | Hugger | 3 | Yes | 418 | 11 |  |  |  |  | 2238 | 41 |  | 42 | 53 | 46.64 |  |  | LED |  | Federally-Regulated Consumer Product | 05/24/2023 |  | 05/25/2023
HKC - Hong Kong China Electric Appliance | Seasons | 32184 | True | Hugger | 3 | Yes | 999 | 11 |  |  |  |  | 2655 | 53 |  | 42 | 56 | 46.64 |  |  | LED |  | Federally-Regulated Consumer Product | 05/24/2023 |  | 05/25/2023
HKC - Hong Kong China Electric Appliance | Seasons | 32161 | True | Hugger | 3 | Yes | 1571 | 10 |  |  |  |  | 3851 | 55 |  | 52 | 83 | 49.54 |  |  | LED |  | Federally-Regulated Consumer Product | 05/24/2023 |  | 05/25/2023
HKC - Hong Kong China Electric Appliance | Seasons | 32100 | True | Hugger | 3 | Yes | 468 | 8 |  |  |  |  | 2734 | 55 |  | 52 | 50 | 49.54 |  |  | LED |  | Federally-Regulated Consumer Product | 05/24/2023 |  | 05/25/2023
HKC - Hong Kong China Electric Appliance | Seasons | 32185 | True | Hugger | 3 | Yes | 999 | 11 |  |  |  |  | 2655 | 53 |  | 42 | 56 | 46.64 |  |  | LED |  | Federally-Regulated Consumer Product | 05/24/2023 |  | 05/25/2023
HKC - Hong Kong China Electric Appliance | Seasons | 32109 | True | Hugger | 3 | Yes | 1583 | 10 |  |  |  |  | 4088 | 56 |  | 52 | 73 | 49.54 |  |  | LED |  | Federally-Regulated Consumer Product | 05/24/2023 |  | 05/25/2023
HKC - Hong Kong China Electric Appliance | Seasons | 32183 | True | Hugger | 3 | Yes | 1342 | 10 |  |  |  |  | 3649 | 55 |  | 52 | 76 | 49.54 |  |  | LED |  | Federally-Regulated Consumer Product | 05/22/2023 |  | 05/25/2023
HKC - Hong Kong China Electric Appliance | Seasons | 32104-** | True | Hugger | 3 | Yes | 1132 | 11 |  |  |  |  | 2753 | 53 |  | 44 | 57 | 47.22 |  |  | LED |  | Federally-Regulated Consumer Product | 09/21/2022 |  | 05/25/2023
HKC - Hong Kong China Electric Appliance | Seasons | 32093-** | True | Hugger | 3 | Yes | 1660 | 10 |  |  |  |  | 4194 | 54 |  | 44 | 90 | 47.22 |  |  | LED |  | Federally-Regulated Consumer Product | 09/21/2022 |  | 05/25/2023
HKC - Hong Kong China Electric Appliance | Seasons | 32104 | True | Hugger | 3 | Yes | 974 | 11 |  |  |  |  | 2627 | 50 |  | 44 | 58 | 47.22 |  |  | LED |  | Federally-Regulated Consumer Product | 05/24/2023 |  | 05/25/2023
HKC - Hong Kong China Electric Appliance | Seasons | 32082 | True | Hugger | 3 | Yes | 418 | 11 |  |  |  |  | 2238 | 41 |  | 42 | 53 | 46.64 |  |  | LED |  | Federally-Regulated Consumer Product | 05/24/2023 |  | 05/25/2023
HKC - Hong Kong China Electric Appliance | Seasons | 32184 | True | Hugger | 3 | Yes | 999 | 11 |  |  |  |  | 2655 | 53 |  | 42 | 56 | 46.64 |  |  | LED |  | Federally-Regulated Consumer Product | 05/24/2023 |  | 05/25/2023
HKC - Hong Kong China Electric Appliance | Seasons | 32161 | True | Hugger | 3 | Yes | 1571 | 10 |  |  |  |  | 3851 | 55 |  | 52 | 83 | 49.54 |  |  | LED |  | Federally-Regulated Consumer Product | 05/24/2023 |  | 05/25/2023
HKC - Hong Kong China Electric Appliance | Seasons | 32100 | True | Hugger | 3 | Yes | 468 | 8 |  |  |  |  | 2734 | 55 |  | 52 | 50 | 49.54 |  |  | LED |  | Federally-Regulated Consumer Product | 05/24/2023 |  | 05/25/2023
HKC - Hong Kong China Electric Appliance | Seasons | 32185 | True | Hugger | 3 | Yes | 999 | 11 |  |  |  |  | 2655 | 53 |  | 42 | 56 | 46.64 |  |  | LED |  | Federally-Regulated Consumer Product | 05/24/2023 |  | 05/25/2023
HKC - Hong Kong China Electric Appliance | Seasons | 32109 | True | Hugger | 3 | Yes | 1583 | 10 |  |  |  |  | 4088 | 56 |  | 52 | 73 | 49.54 |  |  | LED |  | Federally-Regulated Consumer Product | 05/24/2023 |  | 05/25/2023
HKC - Hong Kong China Electric Appliance | Seasons | 32183 | True | Hugger | 3 | Yes | 1342 | 10 |  |  |  |  | 3649 | 55 |  | 52 | 76 | 49.54 |  |  | LED |  | Federally-Regulated Consumer Product | 05/22/2023 |  | 05/25/2023
HKC - Hong Kong China Electric Appliance | Seasons | 32104-** | True | Hugger | 3 | Yes | 1132 | 11 |  |  |  |  | 2753 | 53 |  | 44 | 57 | 47.22 |  |  | LED |  | Federally-Regulated Consumer Product | 09/21/2022 |  | 05/25/2023
HKC - Hong Kong China Electric Appliance | Seasons | 32093-** | True | Hugger | 3 | Yes | 1660 | 10 |  |  |  |  | 4194 | 54 |  | 44 | 90 | 47.22 |  |  | LED |  | Federally-Regulated Consumer Product | 09/21/2022 |  | 05/25/2023
Hunter Fan Company | Hunter | 59262 | True | Hugger | 3 | Yes | 1101 | 9 |  |  |  |  | 4013 | 63 |  | 52 | 70 | 49.54 |  |  | LED |  | Federally-Regulated Consumer Product | 05/24/2023 |  | 05/25/2023
HKC - Hong Kong China Electric Appliance | Better Homes & Gardens | 10464 | True | Hugger | 3 | Yes | 1679 | 15 |  |  |  |  | 5080 | 66 |  | 60 | 89 | 51.86 |  |  | LED |  | Federally-Regulated Consumer Product | 05/24/2023 |  | 05/30/2023
HKC - Hong Kong China Electric Appliance | Better Homes & Gardens | 10465 | True | Hugger | 3 | Yes | 1679 | 15 |  |  |  |  | 5080 | 66 |  | 60 | 89 | 51.86 |  |  | LED |  | Federally-Regulated Consumer Product | 05/24/2023 |  | 05/30/2023
HKC - Hong Kong China Electric Appliance | Better Homes & Gardens | 10466 | True | Hugger | 3 | Yes | 1679 | 15 |  |  |  |  | 5080 | 66 |  | 60 | 89 | 51.86 |  |  | LED |  | Federally-Regulated Consumer Product | 05/24/2023 |  | 05/30/2023
HKC - Hong Kong China Electric Appliance | Better Homes & Gardens | 10467 | True | Hugger | 3 | Yes | 1679 | 15 |  |  |  |  | 5080 | 66 |  | 60 | 89 | 51.86 |  |  | LED |  | Federally-Regulated Consumer Product | 05/24/2023 |  | 05/30/2023
HKC - Hong Kong China Electric Appliance | Seasons | 32150 | True | Standard | 3 | Yes | 1609 | 11 | 146 |  |  |  | 3969 | 54 | 73 | 52 | 84 | 71.83 |  |  | LED |  | Federally-Regulated Consumer Product | 05/17/2023 |  | 05/31/2023
HKC - Hong Kong China Electric Appliance | Seasons | 32152 | True | Standard | 3 | Yes | 1609 | 11 | 146 |  |  |  | 3969 | 54 | 73 | 52 | 84 | 71.83 |  |  | LED |  | Federally-Regulated Consumer Product | 05/17/2023 |  | 05/31/2023
Matthews Gerbar, Ltd dba Matthews Fan Co. | Atlas | Mollywood- 52"-** | True | Standard | V | Yes | 997 | 2 |  |  |  |  | 2437 | 32 |  | 52 | 88 | 71.83 |  |  | None |  | Federally-Regulated Consumer Product | 01/21/2021 |  | 06/06/2023
Matthews Gerbar, Ltd dba Matthews Fan Co. | Atlas | ElizaH- Light Kit- ** | True | Hugger | V | Yes | 1369 | 3 |  |  |  |  | 5260 | 35 |  | 56 | 150 | 50.7 |  |  | LED |  | Federally-Regulated Consumer Product | 01/21/2021 |  | 06/06/2023
Matthews Gerbar, Ltd dba Matthews Fan Co. | Atlas | Eliza Light Kit- ** | True | Standard | V | Yes | 1453 | 3 |  |  |  |  | 5490 | 32 |  | 56 | 171 | 74.43 |  |  | LED |  | Federally-Regulated Consumer Product | 01/21/2021 |  | 06/06/2023
HKC - Hong Kong China Electric Appliance | Better Homes & Gardens | 10459 | True | Hugger | 3 | Yes | 1666 | 10 |  |  |  |  | 4050 | 58 |  | 52 | 71 | 49.54 |  |  | LED |  | Federally-Regulated Consumer Product | 06/05/2023 |  | 06/07/2023
NINGBO SIYING OPTOELECTRONIC LIGHTING SCIENCE & TECHNOLOGY CO.,LTD | atomi smart | AT1823 | True | Standard | 3 | Yes | 2169 | 20 |  |  |  |  | 4079 | 53 |  | 52 | 82.77 | 71.83 |  |  | LED |  | Federally-Regulated Consumer Product | 04/19/2023 |  | 06/16/2023
Big Ass Fans | Haiku | MK-HK4-05240601 | True | High-Speed Small-Diameter (HSS | V | Yes | [6 empty] | 7631 | 25 |  | 60 | 396 | 249.62 |  |  | LED |  | Federally-Regulated Consumer Product | 01/10/2023 |  | 06/21/2023
Big Ass Fans | Haiku | MK-HK4-05240601 | True | High-Speed Small-Diameter (HSS | V | Yes | [6 empty] | 7631 | 25 |  | 60 | 296 | 249.62 |  |  | LED |  | Federally-Regulated Consumer Product | 06/21/2023 |  | 06/21/2023
NINGBO SIYING OPTOELECTRONIC LIGHTING SCIENCE & TECHNOLOGY CO.,LTD | atomi smart | AT1824 | True | Standard | 3 | Yes | 2169 | 20 |  |  |  |  | 4079 | 53 |  | 52 | 82.77 | 71.83 |  |  | LED |  | Federally-Regulated Consumer Product | 04/19/2023 |  | 06/27/2023
NINGBO SIYING OPTOELECTRONIC LIGHTING SCIENCE & TECHNOLOGY CO.,LTD | atomi smart | AT1825 | True | Standard | 3 | Yes | 2169 | 20 |  |  |  |  | 4079 | 53 |  | 52 | 82.77 | 71.83 |  |  | LED |  | Federally-Regulated Consumer Product | 04/19/2023 |  | 06/27/2023
NINGBO SIYING OPTOELECTRONIC LIGHTING SCIENCE & TECHNOLOGY CO.,LTD | atomi smart | AT1826 | True | Standard | 3 | Yes | 2169 | 20 |  |  |  |  | 4079 | 53 |  | 52 | 82.77 | 71.83 |  |  | LED |  | Federally-Regulated Consumer Product | 04/19/2023 |  | 06/27/2023
NINGBO SIYING OPTOELECTRONIC LIGHTING SCIENCE & TECHNOLOGY CO.,LTD | atomi smart | AT1884 | True | Standard | 3 | Yes | 2169 | 20 |  |  |  |  | 4079 | 53 |  | 52 | 82.77 | 71.83 |  |  | LED |  | Federally-Regulated Consumer Product | 04/19/2023 |  | 06/27/2023
NINGBO SIYING OPTOELECTRONIC LIGHTING SCIENCE & TECHNOLOGY CO.,LTD | atomi smart | 1606926 | True | Standard | 3 | Yes | 1586 | 13 |  |  |  |  | 4025 | 54 |  | 52 | 76.25 | 71.83 |  |  | LED |  | Federally-Regulated Consumer Product | 02/23/2022 |  | 06/27/2023
NINGBO SIYING OPTOELECTRONIC LIGHTING SCIENCE & TECHNOLOGY CO.,LTD | SIYING LED | AT1823 | True | Standard | 3 | Yes | 1586 | 13 |  |  |  |  | 4025 | 54 |  | 52 | 76.25 | 71.83 |  |  | LED |  | Federally-Regulated Consumer Product | 02/23/2022 |  | 06/27/2023
NINGBO SIYING OPTOELECTRONIC LIGHTING SCIENCE & TECHNOLOGY CO.,LTD | SIYING LED | AT1824 | True | Standard | 3 | Yes | 1586 | 13 |  |  |  |  | 4025 | 54 |  | 52 | 76.25 | 71.83 |  |  | LED |  | Federally-Regulated Consumer Product | 02/23/2022 |  | 06/27/2023
NINGBO SIYING OPTOELECTRONIC LIGHTING SCIENCE & TECHNOLOGY CO.,LTD | SIYING LED | AT1825 | True | Standard | 3 | Yes | 1586 | 13 |  |  |  |  | 4025 | 54 |  | 52 | 76.25 | 71.83 |  |  | LED |  | Federally-Regulated Consumer Product | 02/23/2022 |  | 06/27/2023
NINGBO SIYING OPTOELECTRONIC LIGHTING SCIENCE & TECHNOLOGY CO.,LTD | SIYING LED | AT1826 | True | Standard | 3 | Yes | 1586 | 13 |  |  |  |  | 4025 | 54 |  | 52 | 76.25 | 71.83 |  |  | LED |  | Federally-Regulated Consumer Product | 02/23/2022 |  | 06/27/2023
NINGBO SIYING OPTOELECTRONIC LIGHTING SCIENCE & TECHNOLOGY CO.,LTD | SIYING LED | AT1884 | True | Standard | 3 | Yes | 1586 | 13 |  |  |  |  | 4025 | 54 |  | 52 | 76.25 | 71.83 |  |  | LED |  | Federally-Regulated Consumer Product | 02/23/2022 |  | 06/27/2023
NINGBO SIYING OPTOELECTRONIC LIGHTING SCIENCE & TECHNOLOGY CO.,LTD | SIYING LED | 1606926 | True | Standard | 3 | Yes | 1586 | 13 |  |  |  |  | 4025 | 54 |  | 52 | 76.25 | 71.83 |  |  | LED |  | Federally-Regulated Consumer Product | 02/23/2022 |  | 06/27/2023
HKC - Hong Kong China Electric Appliance | Seasons | 32186 | True | Hugger | 3 | Yes | 1150 | 11 | 100 |  |  |  | 2845 | 54 | 52 | 52 | 61 | 49.54 |  |  | LED |  | Federally-Regulated Consumer Product | 05/17/2023 |  | 06/29/2023
HKC - Hong Kong China Electric Appliance | Seasons | 32213 | True | Standard | 3 | Yes | 1501 | 8 |  |  |  |  | 4756 | 51 |  | 52 | 105 | 71.83 |  |  | Other |  | Federally-Regulated Consumer Product | 10/25/2022 |  | 06/29/2023
HKC - Hong Kong China Electric Appliance | Seasons | 32103 | True | Hugger | 3 | Yes | 1132 | 11 | 102 |  |  |  | 2541 | 53 | 47 | 52 | 57 | 49.54 |  |  | LED |  | Federally-Regulated Consumer Product | 05/17/2023 |  | 06/29/2023
HKC - Hong Kong China Electric Appliance | Seasons | 32102 | True | Hugger | 3 | Yes | 1132 | 11 | 102 |  |  |  | 2541 | 53 | 47 | 52 | 57 | 49.54 |  |  | LED |  | Federally-Regulated Consumer Product | 05/17/2023 |  | 06/29/2023
HKC - Hong Kong China Electric Appliance | Seasons | 32101 | True | Hugger | 3 | Yes | 1027 | 11 |  |  |  |  | 2575 | 55 |  | 52 | 53 | 49.54 |  |  | LED |  | Federally-Regulated Consumer Product | 05/29/2023 |  | 06/29/2023
HKC - Hong Kong China Electric Appliance | Seasons | 32099 | True | Hugger | 3 | Yes | 1027 | 11 |  |  |  |  | 2575 | 55 |  | 52 | 53 | 49.54 |  |  | LED |  | Federally-Regulated Consumer Product | 05/29/2023 |  | 06/29/2023
HKC - Hong Kong China Electric Appliance | Seasons | 32103-** | True | Hugger | 3 | Yes | 1132 | 11 |  |  |  |  | 2753 | 53 |  | 44 | 57 | 47.22 |  |  | LED |  | Federally-Regulated Consumer Product | 09/21/2022 |  | 06/29/2023
HKC - Hong Kong China Electric Appliance | Seasons | 32102-** | True | Hugger | 3 | Yes | 1132 | 11 |  |  |  |  | 2753 | 53 |  | 44 | 57 | 47.22 |  |  | LED |  | Federally-Regulated Consumer Product | 09/21/2022 |  | 06/29/2023
HKC - Hong Kong China Electric Appliance | Seasons | 32136 | True | Standard | 3 | Yes | 1277 | 12 |  |  |  |  | 3159 | 51 |  | 42 | 70 | 65.33 |  |  | LED |  | Federally-Regulated Consumer Product | 10/25/2022 |  | 06/29/2023
HKC - Hong Kong China Electric Appliance | Seasons | 32186 | True | Hugger | 3 | Yes | 1150 | 11 |  |  |  |  | 2845 | 54 |  | 52 | 61 | 49.54 |  |  | LED |  | Federally-Regulated Consumer Product | 06/29/2023 |  | 06/30/2023
HKC - Hong Kong China Electric Appliance | Seasons | 32213 | True | Standard | 3 | Yes | 1501 | 8 |  |  |  |  | 4756 | 51 |  | 52 | 105 | 71.83 |  |  | Other |  | Federally-Regulated Consumer Product | 06/29/2023 |  | 06/30/2023
HKC - Hong Kong China Electric Appliance | Seasons | 32103 | True | Hugger | 3 | Yes | 1132 | 11 |  |  |  |  | 2541 | 53 |  | 52 | 57 | 49.54 |  |  | LED |  | Federally-Regulated Consumer Product | 06/29/2023 |  | 06/30/2023
HKC - Hong Kong China Electric Appliance | Seasons | 32102 | True | Hugger | 3 | Yes | 1132 | 11 |  |  |  |  | 2541 | 53 |  | 52 | 57 | 49.54 |  |  | LED |  | Federally-Regulated Consumer Product | 06/29/2023 |  | 06/30/2023
HKC - Hong Kong China Electric Appliance | Seasons | 32101 | True | Hugger | 3 | Yes | 1027 | 11 |  |  |  |  | 2575 | 55 |  | 52 | 62 | 49.54 |  |  | LED |  | Federally-Regulated Consumer Product | 06/29/2023 |  | 06/30/2023
HKC - Hong Kong China Electric Appliance | Seasons | 32099 | True | Hugger | 3 | Yes | 1027 | 11 |  |  |  |  | 2575 | 55 |  | 52 | 62 | 49.54 |  |  | LED |  | Federally-Regulated Consumer Product | 06/29/2023 |  | 06/30/2023
HKC - Hong Kong China Electric Appliance | Seasons | 32103-** | True | Hugger | 3 | Yes | 1132 | 11 |  |  |  |  | 2753 | 53 |  | 44 | 57 | 47.22 |  |  | LED |  | Federally-Regulated Consumer Product | 06/29/2023 |  | 06/30/2023
HKC - Hong Kong China Electric Appliance | Seasons | 32102-** | True | Hugger | 3 | Yes | 1132 | 11 |  |  |  |  | 2753 | 53 |  | 44 | 57 | 47.22 |  |  | LED |  | Federally-Regulated Consumer Product | 06/29/2023 |  | 06/30/2023
HKC - Hong Kong China Electric Appliance | Seasons | 32136 | True | Standard | 3 | Yes | 1277 | 12 |  |  |  |  | 3159 | 51 |  | 42 | 70 | 65.33 |  |  | Incandescent |  | Federally-Regulated Consumer Product | 06/29/2023 |  | 06/30/2023
HKC - Hong Kong China Electric Appliance | Seasons | 32186 | True | Hugger | 3 | Yes | 1150 | 11 |  |  |  |  | 2845 | 54 |  | 52 | 61 | 49.54 |  |  | LED |  | Federally-Regulated Consumer Product | 06/30/2023 |  | 06/30/2023
HKC - Hong Kong China Electric Appliance | Seasons | 32213 | True | Standard | 3 | Yes | 1501 | 8 |  |  |  |  | 4756 | 51 |  | 52 | 105 | 71.83 |  |  | Other |  | Federally-Regulated Consumer Product | 06/30/2023 |  | 06/30/2023
HKC - Hong Kong China Electric Appliance | Seasons | 32103 | True | Hugger | 3 | Yes | 1132 | 11 |  |  |  |  | 2541 | 53 |  | 52 | 57 | 49.54 |  |  | LED |  | Federally-Regulated Consumer Product | 06/30/2023 |  | 06/30/2023
HKC - Hong Kong China Electric Appliance | Seasons | 32102 | True | Hugger | 3 | Yes | 1132 | 11 |  |  |  |  | 2541 | 53 |  | 52 | 57 | 49.54 |  |  | LED |  | Federally-Regulated Consumer Product | 06/30/2023 |  | 06/30/2023
HKC - Hong Kong China Electric Appliance | Seasons | 32101 | True | Hugger | 3 | Yes | 1027 | 11 |  |  |  |  | 2575 | 55 |  | 52 | 62 | 49.54 |  |  | LED |  | Federally-Regulated Consumer Product | 06/30/2023 |  | 06/30/2023
HKC - Hong Kong China Electric Appliance | Seasons | 32099 | True | Hugger | 3 | Yes | 1027 | 11 |  |  |  |  | 2575 | 55 |  | 52 | 62 | 49.54 |  |  | LED |  | Federally-Regulated Consumer Product | 06/30/2023 |  | 06/30/2023
HKC - Hong Kong China Electric Appliance | Seasons | 32103-** | True | Hugger | 3 | Yes | 1132 | 11 |  |  |  |  | 2753 | 53 |  | 44 | 57 | 47.22 |  |  | LED |  | Federally-Regulated Consumer Product | 06/30/2023 |  | 06/30/2023
HKC - Hong Kong China Electric Appliance | Seasons | 32102-** | True | Hugger | 3 | Yes | 1132 | 11 |  |  |  |  | 2753 | 53 |  | 44 | 57 | 47.22 |  |  | LED |  | Federally-Regulated Consumer Product | 06/30/2023 |  | 06/30/2023
HKC - Hong Kong China Electric Appliance | Seasons | 32186 | True | Hugger | 3 | Yes | 1150 | 11 |  |  |  |  | 2845 | 54 |  | 52 | 61 | 49.54 |  |  | LED |  | Federally-Regulated Consumer Product | 06/30/2023 |  | 06/30/2023
HKC - Hong Kong China Electric Appliance | Seasons | 32213 | True | Standard | 3 | Yes | 1501 | 8 |  |  |  |  | 4756 | 51 |  | 52 | 105 | 71.83 |  |  | Other |  | Federally-Regulated Consumer Product | 06/30/2023 |  | 06/30/2023
HKC - Hong Kong China Electric Appliance | Seasons | 32103 | True | Hugger | 3 | Yes | 1132 | 11 |  |  |  |  | 2541 | 53 |  | 52 | 57 | 49.54 |  |  | LED |  | Federally-Regulated Consumer Product | 06/30/2023 |  | 06/30/2023
HKC - Hong Kong China Electric Appliance | Seasons | 32102 | True | Hugger | 3 | Yes | 1132 | 11 |  |  |  |  | 2541 | 53 |  | 52 | 57 | 49.54 |  |  | LED |  | Federally-Regulated Consumer Product | 06/30/2023 |  | 06/30/2023
HKC - Hong Kong China Electric Appliance | Seasons | 32101 | True | Hugger | 3 | Yes | 1027 | 11 |  |  |  |  | 2575 | 55 |  | 52 | 62 | 49.54 |  |  | LED |  | Federally-Regulated Consumer Product | 06/30/2023 |  | 06/30/2023
HKC - Hong Kong China Electric Appliance | Seasons | 32099 | True | Hugger | 3 | Yes | 1027 | 11 |  |  |  |  | 2575 | 55 |  | 52 | 62 | 49.54 |  |  | LED |  | Federally-Regulated Consumer Product | 06/30/2023 |  | 06/30/2023
HKC - Hong Kong China Electric Appliance | Seasons | 32103-** | True | Hugger | 3 | Yes | 1132 | 11 |  |  |  |  | 2753 | 53 |  | 44 | 57 | 47.22 |  |  | LED |  | Federally-Regulated Consumer Product | 06/30/2023 |  | 06/30/2023
HKC - Hong Kong China Electric Appliance | Seasons | 32102-** | True | Hugger | 3 | Yes | 1132 | 11 |  |  |  |  | 2753 | 53 |  | 44 | 57 | 47.22 |  |  | LED |  | Federally-Regulated Consumer Product | 06/30/2023 |  | 06/30/2023
HKC - Hong Kong China Electric Appliance | Seasons | 32136 | True | Standard | 3 | Yes | 1277 | 12 |  |  |  |  | 3159 | 51 |  | 42 | 70 | 65.33 |  |  | Incandescent |  | Federally-Regulated Consumer Product | 06/30/2023 |  | 07/05/2023
HKC - Hong Kong China Electric Appliance | Seasons | 32186 | True | Hugger | 3 | Yes | 1150 | 11 |  |  |  |  | 2845 | 54 |  | 42 | 61 | 46.64 |  |  | Incandescent |  | Federally-Regulated Consumer Product | 06/30/2023 |  | 07/05/2023
HKC - Hong Kong China Electric Appliance | Seasons | 32213 | True | Standard | 3 | Yes | 1501 | 8 |  |  |  |  | 4756 | 51 |  | 52 | 105 | 71.83 |  |  | Incandescent |  | Federally-Regulated Consumer Product | 06/30/2023 |  | 07/05/2023
HKC - Hong Kong China Electric Appliance | Seasons | 32103 | True | Hugger | 3 | Yes | 1132 | 11 |  |  |  |  | 2541 | 53 |  | 44 | 57 | 47.22 |  |  | Incandescent |  | Federally-Regulated Consumer Product | 06/30/2023 |  | 07/05/2023
HKC - Hong Kong China Electric Appliance | Seasons | 32102 | True | Hugger | 3 | Yes | 1132 | 11 |  |  |  |  | 2541 | 53 |  | 44 | 57 | 47.22 |  |  | Incandescent |  | Federally-Regulated Consumer Product | 06/30/2023 |  | 07/05/2023
HKC - Hong Kong China Electric Appliance | Seasons | 32101 | True | Hugger | 3 | Yes | 2007 | 24 |  |  |  |  | 3078 | 57 |  | 52 | 62 | 49.54 |  |  | Incandescent |  | Federally-Regulated Consumer Product | 06/30/2023 |  | 07/05/2023
HKC - Hong Kong China Electric Appliance | Seasons | 32099 | True | Hugger | 3 | Yes | 2007 | 24 |  |  |  |  | 3078 | 57 |  | 52 | 62 | 49.54 |  |  | Incandescent |  | Federally-Regulated Consumer Product | 06/30/2023 |  | 07/05/2023
HKC - Hong Kong China Electric Appliance | Seasons | 32136 | True | Standard | 3 | Yes | 1277 | 12 |  |  |  |  | 3159 | 51 |  | 42 | 70 | 65.33 |  |  | Incandescent |  | Federally-Regulated Consumer Product | 06/30/2023 |  | 07/05/2023
HKC - Hong Kong China Electric Appliance | Seasons | 32186 | True | Hugger | 3 | Yes | 1150 | 11 |  |  |  |  | 2845 | 54 |  | 42 | 61 | 46.64 |  |  | Incandescent |  | Federally-Regulated Consumer Product | 06/30/2023 |  | 07/05/2023
HKC - Hong Kong China Electric Appliance | Seasons | 32213 | True | Standard | 3 | Yes | 1501 | 8 |  |  |  |  | 4756 | 51 |  | 52 | 105 | 71.83 |  |  | Incandescent |  | Federally-Regulated Consumer Product | 06/30/2023 |  | 07/05/2023
HKC - Hong Kong China Electric Appliance | Seasons | 32103 | True | Hugger | 3 | Yes | 1132 | 11 |  |  |  |  | 2541 | 53 |  | 44 | 57 | 47.22 |  |  | Incandescent |  | Federally-Regulated Consumer Product | 06/30/2023 |  | 07/05/2023
HKC - Hong Kong China Electric Appliance | Seasons | 32102 | True | Hugger | 3 | Yes | 1132 | 11 |  |  |  |  | 2541 | 53 |  | 44 | 57 | 47.22 |  |  | Incandescent |  | Federally-Regulated Consumer Product | 06/30/2023 |  | 07/05/2023
HKC - Hong Kong China Electric Appliance | Seasons | 32101 | True | Hugger | 3 | Yes | 2007 | 24 |  |  |  |  | 3078 | 57 |  | 52 | 62 | 49.54 |  |  | Incandescent |  | Federally-Regulated Consumer Product | 06/30/2023 |  | 07/05/2023
HKC - Hong Kong China Electric Appliance | Seasons | 32099 | True | Hugger | 3 | Yes | 2007 | 24 |  |  |  |  | 3078 | 57 |  | 52 | 62 | 49.54 |  |  | Incandescent |  | Federally-Regulated Consumer Product | 06/30/2023 |  | 07/05/2023
HKC - Hong Kong China Electric Appliance | Seasons | 32136 | True | Standard | 3 | Yes | 1277 | 12 |  |  |  |  | 3159 | 51 |  | 42 | 70 |  |  |  | LED |  | Federally-Regulated Consumer Product | 07/05/2023 |  | 07/05/2023
shenzhenshiwenyasenlinjiajuyongpinyouxiangongsi | warmiplanet | WICF06 | True | Hugger | 3 | Yes | 1475 | 12 |  |  |  |  | 3014 | 48 |  | 52 | 70.62 | 49.54 |  |  | LED |  | Federally-Regulated Consumer Product | 08/17/2023 |  | 08/28/2023
shenzhenshiwenyasenlinjiajuyongpinyouxiangongsi | warmiplanet | WICF06-1 | True | Hugger | 3 | Yes | 1475 | 12 |  |  |  |  | 3014 | 48 |  | 52 | 70.62 | 49.54 |  |  | LED |  | Federally-Regulated Consumer Product | 08/17/2023 |  | 08/28/2023
shenzhenshiwenyasenlinjiajuyongpinyouxiangongsi | warmiplanet | WICF06-3 | True | Hugger | 3 | Yes | 1475 | 12 |  |  |  |  | 3014 | 48 |  | 52 | 70.62 | 49.54 |  |  | LED |  | Federally-Regulated Consumer Product | 08/17/2023 |  | 08/28/2023
shenzhenshiwenyasenlinjiajuyongpinyouxiangongsi | warmiplanet | WICF06-4 | True | Hugger | 3 | Yes | 1475 | 12 |  |  |  |  | 3014 | 48 |  | 52 | 70.62 | 49.54 |  |  | LED |  | Federally-Regulated Consumer Product | 08/17/2023 |  | 08/28/2023
shenzhenshiwenyasenlinjiajuyongpinyouxiangongsi | warmiplanet | WICF06-5 | True | Hugger | 3 | Yes | 1475 | 12 |  |  |  |  | 3014 | 48 |  | 52 | 70.62 | 49.54 |  |  | LED |  | Federally-Regulated Consumer Product | 08/17/2023 |  | 08/28/2023
shenzhenshiwenyasenlinjiajuyongpinyouxiangongsi | warmiplanet | WICF06-6 | True | Hugger | 3 | Yes | 1475 | 12 |  |  |  |  | 3014 | 48 |  | 52 | 70.62 | 49.54 |  |  | LED |  | Federally-Regulated Consumer Product | 08/17/2023 |  | 08/28/2023
shenzhenshiwenyasenlinjiajuyongpinyouxiangongsi | warmiplanet | WICF01 | True | Standard | 3 | Yes | 2210 | 17 |  |  |  |  | 4471 | 52 |  | 42 | 93.35 | 65.33 |  |  | LED |  | Federally-Regulated Consumer Product | 08/17/2023 |  | 08/28/2023
shenzhenshiwenyasenlinjiajuyongpinyouxiangongsi | warmiplanet | WICF01-1 | True | Standard | 3 | Yes | 2210 | 17 |  |  |  |  | 4471 | 52 |  | 42 | 93.35 | 65.33 |  |  | LED |  | Federally-Regulated Consumer Product | 08/17/2023 |  | 08/28/2023
shenzhenshiwenyasenlinjiajuyongpinyouxiangongsi | warmiplanet | WICF01-2 | True | Standard | 3 | Yes | 2210 | 17 |  |  |  |  | 4471 | 52 |  | 42 | 93.35 | 65.33 |  |  | LED |  | Federally-Regulated Consumer Product | 08/17/2023 |  | 08/28/2023
shenzhenshiwenyasenlinjiajuyongpinyouxiangongsi | warmiplanet | WICF01-3 | True | Standard | 3 | Yes | 2210 | 17 |  |  |  |  | 4471 | 52 |  | 42 | 93.35 | 65.33 |  |  | LED |  | Federally-Regulated Consumer Product | 08/17/2023 |  | 08/28/2023
shenzhenshiwenyasenlinjiajuyongpinyouxiangongsi | warmiplanet | WICF01-4 | True | Standard | 3 | Yes | 2210 | 17 |  |  |  |  | 4471 | 52 |  | 42 | 93.35 | 65.33 |  |  | LED |  | Federally-Regulated Consumer Product | 08/17/2023 |  | 08/28/2023
shenzhenshiwenyasenlinjiajuyongpinyouxiangongsi | warmiplanet | WICF01-5 | True | Standard | 3 | Yes | 2210 | 17 |  |  |  |  | 4471 | 52 |  | 42 | 93.35 | 65.33 |  |  | LED |  | Federally-Regulated Consumer Product | 08/17/2023 |  | 08/28/2023
shenzhenshiwenyasenlinjiajuyongpinyouxiangongsi | warmiplanet | WICF10 | True | Standard | 3 | Yes | 2210 | 17 |  |  |  |  | 4471 | 52 |  | 42 | 93.35 | 65.33 |  |  | LED |  | Federally-Regulated Consumer Product | 08/17/2023 |  | 08/28/2023
shenzhenshiwenyasenlinjiajuyongpinyouxiangongsi | warmiplanet | WICF02 | True | Standard | 3 | Yes | 2059 | 15 |  |  |  |  | 4395 | 57 |  | 50 | 85.86 | 70.53 |  |  | LED |  | Federally-Regulated Consumer Product | 08/17/2023 |  | 08/28/2023
shenzhenshiwenyasenlinjiajuyongpinyouxiangongsi | warmiplanet | WICF02-1 | True | Standard | 3 | Yes | 2059 | 15 |  |  |  |  | 4395 | 57 |  | 50 | 85.86 | 70.53 |  |  | LED |  | Federally-Regulated Consumer Product | 08/17/2023 |  | 08/28/2023
shenzhenshiwenyasenlinjiajuyongpinyouxiangongsi | warmiplanet | WICF02-2 | True | Standard | 3 | Yes | 2059 | 15 |  |  |  |  | 4395 | 57 |  | 50 | 85.86 | 70.53 |  |  | LED |  | Federally-Regulated Consumer Product | 08/17/2023 |  | 08/28/2023
shenzhenshiwenyasenlinjiajuyongpinyouxiangongsi | warmiplanet | WICF02-3 | True | Standard | 3 | Yes | 2059 | 15 |  |  |  |  | 4395 | 57 |  | 50 | 85.86 | 70.53 |  |  | LED |  | Federally-Regulated Consumer Product | 08/17/2023 |  | 08/28/2023
shenzhenshiwenyasenlinjiajuyongpinyouxiangongsi | warmiplanet | WICF02-4 | True | Standard | 3 | Yes | 2059 | 15 |  |  |  |  | 4395 | 57 |  | 50 | 85.86 | 70.53 |  |  | LED |  | Federally-Regulated Consumer Product | 08/17/2023 |  | 08/28/2023
shenzhenshiwenyasenlinjiajuyongpinyouxiangongsi | warmiplanet | WICF02-5 | True | Standard | 3 | Yes | 2059 | 15 |  |  |  |  | 4395 | 57 |  | 50 | 85.86 | 70.53 |  |  | LED |  | Federally-Regulated Consumer Product | 08/17/2023 |  | 08/28/2023
shenzhenshiwenyasenlinjiajuyongpinyouxiangongsi | warmiplanet | WICF02-6 | True | Standard | 3 | Yes | 2059 | 15 |  |  |  |  | 4395 | 57 |  | 50 | 85.86 | 70.53 |  |  | LED |  | Federally-Regulated Consumer Product | 08/17/2023 |  | 08/28/2023
shenzhenshiwenyasenlinjiajuyongpinyouxiangongsi | warmiplanet | WICF03 | True | Standard | 3 | Yes | 2059 | 15 |  |  |  |  | 4395 | 57 |  | 50 | 85.86 | 70.53 |  |  | LED |  | Federally-Regulated Consumer Product | 08/17/2023 |  | 08/28/2023
shenzhenshiwenyasenlinjiajuyongpinyouxiangongsi | warmiplanet | WICF03-1 | True | Standard | 3 | Yes | 2059 | 15 |  |  |  |  | 4395 | 57 |  | 50 | 85.86 | 70.53 |  |  | LED |  | Federally-Regulated Consumer Product | 08/17/2023 |  | 08/28/2023
shenzhenshiwenyasenlinjiajuyongpinyouxiangongsi | warmiplanet | WICF03-2 | True | Standard | 3 | Yes | 2059 | 15 |  |  |  |  | 4395 | 57 |  | 50 | 85.86 | 70.53 |  |  | LED |  | Federally-Regulated Consumer Product | 08/17/2023 |  | 08/28/2023
shenzhenshiwenyasenlinjiajuyongpinyouxiangongsi | warmiplanet | WICF03-3 | True | Standard | 3 | Yes | 2059 | 15 |  |  |  |  | 4395 | 57 |  | 50 | 85.86 | 70.53 |  |  | LED |  | Federally-Regulated Consumer Product | 08/17/2023 |  | 08/28/2023
shenzhenshiwenyasenlinjiajuyongpinyouxiangongsi | warmiplanet | WICF03-4 | True | Standard | 3 | Yes | 2059 | 15 |  |  |  |  | 4395 | 57 |  | 50 | 85.86 | 70.53 |  |  | LED |  | Federally-Regulated Consumer Product | 08/17/2023 |  | 08/28/2023
shenzhenshiwenyasenlinjiajuyongpinyouxiangongsi | warmiplanet | WICF03-5 | True | Standard | 3 | Yes | 2059 | 15 |  |  |  |  | 4395 | 57 |  | 50 | 85.86 | 70.53 |  |  | LED |  | Federally-Regulated Consumer Product | 08/17/2023 |  | 08/28/2023
shenzhenshiwenyasenlinjiajuyongpinyouxiangongsi | warmiplanet | WICF03-6 | True | Standard | 3 | Yes | 2059 | 15 |  |  |  |  | 4395 | 57 |  | 50 | 85.86 | 70.53 |  |  | LED |  | Federally-Regulated Consumer Product | 08/17/2023 |  | 08/28/2023
shenzhenshiwenyasenlinjiajuyongpinyouxiangongsi | warmiplanet | WICF04 | True | Standard | 3 | Yes | 2052 | 15 |  |  |  |  | 4400 | 58 |  | 52 | 84.9 | 71.83 |  |  | LED |  | Federally-Regulated Consumer Product | 08/17/2023 |  | 08/28/2023
shenzhenshiwenyasenlinjiajuyongpinyouxiangongsi | warmiplanet | WICF04-1 | True | Standard | 3 | Yes | 2052 | 15 |  |  |  |  | 4400 | 58 |  | 52 | 84.9 | 71.83 |  |  | LED |  | Federally-Regulated Consumer Product | 08/17/2023 |  | 08/28/2023
shenzhenshiwenyasenlinjiajuyongpinyouxiangongsi | warmiplanet | WICF04-2 | True | Standard | 3 | Yes | 2052 | 15 |  |  |  |  | 4400 | 58 |  | 52 | 84.9 | 71.83 |  |  | LED |  | Federally-Regulated Consumer Product | 08/17/2023 |  | 08/28/2023
shenzhenshiwenyasenlinjiajuyongpinyouxiangongsi | warmiplanet | WICF04-3 | True | Standard | 3 | Yes | 2052 | 15 |  |  |  |  | 4400 | 58 |  | 52 | 84.9 | 71.83 |  |  | LED |  | Federally-Regulated Consumer Product | 08/17/2023 |  | 08/28/2023
shenzhenshiwenyasenlinjiajuyongpinyouxiangongsi | warmiplanet | WICF04-4 | True | Standard | 3 | Yes | 2052 | 15 |  |  |  |  | 4400 | 58 |  | 52 | 84.9 | 71.83 |  |  | LED |  | Federally-Regulated Consumer Product | 08/17/2023 |  | 08/28/2023
shenzhenshiwenyasenlinjiajuyongpinyouxiangongsi | warmiplanet | WICF04-5 | True | Standard | 3 | Yes | 2052 | 15 |  |  |  |  | 4400 | 58 |  | 52 | 84.9 | 71.83 |  |  | LED |  | Federally-Regulated Consumer Product | 08/17/2023 |  | 08/28/2023
shenzhenshiwenyasenlinjiajuyongpinyouxiangongsi | warmiplanet | WICF09 | True | Hugger | 3 | Yes | 2050 | 16 |  |  |  |  | 3887 | 56 |  | 52 | 80.27 | 49.54 |  |  | LED |  | Federally-Regulated Consumer Product | 08/17/2023 |  | 08/28/2023
shenzhenshiwenyasenlinjiajuyongpinyouxiangongsi | warmiplanet | WICF09-1 | True | Hugger | 3 | Yes | 2050 | 16 |  |  |  |  | 3887 | 56 |  | 52 | 80.27 | 49.54 |  |  | LED |  | Federally-Regulated Consumer Product | 08/17/2023 |  | 08/28/2023
shenzhenshiwenyasenlinjiajuyongpinyouxiangongsi | warmiplanet | WICF09-2 | True | Hugger | 3 | Yes | 2050 | 16 |  |  |  |  | 3887 | 56 |  | 52 | 80.27 | 49.54 |  |  | LED |  | Federally-Regulated Consumer Product | 08/17/2023 |  | 08/28/2023
shenzhenshiwenyasenlinjiajuyongpinyouxiangongsi | warmiplanet | WICF09-3 | True | Hugger | 3 | Yes | 2050 | 16 |  |  |  |  | 3887 | 56 |  | 52 | 80.27 | 49.54 |  |  | LED |  | Federally-Regulated Consumer Product | 08/17/2023 |  | 08/28/2023
shenzhenshiwenyasenlinjiajuyongpinyouxiangongsi | warmiplanet | WICF09-4 | True | Hugger | 3 | Yes | 2050 | 16 |  |  |  |  | 3887 | 56 |  | 52 | 80.27 | 49.54 |  |  | LED |  | Federally-Regulated Consumer Product | 08/17/2023 |  | 08/28/2023
shenzhenshiwenyasenlinjiajuyongpinyouxiangongsi | warmiplanet | WICF09-5 | True | Hugger | 3 | Yes | 2050 | 16 |  |  |  |  | 3887 | 56 |  | 52 | 80.27 | 49.54 |  |  | LED |  | Federally-Regulated Consumer Product | 08/17/2023 |  | 08/28/2023
shenzhenshiwenyasenlinjiajuyongpinyouxiangongsi | warmiplanet | WICF11 | True | Standard | V | Yes | 3208 | 4 |  |  |  |  | 6916 | 38 |  | 72 | 217.23 | 84.83 |  |  | LED |  | Federally-Regulated Consumer Product | 08/17/2023 |  | 08/28/2023
shenzhenshiwenyasenlinjiajuyongpinyouxiangongsi | warmiplanet | WICF11-1 | True | Standard | V | Yes | 3208 | 4 |  |  |  |  | 6916 | 38 |  | 72 | 217.23 | 84.83 |  |  | LED |  | Federally-Regulated Consumer Product | 08/17/2023 |  | 08/28/2023
shenzhenshiwenyasenlinjiajuyongpinyouxiangongsi | warmiplanet | WICF11-2 | True | Standard | V | Yes | 3208 | 4 |  |  |  |  | 6916 | 38 |  | 72 | 217.23 | 84.83 |  |  | LED |  | Federally-Regulated Consumer Product | 08/17/2023 |  | 08/28/2023
shenzhenshiwenyasenlinjiajuyongpinyouxiangongsi | warmiplanet | WICF11-3 | True | Standard | V | Yes | 3208 | 4 |  |  |  |  | 6916 | 38 |  | 72 | 217.23 | 84.83 |  |  | LED |  | Federally-Regulated Consumer Product | 08/17/2023 |  | 08/28/2023
shenzhenshiwenyasenlinjiajuyongpinyouxiangongsi | warmiplanet | WICF11-4 | True | Standard | V | Yes | 3208 | 4 |  |  |  |  | 6916 | 38 |  | 72 | 217.23 | 84.83 |  |  | LED |  | Federally-Regulated Consumer Product | 08/17/2023 |  | 08/28/2023
shenzhenshiwenyasenlinjiajuyongpinyouxiangongsi | warmiplanet | WICF11-5 | True | Standard | V | Yes | 3208 | 4 |  |  |  |  | 6916 | 38 |  | 72 | 217.23 | 84.83 |  |  | LED |  | Federally-Regulated Consumer Product | 08/17/2023 |  | 08/28/2023
The Modern Fan Company Inc. | The Modern Fan Co | ALT-**-42-**-271-*** | True | Standard | 3 | Yes | 1607 | 11 |  |  |  |  | 4442 | 63 |  | 42 | 77 | 65.33 |  |  | LED |  | Federally-Regulated Consumer Product | 08/27/2020 |  | 09/23/2023
The Modern Fan Company Inc. | The Modern Fan Co | ALT-**-42-**-NL-*** | True | Standard | 3 | Yes | 1607 | 11 |  |  |  |  | 4442 | 63 |  | 42 | 77 | 65.33 |  |  | None |  | Federally-Regulated Consumer Product | 08/27/2020 |  | 09/23/2023
The Modern Fan Company Inc. | The Modern Fan Co | ALT-**-52-**-271-*** | True | Standard | 3 | Yes | 1672 | 11 |  |  |  |  | 5142 | 69 |  | 52 | 83 | 71.83 |  |  | LED |  | Federally-Regulated Consumer Product | 08/27/2020 |  | 09/23/2023
The Modern Fan Company Inc. | The Modern Fan Co | ALT-**-52-**-NL-*** | True | Standard | 3 | Yes | 1672 | 11 |  |  |  |  | 5142 | 69 |  | 52 | 83 | 71.83 |  |  | None |  | Federally-Regulated Consumer Product | 08/27/2020 |  | 09/23/2023
The Modern Fan Company Inc. | The Modern Fan Co | ALT-FM-**-42-**-271-*** | True | Standard | 3 | Yes | 1438 | 11 |  |  |  |  | 4107 | 62 |  | 42 | 74 | 65.33 |  |  | LED |  | Federally-Regulated Consumer Product | 08/27/2020 |  | 09/23/2023
The Modern Fan Company Inc. | The Modern Fan Co | ALT-FM-**-42-**-NL-*** | True | Standard | 3 | Yes | 1438 | 11 |  |  |  |  | 4107 | 62 |  | 42 | 74 | 65.33 |  |  | None |  | Federally-Regulated Consumer Product | 08/27/2020 |  | 09/23/2023
The Modern Fan Company Inc. | The Modern Fan Co | ALT-FM-**-52-**-271-*** | True | Standard | 3 | Yes | 1425 | 11 |  |  |  |  | 4879 | 69 |  | 52 | 77 | 71.83 |  |  | LED |  | Federally-Regulated Consumer Product | 08/27/2020 |  | 09/23/2023
The Modern Fan Company Inc. | The Modern Fan Co | ALT-FM-**-52-**-NL-*** | True | Standard | 3 | Yes | 1425 | 11 |  |  |  |  | 4879 | 69 |  | 52 | 77 | 71.83 |  |  | None |  | Federally-Regulated Consumer Product | 08/27/2020 |  | 09/23/2023
The Modern Fan Company Inc. | The Modern Fan Co | BAL-**-42-**-652-*** | True | Standard | 3 | Yes | 1589 | 11 |  |  |  |  | 4405 | 63 |  | 42 | 78 | 65.33 |  |  | LED |  | Federally-Regulated Consumer Product | 08/27/2020 |  | 09/23/2023
The Modern Fan Company Inc. | The Modern Fan Co | BAL-**-42-**-NL-*** | True | Standard | 3 | Yes | 1589 | 11 |  |  |  |  | 4405 | 63 |  | 42 | 78 | 65.33 |  |  | None |  | Federally-Regulated Consumer Product | 08/27/2020 |  | 09/23/2023
The Modern Fan Company Inc. | The Modern Fan Co | BAL-**-52-**-652-*** | True | Standard | 3 | Yes | 1631 | 11 |  |  |  |  | 4998 | 69 |  | 52 | 81 | 71.83 |  |  | LED |  | Federally-Regulated Consumer Product | 08/27/2020 |  | 09/23/2023
The Modern Fan Company Inc. | The Modern Fan Co | BAL-**-52-**-NL-*** | True | Standard | 3 | Yes | 1631 | 11 |  |  |  |  | 4998 | 69 |  | 52 | 81 | 71.83 |  |  | None |  | Federally-Regulated Consumer Product | 08/27/2020 |  | 09/23/2023
The Modern Fan Company Inc. | The Modern Fan Co | BAL-FM-**-42-**-652-*** | True | Hugger | 3 | Yes | 1428 | 11 |  |  |  |  | 3991 | 62 |  | 42 | 72 | 46.64 |  |  | LED |  | Federally-Regulated Consumer Product | 08/27/2020 |  | 09/23/2023
The Modern Fan Company Inc. | The Modern Fan Co | BAL-FM-**-42-**-NL-*** | True | Hugger | 3 | Yes | 1428 | 11 |  |  |  |  | 3991 | 62 |  | 42 | 72 | 46.64 |  |  | None |  | Federally-Regulated Consumer Product | 08/27/2020 |  | 09/23/2023
The Modern Fan Company Inc. | The Modern Fan Co | BAL-FM-**-52-**-652-*** | True | Hugger | 3 | Yes | 1514 | 11 |  |  |  |  | 4975 | 69 |  | 52 | 79 | 49.54 |  |  | LED |  | Federally-Regulated Consumer Product | 08/27/2020 |  | 09/23/2023
The Modern Fan Company Inc. | The Modern Fan Co | BAL-FM-**-52-**-NL-*** | True | Hugger | 3 | Yes | 1514 | 11 |  |  |  |  | 4975 | 69 |  | 52 | 79 | 49.54 |  |  | None |  | Federally-Regulated Consumer Product | 08/27/2020 |  | 09/23/2023
The Modern Fan Company Inc. | The Modern Fan Co | ALT-**-42-**-271-*** | True | Standard | 3 | Yes | 1607 | 11 |  |  |  |  | 4442 | 63 |  | 42 | 77 | 65.33 |  |  | LED |  | Federally-Regulated Consumer Product | 08/27/2020 |  | 09/23/2023
The Modern Fan Company Inc. | The Modern Fan Co | ALT-**-42-**-NL-*** | True | Standard | 3 | Yes | 1607 | 11 |  |  |  |  | 4442 | 63 |  | 42 | 77 | 65.33 |  |  | None |  | Federally-Regulated Consumer Product | 08/27/2020 |  | 09/23/2023
The Modern Fan Company Inc. | The Modern Fan Co | ALT-**-52-**-271-*** | True | Standard | 3 | Yes | 1672 | 11 |  |  |  |  | 5142 | 69 |  | 52 | 83 | 71.83 |  |  | LED |  | Federally-Regulated Consumer Product | 08/27/2020 |  | 09/23/2023
The Modern Fan Company Inc. | The Modern Fan Co | ALT-**-52-**-NL-*** | True | Standard | 3 | Yes | 1672 | 11 |  |  |  |  | 5142 | 69 |  | 52 | 83 | 71.83 |  |  | None |  | Federally-Regulated Consumer Product | 08/27/2020 |  | 09/23/2023
The Modern Fan Company Inc. | The Modern Fan Co | ALT-FM-**-42-**-271-*** | True | Standard | 3 | Yes | 1438 | 11 |  |  |  |  | 4107 | 62 |  | 42 | 74 | 65.33 |  |  | LED |  | Federally-Regulated Consumer Product | 08/27/2020 |  | 09/23/2023
The Modern Fan Company Inc. | The Modern Fan Co | ALT-FM-**-42-**-NL-*** | True | Standard | 3 | Yes | 1438 | 11 |  |  |  |  | 4107 | 62 |  | 42 | 74 | 65.33 |  |  | None |  | Federally-Regulated Consumer Product | 08/27/2020 |  | 09/23/2023
The Modern Fan Company Inc. | The Modern Fan Co | ALT-FM-**-52-**-271-*** | True | Standard | 3 | Yes | 1425 | 11 |  |  |  |  | 4879 | 69 |  | 52 | 77 | 71.83 |  |  | LED |  | Federally-Regulated Consumer Product | 08/27/2020 |  | 09/23/2023
The Modern Fan Company Inc. | The Modern Fan Co | ALT-FM-**-52-**-NL-*** | True | Standard | 3 | Yes | 1425 | 11 |  |  |  |  | 4879 | 69 |  | 52 | 77 | 71.83 |  |  | None |  | Federally-Regulated Consumer Product | 08/27/2020 |  | 09/23/2023
The Modern Fan Company Inc. | The Modern Fan Co | BAL-**-42-**-652-*** | True | Standard | 3 | Yes | 1589 | 11 |  |  |  |  | 4405 | 63 |  | 42 | 78 | 65.33 |  |  | LED |  | Federally-Regulated Consumer Product | 08/27/2020 |  | 09/23/2023
The Modern Fan Company Inc. | The Modern Fan Co | BAL-**-42-**-NL-*** | True | Standard | 3 | Yes | 1589 | 11 |  |  |  |  | 4405 | 63 |  | 42 | 78 | 65.33 |  |  | None |  | Federally-Regulated Consumer Product | 08/27/2020 |  | 09/23/2023
The Modern Fan Company Inc. | The Modern Fan Co | BAL-**-52-**-652-*** | True | Standard | 3 | Yes | 1631 | 11 |  |  |  |  | 4998 | 69 |  | 52 | 81 | 71.83 |  |  | LED |  | Federally-Regulated Consumer Product | 08/27/2020 |  | 09/23/2023
The Modern Fan Company Inc. | The Modern Fan Co | BAL-**-52-**-NL-*** | True | Standard | 3 | Yes | 1631 | 11 |  |  |  |  | 4998 | 69 |  | 52 | 81 | 71.83 |  |  | None |  | Federally-Regulated Consumer Product | 08/27/2020 |  | 09/23/2023
The Modern Fan Company Inc. | The Modern Fan Co | BAL-FM-**-42-**-652-*** | True | Hugger | 3 | Yes | 1428 | 11 |  |  |  |  | 3991 | 62 |  | 42 | 72 | 46.64 |  |  | LED |  | Federally-Regulated Consumer Product | 08/27/2020 |  | 09/23/2023
The Modern Fan Company Inc. | The Modern Fan Co | BAL-FM-**-42-**-NL-*** | True | Hugger | 3 | Yes | 1428 | 11 |  |  |  |  | 3991 | 62 |  | 42 | 72 | 46.64 |  |  | None |  | Federally-Regulated Consumer Product | 08/27/2020 |  | 09/23/2023
The Modern Fan Company Inc. | The Modern Fan Co | BAL-FM-**-52-**-652-*** | True | Hugger | 3 | Yes | 1514 | 11 |  |  |  |  | 4975 | 69 |  | 52 | 79 | 49.54 |  |  | LED |  | Federally-Regulated Consumer Product | 08/27/2020 |  | 09/23/2023
The Modern Fan Company Inc. | The Modern Fan Co | BAL-FM-**-52-**-NL-*** | True | Hugger | 3 | Yes | 1514 | 11 |  |  |  |  | 4975 | 69 |  | 52 | 79 | 49.54 |  |  | None |  | Federally-Regulated Consumer Product | 08/27/2020 |  | 09/23/2023
Hunter Fan Company | Hunter | 52749 | True | Standard | 3 | Yes | 1675 | 10 |  |  |  |  | 4612 | 65 |  | 52 | 80 | 71.83 |  |  | LED |  | Federally-Regulated Consumer Product | 08/24/2023 |  | 09/26/2023
Hunter Fan Company | Hunter | 52749 | True | Standard | 6 | Yes | 1517 | 1 |  |  |  |  | 5007 | 17 |  | 52 | 311 | 71.83 |  |  | LED |  | Federally-Regulated Consumer Product | 09/26/2023 |  | 09/26/2023
Fanimation | Fanimation | MAD6721BL | True | Standard | V | Yes | 3709 | 3 | 1236 |  |  |  | 10711 | 35 | 306 | 84 | 376 | 92.63 |  |  | None |  | Federally-Regulated Consumer Product | 06/13/2022 |  | 11/15/2023
Fanimation | Fanimation | MAD6721BN | True | Standard | V | Yes | 3709 | 3 | 1236 |  |  |  | 10711 | 35 | 306 | 84 | 376 | 92.63 |  |  | None |  | Federally-Regulated Consumer Product | 06/13/2022 |  | 11/15/2023
Fanimation | Fanimation | MAD6721BS | True | Standard | V | Yes | 3709 | 3 | 1236 |  |  |  | 10711 | 35 | 306 | 84 | 376 | 92.63 |  |  | None |  | Federally-Regulated Consumer Product | 06/13/2022 |  | 11/15/2023
Fanimation | Fanimation | MAD6721DF | True | Standard | V | Yes | 3709 | 3 | 1236 |  |  |  | 10711 | 35 | 306 | 84 | 376 | 92.63 |  |  | None |  | Federally-Regulated Consumer Product | 06/13/2022 |  | 11/15/2023
Fanimation | Fanimation | MAD6721DZ | True | Standard | V | Yes | 3709 | 3 | 1236 |  |  |  | 10711 | 35 | 306 | 84 | 376 | 92.63 |  |  | None |  | Federally-Regulated Consumer Product | 06/13/2022 |  | 11/15/2023
Fanimation | Fanimation | MAD6721GR | True | Standard | V | Yes | 3709 | 3 | 1236 |  |  |  | 10711 | 35 | 306 | 84 | 376 | 92.63 |  |  | None |  | Federally-Regulated Consumer Product | 06/13/2022 |  | 11/15/2023
Fanimation | Fanimation | MAD6721GZ | True | Standard | V | Yes | 3709 | 3 | 1236 |  |  |  | 10711 | 35 | 306 | 84 | 376 | 92.63 |  |  | None |  | Federally-Regulated Consumer Product | 06/13/2022 |  | 11/15/2023
Fanimation | Fanimation | MAD6721MW | True | Standard | V | Yes | 3709 | 3 | 1236 |  |  |  | 10711 | 35 | 306 | 84 | 376 | 92.63 |  |  | None |  | Federally-Regulated Consumer Product | 06/13/2022 |  | 11/15/2023
Artika for living Inc. | Artika | 23FAN-SUR-2SL | True | Very Small-Diameter (VSD), Dia | V | Yes | 588 | 3 |  |  |  |  | 1450 | 28 |  | 17 | 53.63 | 36.68 |  |  | LED |  | Federally-Regulated Consumer Product | 12/17/2023 |  | 12/19/2023
Air Cool Industrial Co., Ltd. | HD Supply | 269475 | True |  | 3 | Yes | 1660 | 23 | 72 | 2855 | 38 | 75 | 3892 | 56 | 70 | [5 empty] | Incandescent |  | Federally-Regulated Consumer Product | 02/17/2011 |  | 04/28/2011
Fanimation | Fanimation | FP5420PW | True |  | 3 | Yes | 1351 | 32 | 42 | 3108 | 28 | 111 | 5882 | 79 | 74 | [5 empty] | Other |  | Federally-Regulated Consumer Product | 03/07/2014 |  | 03/18/2015
Air Cool Industrial Co., Ltd. | Hampton Bay - Home Decorators Collection | YG423-*** | True |  | 3 | Yes | 1694 | 12 | 141 | 2775 | 25 | 111 | 3821 | 44 | 87 | [5 empty] | LED |  | Federally-Regulated Consumer Product | 03/14/2014 |  | 03/14/2014
Air Cool Industrial Co., Ltd. | Hampton Bay | 122-165 | True |  | 3 | Yes | 2298 | 16 | 144 | 3469 | 33 | 105 | 5433 | 68 | 80 | [5 empty] | Incandescent |  | Federally-Regulated Consumer Product | 09/26/2012 |  | 09/26/2012
Fanimation | Fanimation | FP4620OB | True |  | 4 | Yes | 1262 | 8 | 158 | 3147 | 31 | 102 | 4260 | 57 | 75 | [5 empty] | None |  | Federally-Regulated Consumer Product | 03/07/2014 |  | 03/18/2015
Fanimation | Fanimation | TF710WH | True |  | 3 | Yes | 4001 | 22 | 181 | 6596 | 50 | 131 | 8963 | 84 | 106 | [5 empty] | None |  | Federally-Regulated Consumer Product | 03/04/2013 |  | 03/07/2014
Fanimation | Fanimation | FP5420PN | True |  | 3 | Yes | 1351 | 32 | 42 | 3108 | 28 | 111 | 5882 | 79 | 74 | [5 empty] | Other |  | Federally-Regulated Consumer Product | 03/04/2013 |  | 03/07/2014
Fanimation | Fanimation | FP8016OB | True |  | 3 | Yes | 1863 | 10 | 186 | 3815 | 34 | 112 | 5715 | 70 | 82 | [5 empty] | Other |  | Federally-Regulated Consumer Product | 03/07/2014 |  | 03/18/2015
Air Cool Industrial Co., Ltd. | Hampton Bay | AL14-TB | True |  | 3 | Yes | 736 | 13 | 57 | 1025 | 18 | 57 | 1458 | 42 | 35 | [5 empty] | None |  | Federally-Regulated Consumer Product | 11/29/2012 |  | 03/16/2015
Fanimation | Fanimation | FP7500OBP4 | True |  | 3 | Yes | 1600 | 17 | 94 | 2501 | 24 | 104 | 2812 | 56 | 50 | [5 empty] | None |  | Federally-Regulated Consumer Product | 03/07/2014 |  | 03/18/2015
Progress Lighting | Progress Lighting | P2501-* | True |  | 3 | Yes | 1600 | 9 | 178 | 3273 | 25 | 131 | 5182 | 62 | 84 | [5 empty] | None |  | Federally-Regulated Consumer Product | 04/13/2012 |  | 08/30/2013
Halsey Enterprise Co., Ltd. | Halsey | E502-WH | True |  | 6 | Yes | 1349 | 2 | 675 | 3281 | 5 | 656 | 5641 | 15 | 376 | [5 empty] | None |  | Federally-Regulated Consumer Product | 11/02/2012 |  | 11/07/2012
Fanimation | Fanimation | FP6210SN | True |  | 3 | Yes | 2505 | 15 | 167 | 3932 | 32 | 123 | 5309 | 72 | 74 | [5 empty] | Other |  | Federally-Regulated Consumer Product | 03/07/2014 |  | 03/18/2015
Air Cool Industrial Co., Ltd. | Hampton Bay | 161-646 | True |  | 3 | Yes | 1800 | 12 | 150 | 3700 | 35 | 106 | 5450 | 63 | 87 | [5 empty] | Compact Flourescent |  | Federally-Regulated Consumer Product | 10/03/2012 |  | 03/19/2014
Shell Electric Manufacturing (H.K.) Co., Ltd. | Home Depot | HL52QVWH-3LC | True |  | 3 | Yes | 1281 | 11 | 116 | 2759 | 28 | 99 | 3989 | 50 | 80 | [5 empty] | Incandescent |  | Federally-Regulated Consumer Product | 12/06/2012 |  | 01/07/2013
Air Cool Industrial Co., Ltd. | Hampton Bay | 917-268 | True |  | 3 | Yes | 1606 | 11 | 146 | 3115 | 31 | 100 | 4722 | 63 | 75 | [5 empty] | Compact Flourescent |  | Federally-Regulated Consumer Product | 10/11/2012 |  | 10/11/2012
Air Cool Industrial Co., Ltd. | Hampton Bay | YG352-3-BN | True |  | 3 | Yes | 1915 | 13 | 147 | 3341 | 30 | 111 | 4935 | 54 | 91 | [5 empty] | LED |  | Federally-Regulated Consumer Product | 12/03/2012 |  | 12/03/2012
Fanimation | Fanimation | FP7900OB | True |  | 3 | Yes | 1700 | 18 | 94 | 2800 | 36 | 78 | 4400 | 58 | 76 | [5 empty] | Incandescent |  | Federally-Regulated Consumer Product | 03/07/2014 |  | 03/18/2015
American De Rosa Lamparts, LLC DBA Luminance Brands | Concord Fans | 52AC5XX | True |  | 3 | Yes | 1271 | 10 | 127 | 2704 | 29 | 93 | 5581 | 74 | 76 | [5 empty] | Incandescent |  | Federally-Regulated Consumer Product | 09/30/2015 |  | 10/05/2015
Fanimation | Fanimation | TF721SN | True |  | 3 | Yes | 4055 | 19 | 213 | 6791 | 44 | 154 | 9689 | 90 | 107 | [5 empty] | None |  | Federally-Regulated Consumer Product | 03/04/2013 |  | 03/07/2014
Air Cool Industrial Co., Ltd. | HD Supply | 269477 | True |  | 3 | Yes | 1660 | 23 | 72 | 2855 | 38 | 75 | 3892 | 56 | 70 | [5 empty] | Incandescent |  | Federally-Regulated Consumer Product | 02/17/2011 |  | 04/28/2011
Fanimation | Fanimation | BP215*** | True |  | 3 | Yes | 1744 | 10 | 174 | 3701 | 29 | 128 | 5897 | 64 | 92 | [5 empty] | None |  | Federally-Regulated Consumer Product | 05/29/2012 |  | 03/04/2013
Air Cool Industrial Co., Ltd. | Hampton Bay | B552QI-NI | True |  | 3 | Yes | 1944 | 9 | 216 | 3757 | 30 | 125 | 5302 | 61 | 87 | [5 empty] | None |  | Federally-Regulated Consumer Product | 11/29/2012 |  | 11/29/2012
Air Cool Industrial Co., Ltd. | Hampton Bay | 796-432 | True |  | 3 | Yes | 602 | 6 | 100 | 920 | 12 | 77 | 1198 | 34 | 35 | [5 empty] | Compact Flourescent |  | Federally-Regulated Consumer Product | 10/03/2012 |  | 10/03/2012
Fanimation | Fanimation | FPD8089BA | True |  | 6 | Yes | 5382 | 8 | 672 | 7213 | 16 | 450 | 8895 | 30 | 296 | [5 empty] | Other |  | Federally-Regulated Consumer Product | 03/04/2013 |  | 03/07/2014
Air Cool Industrial Co., Ltd. | Hampton Bay | 14413 | True |  | 3 | Yes | 2052 | 15 | 137 | 3160 | 29 | 109 | 4501 | 55 | 82 | [5 empty] | Compact Flourescent |  | Federally-Regulated Consumer Product | 10/05/2012 |  | 03/31/2014
Fanimation | Fanimation | FP4320TS1 | True |  | 3 | Yes | 2030 | 14 | 145 | 3589 | 38 | 94 | 5413 | 72 | 75 | [5 empty] | None |  | Federally-Regulated Consumer Product | 03/07/2014 |  | 03/18/2015
Air Cool Industrial Co., Ltd. | Home Decorators Collection | AL14-BN | True |  | 3 | Yes | 736 | 13 | 57 | 1025 | 18 | 57 | 1458 | 42 | 35 | [5 empty] | None |  | Federally-Regulated Consumer Product | 03/12/2015 |  | 03/16/2015
Fanim Industries | Harbor Breeze | LP8146LBN | True |  | 6 | Yes | 5601 | 8 | 700 | 6782 | 15 | 452 | 8885 | 30 | 296 | [5 empty] | Compact Flourescent |  | Federally-Regulated Consumer Product | 03/07/2014 |  | 03/18/2015
Fanimation | Fanimation | FPS6225BL | True |  | 3 | Yes | 2812 | 16 | 176 | 4028 | 30 | 134 | 5983 | 61 | 98 | [5 empty] | Other |  | Federally-Regulated Consumer Product | 03/07/2014 |  | 03/18/2015
King of Fans | Hydro Delta Corp. | 54401 | True |  | 3 | Yes | 2438 | 13 | 188 | 3556 | 30 | 119 | 5201 | 63 | 83 | [5 empty] | Compact Flourescent |  | Federally-Regulated Consumer Product | 10/23/2014 |  | 12/05/2014
Fanimation | Fanimation | FP7500RSP4LK | True |  | 3 | Yes | 1175 | 17 | 69 | 2501 | 24 | 104 | 2812 | 56 | 50 | [5 empty] | Other |  | Federally-Regulated Consumer Product | 03/04/2013 |  | 03/07/2014
Fanimation | Fanimation | LB270VZ | True |  | 4 | Yes | 1224 | 7 | 175 | 4218 | 36 | 117 | 6471 | 73 | 89 | [5 empty] | Incandescent |  | Federally-Regulated Consumer Product | 03/07/2014 |  | 03/18/2015
Air Cool Industrial Co., Ltd. | Hampton Bay - Home Decorators Collection | AM21-*** | True |  | 3 | Yes | 2003 | 14 | 143 | 3441 | 33 | 104 | 5201 | 65 | 80 | [5 empty] | Compact Flourescent |  | Federally-Regulated Consumer Product | 03/14/2014 |  | 03/14/2014
Fanimation | Fanimation | FP7500MW | True |  | 3 | Yes | 1600 | 17 | 94 | 2501 | 34 | 74 | 2812 | 42 | 67 | [5 empty] | None |  | Federally-Regulated Consumer Product | 03/07/2014 |  | 03/18/2015
Fanimation | Fanimation | TF721** | True |  | 3 | Yes | 4005 | 19 | 211 | 6791 | 44 | 154 | 9689 | 90 | 108 | [5 empty] | None |  | Federally-Regulated Consumer Product | 05/29/2012 |  | 03/04/2013
Air Cool Industrial Co., Ltd. | Hampton Bay | 228-664 | True |  | 3 | Yes | 1628 | 13 | 125 | 3137 | 33 | 95 | 4654 | 60 | 78 | [5 empty] | Compact Flourescent |  | Federally-Regulated Consumer Product | 10/03/2012 |  | 10/03/2012
Fanimation | Fanimation | FP7510** | True |  | 3 | Yes | 2217 | 14 | 158 | 3847 | 38 | 101 | 5483 | 71 | 77 | [5 empty] | None |  | Federally-Regulated Consumer Product | 05/29/2012 |  | 03/04/2013
Fanimation | Fanimation | FP4420SN | True |  | 3 | Yes | 1647 | 13 | 126 | 2805 | 25 | 112 | 4565 | 55 | 83 | [5 empty] | Incandescent |  | Federally-Regulated Consumer Product | 03/04/2013 |  | 03/07/2014
Progress Lighting | Progress Lighting | P2511-* | True |  | 3 | Yes | 1811 | 14 | 129 | 2963 | 28 | 106 | 4660 | 58 | 80 | [5 empty] | Incandescent |  | Federally-Regulated Consumer Product | 04/13/2012 |  | 08/30/2013
Fanimation | Fanimation | MAD3250AB | True |  | 6 | Yes | 2477 | 5 | 495 | 4262 | 15 | 284 | 5412 | 30 | 180 | [5 empty] | None |  | Federally-Regulated Consumer Product | 03/07/2014 |  | 03/18/2015
Air Cool Industrial Co., Ltd. | Hampton Bay | 326-960 | True |  | 3 | Yes | 736 | 13 | 57 | 1025 | 18 | 57 | 1458 | 42 | 35 | [5 empty] | None |  | Federally-Regulated Consumer Product | 09/06/2012 |  | 09/06/2012
Fanimation | Fanimation | FP7900MW | True |  | 3 | Yes | 1700 | 18 | 94 | 2800 | 36 | 77 | 4400 | 58 | 75 | [5 empty] | Incandescent |  | Federally-Regulated Consumer Product | 03/04/2013 |  | 03/07/2014
Fanimation | Fanimation | FPS7967OB | True |  | 3 | Yes | 2096 | 9 | 233 | 3844 | 32 | 120 | 5509 | 48 | 115 | [5 empty] | Other |  | Federally-Regulated Consumer Product | 03/07/2014 |  | 03/18/2015
Fanimation | Fanimation | MA7500OB | True |  | 3 | Yes | 2397 | 15 | 160 | 3748 | 32 | 117 | 4649 | 46 | 101 | [5 empty] | None |  | Federally-Regulated Consumer Product | 03/19/2013 |  | 03/07/2014
Fanimation | Fanimation | TF971OB | True |  | 3 | Yes | 4001 | 22 | 181 | 6596 | 50 | 131 | 8963 | 84 | 106 | [5 empty] | None |  | Federally-Regulated Consumer Product | 03/04/2013 |  | 03/07/2014
Progress Lighting | Progress Lighting | P2503-* | True |  | 3 | Yes | 1848 | 10 | 185 | 3859 | 30 | 129 | 5841 | 68 | 86 | [5 empty] | None |  | Federally-Regulated Consumer Product | 04/13/2012 |  | 08/30/2013
Fanimation | Fanimation | FP8095BA | True |  | 3 | Yes | 1497 | 9 | 166 | 3419 | 25 | 137 | 5813 | 67 | 87 | [5 empty] | Other |  | Federally-Regulated Consumer Product | 03/07/2014 |  | 03/18/2015
Air Cool Industrial Co., Ltd. | Hampton Bay | YG268-ORB | True |  | 3 | Yes | 1803 | 14 | 129 | 2860 | 27 | 106 | 4469 | 58 | 77 | [5 empty] | Compact Flourescent |  | Federally-Regulated Consumer Product | 11/29/2012 |  | 11/29/2012
Fanimation | Fanimation | MAD3255PW | True |  | 6 | Yes | 2477 | 5 | 495 | 4262 | 15 | 284 | 5412 | 30 | 180 | [5 empty] | None |  | Federally-Regulated Consumer Product | 03/07/2014 |  | 03/18/2015
King of Fans | Hydro Delta Corp. | 54403 | True |  | 3 | Yes | 2438 | 13 | 188 | 3556 | 30 | 119 | 5201 | 63 | 83 | [5 empty] | Compact Flourescent |  | Federally-Regulated Consumer Product | 10/23/2014 |  | 12/05/2014
Fanimation | Fanimation | FP8042WH | True |  | 3 | Yes | 1951 | 12 | 162 | 2898 | 25 | 115 | 3943 | 47 | 83 | [5 empty] | None |  | Federally-Regulated Consumer Product | 03/04/2013 |  | 03/07/2014
Fanimation | Fanimation | MAD3250** | True |  | 6 | Yes | 2477 | 5 | 495 | 4262 | 15 | 284 | 5412 | 30 | 180 | [5 empty] | None |  | Federally-Regulated Consumer Product | 05/29/2012 |  | 03/04/2013
Fanimation | Fanimation | FP8026SN | True |  | 3 | Yes | 1306 | 47 | 28 | 1914 | 25 | 77 | 3151 | 14 | 225 | [5 empty] | None |  | Federally-Regulated Consumer Product | 03/07/2014 |  | 03/18/2015
Fanimation | Fanimation | MAD3260AB | True |  | 6 | Yes | 2477 | 5 | 495 | 4262 | 15 | 284 | 5412 | 30 | 180 | [5 empty] | Other |  | Federally-Regulated Consumer Product | 03/04/2013 |  | 03/07/2014
Halsey Enterprise Co., Ltd. | Minka Aire | F812-XXX | True |  | 3 | Yes | 1526 | 12 | 127 | 3187 | 35 | 91 | 6534 | 100 | 65 | [5 empty] | Incandescent |  | Federally-Regulated Consumer Product | 01/02/2013 |  | 01/09/2013
Fanimation | Fanimation | TF721WH | True |  | 3 | Yes | 4055 | 19 | 213 | 6791 | 44 | 154 | 9689 | 90 | 107 | [5 empty] | None |  | Federally-Regulated Consumer Product | 03/04/2013 |  | 03/07/2014
Fanimation | Fanimation | FP7951SN | True |  | 3 | Yes | 1618 | 9 | 180 | 3725 | 29 | 128 | 6006 | 66 | 91 | [5 empty] | Other |  | Federally-Regulated Consumer Product | 03/19/2013 |  | 03/07/2014
American De Rosa Lamparts, LLC DBA Luminance Brands | Sunset Lighting | CF52831-XX/TCF52831-XX | True |  | 3 | Yes | 1807 | 11 | 164 | 3291 | 29 | 113 | 4570 | 59 | 78 | [5 empty] | Compact Flourescent |  | Federally-Regulated Consumer Product | 09/30/2015 |  | 10/05/2015
Fanimation | Fanimation | FP7410AB | True |  | 3 | Yes | 2257 | 14 | 161 | 3101 | 31 | 100 | 4240 | 50 | 85 | [5 empty] | None |  | Federally-Regulated Consumer Product | 03/07/2014 |  | 03/18/2015
Fanimation | Fanimation | MAD3250RS | True |  | 6 | Yes | 2477 | 5 | 495 | 4262 | 15 | 284 | 5412 | 30 | 180 | [5 empty] | None |  | Federally-Regulated Consumer Product | 03/04/2013 |  | 03/07/2014
Fanimation | Fanimation | FP7900OB | True |  | 3 | Yes | 1700 | 18 | 94 | 2800 | 36 | 77 | 4400 | 58 | 75 | [5 empty] | Incandescent |  | Federally-Regulated Consumer Product | 03/04/2013 |  | 03/07/2014
Fanimation | Fanimation | FP4640SN | True |  | 3 | Yes | 1930 | 9 | 214 | 3409 | 22 | 155 | 5432 | 57 | 95 | [5 empty] | None |  | Federally-Regulated Consumer Product | 03/07/2014 |  | 03/18/2015
Fanimation | Fanimation | FP320SN1 | True |  | 3 | Yes | 957 | 10 | 95 | 2944 | 38 | 77 | 4788 | 82 | 58 | [5 empty] | None |  | Federally-Regulated Consumer Product | 03/04/2013 |  | 03/07/2014
Progress Lighting | Progress Lighting | P2507-* | True |  | 3 | Yes | 1899 | 14 | 136 | 3599 | 34 | 106 | 6160 | 78 | 79 | [5 empty] | Incandescent |  | Federally-Regulated Consumer Product | 04/13/2012 |  | 08/30/2013
Fanimation | Fanimation | LB250** | True |  | 4 | Yes | 1224 | 7 | 175 | 4218 | 36 | 117 | 6471 | 73 | 89 | [5 empty] | None |  | Federally-Regulated Consumer Product | 05/29/2012 |  | 03/04/2013
Fanimation | Fanimation | FP8000PN | True |  | 3 | Yes | 1939 | 12 | 161 | 3408 | 29 | 117 | 5147 | 62 | 83 | [5 empty] | Other |  | Federally-Regulated Consumer Product | 03/04/2013 |  | 03/07/2014
Air Cool Industrial Co., Ltd. | Hampton Bay | 233-689 | True |  | 3 | Yes | 1582 | 10 | 158 | 3459 | 31 | 112 | 5379 | 62 | 87 | [5 empty] | Compact Flourescent |  | Federally-Regulated Consumer Product | 09/26/2012 |  | 09/26/2012
Air Cool Industrial Co., Ltd. | Hampton Bay | 527-969 | True |  | 3 | Yes | 2570 | 20 | 129 | 3994 | 38 | 105 | 5794 | 69 | 84 | [5 empty] | None |  | Federally-Regulated Consumer Product | 10/11/2012 |  | 10/11/2012
Fanimation | Fanimation | FP4630** | True |  | 4 | Yes | 1262 | 8 | 158 | 3142 | 31 | 101 | 4260 | 57 | 75 | [5 empty] | None |  | Federally-Regulated Consumer Product | 05/29/2012 |  | 03/04/2013
Fanimation | Fanimation | FP8009OB | True |  | 3 | Yes | 2216 | 10 | 221 | 3710 | 27 | 137 | 5718 | 69 | 82 | [5 empty] | None |  | Federally-Regulated Consumer Product | 03/04/2013 |  | 03/07/2014
Air Cool Industrial Co., Ltd. | Hampton Bay | 871-234 | True |  | 3 | Yes | 2910 | 18 | 162 | 4642 | 35 | 133 | 7212 | 71 | 102 | [5 empty] | Compact Flourescent |  | Federally-Regulated Consumer Product | 10/11/2012 |  | 03/13/2013
Fanimation | Fanimation | MAD3260OB | True |  | 6 | Yes | 2477 | 5 | 495 | 4262 | 15 | 284 | 5412 | 30 | 180 | [5 empty] | Other |  | Federally-Regulated Consumer Product | 03/04/2013 |  | 03/07/2014
Air Cool Industrial Co., Ltd. | HD Supply | 269479 | True |  | 3 | Yes | 1660 | 23 | 72 | 2855 | 38 | 75 | 3892 | 56 | 70 | [5 empty] | Incandescent |  | Federally-Regulated Consumer Product | 02/17/2011 |  | 04/28/2011
Air Cool Industrial Co., Ltd. | Hampton Bay | 247-504 | True |  | 3 | Yes | 2063 | 14 | 147 | 3967 | 37 | 107 | 5245 | 59 | 89 | [5 empty] | Incandescent |  | Federally-Regulated Consumer Product | 10/03/2012 |  | 10/03/2012
Fanimation | Fanimation | TF610WH | True |  | 3 | Yes | 2713 | 14 | 193 | 4926 | 40 | 123 | 7057 | 80 | 88 | [5 empty] | None |  | Federally-Regulated Consumer Product | 03/04/2013 |  | 03/07/2014
Fanimation | Fanimation | FP4620BN | True |  | 4 | Yes | 1262 | 8 | 158 | 3147 | 31 | 102 | 4260 | 57 | 75 | [5 empty] | None |  | Federally-Regulated Consumer Product | 03/07/2014 |  | 03/18/2015
Air Cool Industrial Co., Ltd. | Hampton Bay | 247-276 | True |  | 3 | Yes | 1944 | 9 | 216 | 3757 | 30 | 125 | 5302 | 61 | 87 | [5 empty] | None |  | Federally-Regulated Consumer Product | 09/06/2012 |  | 09/06/2012
Fanimation | Fanimation | FP4640WH | True |  | 3 | Yes | 1930 | 9 | 214 | 3409 | 22 | 155 | 5432 | 57 | 95 | [5 empty] | None |  | Federally-Regulated Consumer Product | 03/07/2014 |  | 03/18/2015
Fanimation | Fanimation | FP8095BA | True |  | 3 | Yes | 1497 | 9 | 166 | 3419 | 25 | 136 | 5813 | 67 | 86 | [5 empty] | Other |  | Federally-Regulated Consumer Product | 03/04/2013 |  | 03/07/2014
Air Cool Industrial Co., Ltd. | Hampton Bay | 248-263 | True |  | 3 | Yes | 1473 | 11 | 134 | 3345 | 32 | 105 | 4968 | 64 | 78 | [5 empty] | Compact Flourescent |  | Federally-Regulated Consumer Product | 10/11/2012 |  | 10/11/2012
Air Cool Industrial Co., Ltd. | Hampton Bay | YG182-GM | True |  | 3 | Yes | 2910 | 18 | 162 | 4642 | 35 | 133 | 7212 | 71 | 102 | [5 empty] | Compact Flourescent |  | Federally-Regulated Consumer Product | 11/29/2012 |  | 03/13/2013
Fanimation | Fanimation | FP5420PN | True |  | 3 | Yes | 1351 | 32 | 42 | 3108 | 28 | 111 | 5882 | 79 | 74 | [5 empty] | Other |  | Federally-Regulated Consumer Product | 03/07/2014 |  | 03/18/2015
Fanimation | Fanimation | MAD3255BA | True |  | 6 | Yes | 2477 | 5 | 495 | 4262 | 15 | 284 | 5412 | 30 | 180 | [5 empty] | None |  | Federally-Regulated Consumer Product | 03/07/2014 |  | 03/18/2015
Air Cool Industrial Co., Ltd. | Hampton Bay | 319-601 | True |  | 3 | Yes | 1910 | 13 | 147 | 3502 | 32 | 109 | 5291 | 57 | 93 | [5 empty] | Incandescent |  | Federally-Regulated Consumer Product | 09/06/2012 |  | 09/06/2012
Fanimation | Fanimation | FP7930*** | True |  | 3 | Yes | 1912 | 10 | 191 | 3897 | 27 | 144 | 5831 | 60 | 97 | [5 empty] | Compact Flourescent |  | Federally-Regulated Consumer Product | 05/29/2012 |  | 03/04/2013
Fanimation | Fanimation | MAD3255PW | True |  | 6 | Yes | 2477 | 5 | 495 | 4262 | 15 | 284 | 5412 | 30 | 180 | [5 empty] | None |  | Federally-Regulated Consumer Product | 03/04/2013 |  | 03/07/2014
Air Cool Industrial Co., Ltd. | Hampton Bay | 170-721 | True |  | 3 | Yes | 1944 | 9 | 216 | 3757 | 30 | 125 | 5302 | 61 | 87 | [5 empty] | None |  | Federally-Regulated Consumer Product | 09/06/2012 |  | 09/06/2012
Fanimation | Fanimation | FPD8089BA-NL | True |  | 6 | Yes | 5382 | 8 | 672 | 7213 | 16 | 450 | 8895 | 30 | 296 | [5 empty] | None |  | Federally-Regulated Consumer Product | 03/04/2013 |  | 03/07/2014
Fanimation | Fanimation | FP7910BL | True |  | 3 | Yes | 3197 | 16 | 200 | 4480 | 31 | 144 | 6942 | 65 | 106 | [5 empty] | None |  | Federally-Regulated Consumer Product | 03/19/2013 |  | 03/07/2014
Air Cool Industrial Co., Ltd. | Hampton Bay - Home Decorators Collection | YG419-*** | True |  | 3 | Yes | 1915 | 10 | 192 | 4618 | 29 | 159 | 7508 | 66 | 114 | [5 empty] | Compact Flourescent |  | Federally-Regulated Consumer Product | 12/04/2014 |  | 12/04/2014
Fanimation | Fanimation | FP4620BN | True |  | 4 | Yes | 1262 | 8 | 157 | 3147 | 31 | 101 | 4260 | 57 | 74 | [5 empty] | None |  | Federally-Regulated Consumer Product | 03/04/2013 |  | 03/07/2014
Fanim Industries | Harbor Breeze | LP8271LAZ | True |  | 3 | Yes | 596 | 22 | 27 | 876 | 43 | 20 | 1076 | 60 | 18 | [5 empty] | Other |  | Federally-Regulated Consumer Product | 03/07/2014 |  | 03/18/2015
Fanimation | Fanimation | MAD3250BA | True |  | 6 | Yes | 2477 | 5 | 495 | 4262 | 15 | 284 | 5412 | 30 | 180 | [5 empty] | None |  | Federally-Regulated Consumer Product | 03/04/2013 |  | 03/07/2014
Air Cool Industrial Co., Ltd. | Hampton Bay | 228-156 | True |  | 3 | Yes | 1800 | 12 | 150 | 3700 | 35 | 106 | 5450 | 63 | 87 | [5 empty] | Compact Flourescent |  | Federally-Regulated Consumer Product | 10/03/2012 |  | 03/19/2014
Fanimation | Fanimation | TF910AZ | True |  | 3 | Yes | 1824 | 8 | 228 | 3483 | 23 | 151 | 5461 | 54 | 101 | [5 empty] | None |  | Federally-Regulated Consumer Product | 03/07/2014 |  | 03/18/2015
Air Cool Industrial Co., Ltd. | Seasons | 269336 | True |  | 3 | Yes | 775 | 19 | 41 | 2000 | 31 | 65 | 3020 | 48 | 63 | [5 empty] | Incandescent |  | Federally-Regulated Consumer Product | 12/27/2011 |  | 04/27/2012
Fanimation | Fanimation | FP8016** | True |  | 3 | Yes | 1863 | 10 | 186 | 3815 | 34 | 112 | 5715 | 70 | 82 | [5 empty] | Other |  | Federally-Regulated Consumer Product | 05/29/2012 |  | 03/04/2013
Fanimation | Fanimation | MAD3250OB | True |  | 6 | Yes | 2477 | 5 | 495 | 4262 | 15 | 284 | 5412 | 30 | 180 | [5 empty] | None |  | Federally-Regulated Consumer Product | 03/04/2013 |  | 03/07/2014
Fanimation | Rejuvenation Hardware | MA7972DZ | True |  | 3 | Yes | 2021 | 9 | 225 | 3323 | 23 | 144 | 5492 | 59 | 93 | [5 empty] | None |  | Federally-Regulated Consumer Product | 08/26/2014 |  | 03/18/2015
Fanimation | Fanimation | FP8095OB | True |  | 3 | Yes | 1497 | 9 | 166 | 3419 | 25 | 136 | 5813 | 67 | 86 | [5 empty] | Other |  | Federally-Regulated Consumer Product | 03/04/2013 |  | 03/07/2014
Air Cool Industrial Co., Ltd. | HD Supply | 269128 | True |  | 3 | Yes | 2209 | 29 | 76 | 3714 | 49 | 75 | 4723 | 64 | 74 | [5 empty] | Incandescent |  | Federally-Regulated Consumer Product | 02/17/2011 |  | 04/28/2011
Fanimation | Fanimation | BP210MW1 | True |  | 3 | Yes | 1744 | 10 | 174 | 3701 | 29 | 127 | 5897 | 64 | 92 | [5 empty] | Incandescent |  | Federally-Regulated Consumer Product | 03/04/2013 |  | 03/07/2014
Air Cool Industrial Co., Ltd. | Hampton Bay | AM128-*** | True |  | 3 | Yes | 1816 | 13 | 140 | 3372 | 36 | 94 | 4823 | 66 | 73 | [5 empty] | Compact Flourescent |  | Federally-Regulated Consumer Product | 01/17/2014 |  | 03/14/2014
Halsey Enterprise Co., Ltd. | Minka Aire | F705-XXX | True |  | 3 | Yes | 2419 | 20 | 121 | 3939 | 42 | 94 | 6765 | 93 | 73 | [5 empty] | Incandescent |  | Federally-Regulated Consumer Product | 01/02/2013 |  | 01/09/2013
Fanimation | Fanimation | FP4320TS | True |  | 3 | Yes | 2030 | 14 | 145 | 3589 | 38 | 94 | 5413 | 72 | 75 | [5 empty] | None |  | Federally-Regulated Consumer Product | 03/04/2013 |  | 03/07/2014
Fanimation | Fanimation | FP2120** | True |  | 3 | Yes | 1693 | 11 | 154 | 3208 | 22 | 146 | 5796 | 51 | 114 | [5 empty] | None |  | Federally-Regulated Consumer Product | 05/29/2012 |  | 03/04/2013
Fanimation | Fanimation | FPD8148BN | True |  | 6 | Yes | 4453 | 4 | 1113 | 6682 | 10 | 668 | 10104 | 32 | 316 | [5 empty] | Compact Flourescent |  | Federally-Regulated Consumer Product | 03/07/2014 |  | 03/18/2015
Air Cool Industrial Co., Ltd. | Hampton Bay | 227-362 | True |  | 3 | Yes | 1674 | 12 | 140 | 2799 | 30 | 93 | 3752 | 52 | 72 | [5 empty] | Incandescent |  | Federally-Regulated Consumer Product | 10/11/2012 |  | 10/11/2012
Fanimation | Fanimation | FP8042SN | True |  | 3 | Yes | 1951 | 12 | 162 | 2898 | 25 | 115 | 3943 | 47 | 83 | [5 empty] | None |  | Federally-Regulated Consumer Product | 03/04/2013 |  | 03/07/2014
Fanimation | Fanimation | FP5620** | True |  | 3 | Yes | 2293 | 14 | 164 | 3967 | 35 | 113 | 5529 | 62 | 89 | [5 empty] | None |  | Federally-Regulated Consumer Product | 05/29/2012 |  | 03/04/2013
Air Cool Industrial Co., Ltd. | Hampton Bay | 165-474 | True |  | 3 | Yes | 1800 | 12 | 150 | 3700 | 35 | 106 | 5450 | 63 | 87 | [5 empty] | Compact Flourescent |  | Federally-Regulated Consumer Product | 10/03/2012 |  | 03/19/2014
Fanimation | Fanimation | TF610OB | True |  | 3 | Yes | 2713 | 14 | 194 | 4926 | 40 | 123 | 7057 | 80 | 88 | [5 empty] | None |  | Federally-Regulated Consumer Product | 03/07/2014 |  | 03/18/2015
Fanimation | Fanimation | TF610WH | True |  | 3 | Yes | 2713 | 14 | 194 | 4926 | 40 | 123 | 7057 | 80 | 88 | [5 empty] | None |  | Federally-Regulated Consumer Product | 03/07/2014 |  | 03/18/2015
Fanimation | Fanimation | FP8095PW | True |  | 3 | Yes | 1497 | 9 | 166 | 3419 | 25 | 136 | 5813 | 67 | 86 | [5 empty] | Other |  | Federally-Regulated Consumer Product | 03/04/2013 |  | 03/07/2014
Fanimation | Fanimation | FP8012OB | True |  | 3 | Yes | 1863 | 10 | 186 | 3815 | 34 | 112 | 5715 | 70 | 81 | [5 empty] | None |  | Federally-Regulated Consumer Product | 03/04/2013 |  | 03/07/2014
Fanimation | Fanimation | FP5420OB | True |  | 3 | Yes | 1351 | 32 | 42 | 3108 | 28 | 111 | 5882 | 79 | 74 | [5 empty] | Other |  | Federally-Regulated Consumer Product | 03/04/2013 |  | 03/07/2014
Fanimation | Fanimation | MAD3260SN | True |  | 6 | Yes | 2477 | 5 | 495 | 4262 | 15 | 284 | 5412 | 30 | 180 | [5 empty] | Other |  | Federally-Regulated Consumer Product | 03/04/2013 |  | 03/07/2014
Fanimation | Fanimation | FP4320*** | True |  | 3 | Yes | 2030 | 14 | 145 | 3589 | 38 | 94 | 5413 | 72 | 75 | [5 empty] | None |  | Federally-Regulated Consumer Product | 05/29/2012 |  | 03/04/2013
Fanimation | Fanimation | HF7240DS | True |  | 3 | Yes | 2052 | 15 | 136 | 3470 | 32 | 108 | 5784 | 72 | 80 | [5 empty] | Incandescent |  | Federally-Regulated Consumer Product | 03/04/2013 |  | 03/07/2014
Fanimation | Fanimation | TF610SN | True |  | 3 | Yes | 2713 | 14 | 194 | 4926 | 40 | 123 | 7057 | 80 | 88 | [5 empty] | None |  | Federally-Regulated Consumer Product | 03/07/2014 |  | 03/18/2015
Fanimation | Fanimation | TF721OB | True |  | 3 | Yes | 4055 | 19 | 213 | 6791 | 44 | 154 | 9689 | 90 | 108 | [5 empty] | None |  | Federally-Regulated Consumer Product | 03/07/2014 |  | 03/18/2015
Shell Electric Manufacturing (H.K.) Co., Ltd. | Home Depot | HLC52QV**-3LC161 | True |  | 3 | Yes | 1625 | 10 | 163 | 3062 | 27 | 113 | 4480 | 53 | 85 | [5 empty] | Incandescent |  | Federally-Regulated Consumer Product | 12/18/2012 |  | 01/07/2013
American De Rosa Lamparts, LLC DBA Luminance Brands | Concord Fans | 52HEF5XX | True |  | 3 | Yes | 1807 | 11 | 164 | 3291 | 29 | 113 | 4570 | 59 | 78 | [5 empty] | Compact Flourescent |  | Federally-Regulated Consumer Product | 09/30/2015 |  | 10/05/2015
Air Cool Industrial Co., Ltd. | Hampton Bay | 458-241 | True |  | 3 | Yes | 1997 | 15 | 133 | 3933 | 42 | 94 | 5277 | 63 | 84 | [5 empty] | Other |  | Federally-Regulated Consumer Product | 10/11/2012 |  | 10/11/2012
Fanimation | Fanimation | FPD8088BA-NL | True |  | 6 | Yes | 3108 | 5 | 622 | 4459 | 13 | 343 | 6466 | 30 | 216 | [5 empty] | None |  | Federally-Regulated Consumer Product | 03/07/2014 |  | 03/18/2015
Progress Lighting | Progress Lighting | P2529-* | True |  | 3 | Yes | 1283 | 11 | 117 | 1970 | 23 | 86 | 2398 | 46 | 52 | [5 empty] | None |  | Federally-Regulated Consumer Product | 04/13/2012 |  | 08/30/2013
Fanimation | Fanimation | FP4620PN | True |  | 4 | Yes | 1262 | 8 | 158 | 3142 | 31 | 101 | 4260 | 57 | 75 | [5 empty] | None |  | Federally-Regulated Consumer Product | 03/07/2014 |  | 03/18/2015
Air Cool Industrial Co., Ltd. | Hampton Bay | 163-527 | True |  | 3 | Yes | 2171 | 21 | 103 | 3572 | 45 | 79 | 4729 | 81 | 58 | [5 empty] | Compact Flourescent |  | Federally-Regulated Consumer Product | 10/03/2012 |  | 10/03/2012
Air Cool Industrial Co., Ltd. | Hampton Bay | 328-676 | True |  | 3 | Yes | 2076 | 16 | 130 | 3447 | 37 | 93 | 5174 | 67 | 77 | [5 empty] | Incandescent |  | Federally-Regulated Consumer Product | 09/06/2012 |  | 09/06/2012
Fanimation | Fanimation | HF6600MH | True |  | 3 | Yes | 2052 | 15 | 136 | 3470 | 32 | 108 | 5784 | 72 | 80 | [5 empty] | Incandescent |  | Federally-Regulated Consumer Product | 03/04/2013 |  | 03/07/2014
King of Fans | Hydro Delta Corp. | 54406 | True |  | 3 | Yes | 2438 | 13 | 188 | 3556 | 30 | 119 | 5201 | 63 | 83 | [5 empty] | Compact Flourescent |  | Federally-Regulated Consumer Product | 10/23/2014 |  | 12/05/2014
Fanimation | Fanimation | FP7500RSP4 | True |  | 3 | Yes | 1175 | 17 | 69 | 2501 | 24 | 104 | 2812 | 56 | 50 | [5 empty] | None |  | Federally-Regulated Consumer Product | 03/04/2013 |  | 03/07/2014
Air Cool Industrial Co., Ltd. | Hampton Bay | 795-970 | True |  | 3 | Yes | 602 | 6 | 100 | 920 | 12 | 77 | 1198 | 34 | 35 | [5 empty] | Compact Flourescent |  | Federally-Regulated Consumer Product | 10/03/2012 |  | 10/03/2012
Fanimation | Fanimation | FP320RS1 | True |  | 3 | Yes | 957 | 10 | 95 | 2944 | 38 | 77 | 4788 | 82 | 58 | [5 empty] | None |  | Federally-Regulated Consumer Product | 03/04/2013 |  | 03/07/2014
Fanimation | Fanimation | TF721TS | True |  | 3 | Yes | 4055 | 19 | 213 | 6791 | 44 | 154 | 9689 | 90 | 107 | [5 empty] | None |  | Federally-Regulated Consumer Product | 03/04/2013 |  | 03/07/2014
Fanimation | Fanimation | FP8000PW | True |  | 3 | Yes | 1939 | 12 | 162 | 3408 | 29 | 118 | 5147 | 62 | 83 | [5 empty] | Other |  | Federally-Regulated Consumer Product | 03/07/2014 |  | 03/18/2015
Fanimation | Fanimation | FP7500**P4LK | True |  | 3 | Yes | 1533 | 9 | 170 | 3106 | 24 | 129 | 5010 | 56 | 89 | [5 empty] | Other |  | Federally-Regulated Consumer Product | 05/29/2012 |  | 03/04/2013
Fanimation | Fanimation | TF710** | True |  | 3 | Yes | 4001 | 22 | 182 | 6596 | 50 | 132 | 8963 | 84 | 107 | [5 empty] | None |  | Federally-Regulated Consumer Product | 05/29/2012 |  | 03/04/2013
Fanimation | Fanimation | FP7910OB | True |  | 3 | Yes | 3197 | 16 | 200 | 4480 | 31 | 144 | 6942 | 65 | 106 | [5 empty] | None |  | Federally-Regulated Consumer Product | 03/19/2013 |  | 03/07/2014
Air Cool Industrial Co., Ltd. | Hampton Bay | 322-274 | True |  | 3 | Yes | 1768 | 13 | 136 | 3149 | 32 | 98 | 4725 | 59 | 80 | [5 empty] | Incandescent |  | Federally-Regulated Consumer Product | 09/06/2012 |  | 09/06/2012
Fanimation | Fanimation | FP4520SN | True |  | 4 | Yes | 1165 | 9 | 129 | 3291 | 34 | 97 | 4207 | 49 | 86 | [5 empty] | None |  | Federally-Regulated Consumer Product | 03/07/2014 |  | 03/18/2015
Litex Industries | Mainstays | E-CAW42FBZ5C1 | True |  | 3 | Yes | 1582 | 26 | 61 | 2668 | 31 | 86 | 3400 | 43 | 79 | [5 empty] | Incandescent |  | Federally-Regulated Consumer Product | 12/01/2011 |  | 02/10/2012
Fanim Industries | Harbor Breeze | LP8221LCH | True |  | 6 | Yes | 1902 | 4 | 476 | 3617 | 9 | 402 | 6015 | 31 | 194 | [5 empty] | None |  | Federally-Regulated Consumer Product | 03/07/2014 |  | 03/18/2015
Air Cool Industrial Co., Ltd. | Hampton Bay | 795-937 | True |  | 3 | Yes | 602 | 6 | 100 | 920 | 12 | 77 | 1198 | 34 | 35 | [5 empty] | Compact Flourescent |  | Federally-Regulated Consumer Product | 10/03/2012 |  | 10/03/2012
Air Cool Industrial Co., Ltd. | Hampton Bay | 549-742 | True |  | 3 | Yes | 1803 | 14 | 129 | 2860 | 27 | 106 | 4469 | 58 | 77 | [5 empty] | Compact Flourescent |  | Federally-Regulated Consumer Product | 10/03/2012 |  | 10/03/2012
Fanimation | Fanimation | HF6200BZ | True |  | 3 | Yes | 2052 | 15 | 137 | 3470 | 32 | 108 | 5784 | 72 | 80 | [5 empty] | Incandescent |  | Federally-Regulated Consumer Product | 03/07/2014 |  | 03/18/2015
Fanimation | Fanimation | FP4420** | True |  | 3 | Yes | 1647 | 13 | 127 | 2807 | 25 | 112 | 4565 | 55 | 83 | [5 empty] | Incandescent |  | Federally-Regulated Consumer Product | 05/29/2012 |  | 03/04/2013
Progress Lighting | Progress Lighting | P2528-* | True |  | 3 | Yes | 1306 | 13 | 100 | 2256 | 32 | 71 | 3720 | 77 | 48 | [5 empty] | Incandescent |  | Federally-Regulated Consumer Product | 04/13/2012 |  | 08/30/2013
Fanimation | Fanimation | FP8008BN | True |  | 3 | Yes | 2087 | 10 | 209 | 4068 | 32 | 127 | 5671 | 58 | 98 | [5 empty] | Compact Flourescent |  | Federally-Regulated Consumer Product | 03/07/2014 |  | 03/18/2015
Fanim Industries | Harbor Breeze | LP8300LAZ | True |  | 3 | Yes | 3544 | 17 | 207 | 5444 | 38 | 143 | 7108 | 60 | 118 | [5 empty] | None |  | Federally-Regulated Consumer Product | 10/24/2014 |  | 03/18/2015
Fanimation | Fanimation | FP7900MG | True |  | 3 | Yes | 1700 | 18 | 94 | 2800 | 36 | 77 | 4400 | 58 | 75 | [5 empty] | Incandescent |  | Federally-Regulated Consumer Product | 03/04/2013 |  | 03/07/2014
Fanimation | Fanimation | FP8095** | True |  | 3 | Yes | 1497 | 9 | 166 | 3419 | 25 | 137 | 5813 | 67 | 87 | [5 empty] | Other |  | Federally-Regulated Consumer Product | 05/29/2012 |  | 03/04/2013
Fanimation | Fanimation | FP7900BL | True |  | 3 | Yes | 1700 | 18 | 94 | 2800 | 36 | 78 | 4400 | 58 | 76 | [5 empty] | Incandescent |  | Federally-Regulated Consumer Product | 03/07/2014 |  | 03/18/2015
Fanimation | Fanimation | FP6210SN | True |  | 3 | Yes | 2505 | 15 | 167 | 3932 | 32 | 122 | 5309 | 72 | 73 | [5 empty] | Other |  | Federally-Regulated Consumer Product | 03/04/2013 |  | 03/07/2014
Fanimation | Fanimation | MAD3252OB | True |  | 6 | Yes | 2757 | 3 | 919 | 4804 | 9 | 534 | 7850 | 33 | 230 | [5 empty] | None |  | Federally-Regulated Consumer Product | 06/02/2014 |  | 03/18/2015
Air Cool Industrial Co., Ltd. | Hampton Bay | 226-408 | True |  | 3 | Yes | 1357 | 11 | 123 | 3025 | 33 | 92 | 4920 | 69 | 71 | [5 empty] | Incandescent |  | Federally-Regulated Consumer Product | 10/03/2012 |  | 10/03/2012
Fanimation | Fanimation | FP7500RSP4 | True |  | 3 | Yes | 1175 | 17 | 69 | 2501 | 24 | 104 | 2812 | 56 | 50 | [5 empty] | None |  | Federally-Regulated Consumer Product | 03/07/2014 |  | 03/18/2015
Fanimation | Fanimation | TF910WH | True |  | 3 | Yes | 1824 | 8 | 228 | 3483 | 23 | 151 | 5461 | 54 | 101 | [5 empty] | None |  | Federally-Regulated Consumer Product | 03/07/2014 |  | 03/18/2015
Air Cool Industrial Co., Ltd. | Hampton Bay | YG268-WH | True |  | 3 | Yes | 1803 | 14 | 129 | 2860 | 27 | 106 | 4469 | 58 | 77 | [5 empty] | Compact Flourescent |  | Federally-Regulated Consumer Product | 11/29/2012 |  | 11/29/2012
Hong Kong China Electric Manufacture Co., Ltd. | Harbor Breeze | 156738 | True |  | 3 | Yes | 1952 | 10 | 195 | 3697 | 31 | 119 | 4956 | 60 | 83 | [5 empty] | Incandescent |  | Federally-Regulated Consumer Product | 06/12/2012 |  | 06/12/2012
Halsey Enterprise Co., Ltd. | Minka Aire | F599-XXX | True |  | 3 | Yes | 1770 | 14 | 126 | 3577 | 38 | 94 | 6349 | 94 | 68 | [5 empty] | Incandescent |  | Federally-Regulated Consumer Product | 01/02/2013 |  | 01/09/2013
Air Cool Industrial Co., Ltd. | Hampton Bay | 246-736 | True |  | 3 | Yes | 2258 | 11 | 205 | 4385 | 40 | 110 | 6178 | 70 | 88 | [5 empty] | Compact Flourescent |  | Federally-Regulated Consumer Product | 10/03/2012 |  | 10/03/2012
Fanimation | Fanimation | HF6050MH | True |  | 3 | Yes | 2052 | 15 | 136 | 3470 | 32 | 108 | 5784 | 72 | 80 | [5 empty] | None |  | Federally-Regulated Consumer Product | 03/04/2013 |  | 03/07/2014
Fanimation | Fanimation | FP7963RS | True |  | 3 | Yes | 1844 | 11 | 168 | 3193 | 30 | 106 | 4995 | 65 | 77 | [5 empty] | Compact Flourescent |  | Federally-Regulated Consumer Product | 03/07/2014 |  | 03/18/2015
Air Cool Industrial Co., Ltd. | Hampton Bay | 550-203 | True |  | 3 | Yes | 2176 | 10 | 218 | 3824 | 29 | 132 | 5376 | 61 | 88 | [5 empty] | Compact Flourescent |  | Federally-Regulated Consumer Product | 09/06/2012 |  | 09/06/2012
Pan Air Electric Co., Ltd. | Vento | Fiore Nr.G-00029 | True |  | 3 | Yes | 1397 | 14 | 100 | 2650 | 35 | 75 | 4661 | 82 | 57 | [5 empty] | Compact Flourescent |  | Federally-Regulated Consumer Product | 12/17/2012 |  | 12/28/2012
Fanimation | Fanimation | TF710WH | True |  | 3 | Yes | 4001 | 22 | 182 | 6596 | 50 | 132 | 8963 | 84 | 107 | [5 empty] | None |  | Federally-Regulated Consumer Product | 03/07/2014 |  | 03/18/2015
Fanimation | Fanimation | FP4620SN | True |  | 4 | Yes | 1262 | 8 | 158 | 3147 | 31 | 102 | 4260 | 57 | 75 | [5 empty] | None |  | Federally-Regulated Consumer Product | 03/07/2014 |  | 03/18/2015
Air Cool Industrial Co., Ltd. | HD Supply | 269126 | True |  | 3 | Yes | 1723 | 25 | 69 | 3105 | 43 | 72 | 4654 | 64 | 73 | [5 empty] | Incandescent |  | Federally-Regulated Consumer Product | 02/17/2011 |  | 04/28/2011
Fanimation | Fanimation | HF7600** | True |  | 3 | Yes | 2052 | 15 | 137 | 3470 | 32 | 108 | 5784 | 72 | 80 | [5 empty] | Incandescent |  | Federally-Regulated Consumer Product | 05/29/2012 |  | 03/04/2013
Air Cool Industrial Co., Ltd. | Hampton Bay | B552QI-TB | True |  | 3 | Yes | 1944 | 9 | 216 | 3757 | 30 | 125 | 5302 | 61 | 87 | [5 empty] | None |  | Federally-Regulated Consumer Product | 11/29/2012 |  | 11/29/2012
Fanimation | Fanimation | FP4640OB | True |  | 3 | Yes | 1930 | 9 | 214 | 3409 | 22 | 154 | 5432 | 57 | 95 | [5 empty] | None |  | Federally-Regulated Consumer Product | 03/04/2013 |  | 03/07/2014
Fanimation | Fanimation | FP8042WH | True |  | 3 | Yes | 1951 | 12 | 163 | 2898 | 25 | 116 | 3943 | 47 | 84 | [5 empty] | None |  | Federally-Regulated Consumer Product | 03/07/2014 |  | 03/18/2015
Air Cool Industrial Co., Ltd. | Hampton Bay | 324-254 | True |  | 3 | Yes | 1602 | 10 | 160 | 3125 | 29 | 108 | 4686 | 62 | 76 | [5 empty] | Incandescent |  | Federally-Regulated Consumer Product | 09/06/2012 |  | 09/06/2012
Fanimation | Fanimation | FPD8088PW | True |  | 6 | Yes | 3108 | 5 | 622 | 4459 | 13 | 343 | 6466 | 30 | 216 | [5 empty] | Other |  | Federally-Regulated Consumer Product | 03/07/2014 |  | 03/18/2015
Hunter Fan Company | Hunter Fan Co. | 28155 |  |  |  |  | 1374 | 7 | 196 | 3563 | 33 | 108 | 7464 | 108 | 69 | [5 empty] | None |  | Non Federally-Regulated | 02/03/2006 |  | 10/19/2007
Fanimation | Fanimation | FP4620BL | True |  | 4 | Yes | 1262 | 8 | 157 | 3147 | 31 | 101 | 4260 | 57 | 74 | [5 empty] | None |  | Federally-Regulated Consumer Product | 03/04/2013 |  | 03/07/2014
Fanimation | Fanimation | HF6600** | True |  | 3 | Yes | 2052 | 15 | 137 | 3470 | 32 | 108 | 5784 | 72 | 80 | [5 empty] | Incandescent |  | Federally-Regulated Consumer Product | 05/29/2012 |  | 03/04/2013
Fanimation | Fanimation | FP320BL1 | True |  | 3 | Yes | 957 | 10 | 95 | 2944 | 38 | 77 | 4788 | 82 | 58 | [5 empty] | None |  | Federally-Regulated Consumer Product | 03/04/2013 |  | 03/07/2014
Air Cool Industrial Co., Ltd. | Home Decorators Collection | AM382A-ORB | True |  | 3 | Yes | 483 | 16 | 30 | 767 | 24 | 32 | 1063 | 56 | 19 | [5 empty] | LED |  | Federally-Regulated Consumer Product | 05/20/2015 |  | 05/29/2015
Fanimation | Fanimation | FP4320TB | True |  | 3 | Yes | 2030 | 14 | 145 | 3589 | 38 | 94 | 5413 | 72 | 75 | [5 empty] | None |  | Federally-Regulated Consumer Product | 03/04/2013 |  | 03/07/2014
Fanimation | Fanimation | FP7900** | True |  | 3 | Yes | 1700 | 18 | 94 | 2800 | 36 | 78 | 4400 | 58 | 76 | [5 empty] | Incandescent |  | Federally-Regulated Consumer Product | 05/29/2012 |  | 03/04/2013
Fanimation | Fanimation | FP7964OB | True |  | 4 | Yes | 635 | 21 | 30 | 832 | 49 | 17 | 1009 | 63 | 16 | [5 empty] | Compact Flourescent |  | Federally-Regulated Consumer Product | 03/07/2014 |  | 03/18/2015
Fanimation | Fanimation | FP8095WH | True |  | 3 | Yes | 1497 | 9 | 166 | 3419 | 25 | 137 | 5813 | 67 | 87 | [5 empty] | Other |  | Federally-Regulated Consumer Product | 03/07/2014 |  | 03/18/2015
Fanimation | Fanimation | MAD3255RS | True |  | 6 | Yes | 2477 | 5 | 495 | 4262 | 15 | 284 | 5412 | 30 | 180 | [5 empty] | None |  | Federally-Regulated Consumer Product | 03/04/2013 |  | 03/07/2014
Air Cool Industrial Co., Ltd. | Hampton Bay | 527-541 | True |  | 3 | Yes | 1908 | 14 | 136 | 3608 | 35 | 103 | 5136 | 54 | 95 | [5 empty] | None |  | Federally-Regulated Consumer Product | 10/11/2012 |  | 10/11/2012
Fanimation | Fanimation | FP825** | True |  | 3 | Yes | 2776 | 22 | 126 | 3696 | 35 | 106 | 4514 | 48 | 94 | [5 empty] | Incandescent |  | Federally-Regulated Consumer Product | 05/29/2012 |  | 03/04/2013
Landmark Enterprise, Inc. | Allen + Roth | LP7942(YG332)LBZ | True |  | 3 | Yes | 2065 | 13 | 159 | 3334 | 37 | 90 | 5054 | 65 | 78 | [5 empty] | Other |  | Federally-Regulated Consumer Product | 05/06/2013 |  | 05/30/2013
Fanimation | Fanimation | LB250VZ | True |  | 4 | Yes | 1224 | 7 | 174 | 4218 | 36 | 117 | 6471 | 73 | 88 | [5 empty] | None |  | Federally-Regulated Consumer Product | 03/04/2013 |  | 03/07/2014
Fanimation | Fanimation | FP7500RS | True |  | 3 | Yes | 1175 | 17 | 69 | 2501 | 24 | 104 | 2812 | 56 | 50 | [5 empty] | None |  | Federally-Regulated Consumer Product | 03/04/2013 |  | 03/07/2014
Fanimation | Fanimation | FPD7943OB | True |  | 6 | Yes | 2572 | 5 | 514 | 4380 | 16 | 273 | 5239 | 30 | 174 | [5 empty] | Other |  | Federally-Regulated Consumer Product | 03/04/2013 |  | 03/07/2014
Fanimation | Fanimation | FP320AB1 | True |  | 3 | Yes | 957 | 10 | 95 | 2944 | 38 | 77 | 4788 | 82 | 58 | [5 empty] | None |  | Federally-Regulated Consumer Product | 03/04/2013 |  | 03/07/2014
Fanimation | Fanimation | FP7963WM | True |  | 3 | Yes | 1844 | 11 | 168 | 3193 | 30 | 106 | 4995 | 65 | 77 | [5 empty] | Compact Flourescent |  | Federally-Regulated Consumer Product | 03/07/2014 |  | 03/18/2015
Fanimation | Fanimation | FP8000PN | True |  | 3 | Yes | 1939 | 12 | 162 | 3408 | 29 | 118 | 5147 | 62 | 83 | [5 empty] | Other |  | Federally-Regulated Consumer Product | 03/07/2014 |  | 03/18/2015
Air Cool Industrial Co., Ltd. | Hampton Bay | AM21-*** | True |  | 3 | Yes | 2003 | 14 | 143 | 3441 | 33 | 104 | 5201 | 65 | 80 | [5 empty] | Compact Flourescent |  | Federally-Regulated Consumer Product | 01/17/2014 |  | 03/14/2014
Fanimation | Fanimation | FP4620SN | True |  | 4 | Yes | 1262 | 8 | 157 | 3147 | 31 | 101 | 4260 | 57 | 74 | [5 empty] | None |  | Federally-Regulated Consumer Product | 03/04/2013 |  | 03/07/2014
Fanimation | Fanimation | TF710TS | True |  | 3 | Yes | 4001 | 22 | 182 | 6596 | 50 | 132 | 8963 | 84 | 107 | [5 empty] | None |  | Federally-Regulated Consumer Product | 03/07/2014 |  | 03/18/2015
Fanimation | Fanimation | FPD8087SN | True |  | 6 | Yes | 2635 | 4 | 659 | 4769 | 14 | 341 | 6134 | 30 | 204 | [5 empty] | LED |  | Federally-Regulated Consumer Product | 03/07/2014 |  | 03/18/2015
Air Cool Industrial Co., Ltd. | Hampton Bay | 324-386 | True |  | 3 | Yes | 1510 | 10 | 151 | 3137 | 29 | 108 | 4479 | 50 | 90 | [5 empty] | Incandescent |  | Federally-Regulated Consumer Product | 09/06/2012 |  | 09/06/2012
Fanimation | Fanimation | TF610SN | True |  | 3 | Yes | 2713 | 14 | 193 | 4926 | 40 | 123 | 7057 | 80 | 88 | [5 empty] | None |  | Federally-Regulated Consumer Product | 03/04/2013 |  | 03/07/2014
Air Cool Industrial Co., Ltd. | Hampton Bay | 227-395 | True |  | 3 | Yes | 1674 | 12 | 140 | 2799 | 30 | 93 | 3752 | 52 | 72 | [5 empty] | Incandescent |  | Federally-Regulated Consumer Product | 10/11/2012 |  | 10/11/2012
Fanimation | Fanimation | TF971OB | True |  | 3 | Yes | 4001 | 22 | 182 | 6596 | 50 | 132 | 8963 | 84 | 107 | [5 empty] | None |  | Federally-Regulated Consumer Product | 03/07/2014 |  | 03/18/2015
Air Cool Industrial Co., Ltd. | Hampton Bay | 247-925 | True |  | 3 | Yes | 1510 | 12 | 126 | 2766 | 38 | 73 | 4150 | 70 | 59 | [5 empty] | Compact Flourescent |  | Federally-Regulated Consumer Product | 10/03/2012 |  | 10/03/2012
Fanimation | Fanimation | MAD3252BN | True |  | 6 | Yes | 2757 | 3 | 919 | 4804 | 9 | 534 | 7850 | 33 | 230 | [5 empty] | None |  | Federally-Regulated Consumer Product | 06/02/2014 |  | 03/18/2015
Fanimation | Fanimation | TF971WH | True |  | 3 | Yes | 4001 | 22 | 181 | 6596 | 50 | 131 | 8963 | 84 | 106 | [5 empty] | None |  | Federally-Regulated Consumer Product | 03/04/2013 |  | 03/07/2014
Air Cool Industrial Co., Ltd. | Hampton Bay | 321-977 | True |  | 3 | Yes | 1748 | 12 | 146 | 3616 | 34 | 106 | 5420 | 66 | 82 | [5 empty] | Incandescent |  | Federally-Regulated Consumer Product | 09/06/2012 |  | 09/06/2012
Fanimation | Fanimation | FP4640** | True |  | 3 | Yes | 1930 | 9 | 214 | 3409 | 22 | 155 | 5432 | 57 | 95 | [5 empty] | None |  | Federally-Regulated Consumer Product | 05/29/2012 |  | 03/04/2013
Fanimation | Fanimation | BP210SN1 | True |  | 3 | Yes | 1744 | 10 | 174 | 3701 | 29 | 127 | 5897 | 64 | 92 | [5 empty] | Incandescent |  | Federally-Regulated Consumer Product | 03/04/2013 |  | 03/07/2014
Air Cool Industrial Co., Ltd. | Hampton Bay | 113-102 | True |  | 3 | Yes | 1812 | 12 | 151 | 3267 | 29 | 113 | 4130 | 49 | 84 | [5 empty] | None |  | Federally-Regulated Consumer Product | 10/03/2012 |  | 10/03/2012
Fanimation | Fanimation | FP8032SB | True |  | 3 | Yes | 1496 | 11 | 136 | 3529 | 37 | 95 | 5634 | 74 | 76 | [5 empty] | Other |  | Federally-Regulated Consumer Product | 03/04/2013 |  | 03/07/2014
Fanimation | Fanimation | FP4620** | True |  | 4 | Yes | 1262 | 8 | 158 | 3142 | 31 | 101 | 4260 | 57 | 75 | [5 empty] | None |  | Federally-Regulated Consumer Product | 05/29/2012 |  | 03/04/2013
Fanimation | Fanimation | TF910BL | True |  | 3 | Yes | 1824 | 8 | 228 | 3483 | 23 | 151 | 5461 | 54 | 101 | [5 empty] | None |  | Federally-Regulated Consumer Product | 03/04/2013 |  | 03/07/2014
Fanimation | Fanimation | FPD7943OB | True |  | 6 | Yes | 2572 | 5 | 514 | 4380 | 16 | 274 | 5239 | 30 | 175 | [5 empty] | Other |  | Federally-Regulated Consumer Product | 03/07/2014 |  | 03/18/2015
Air Cool Industrial Co., Ltd. | Hampton Bay | YG269-ORB | True |  | 3 | Yes | 2176 | 10 | 218 | 3824 | 29 | 132 | 5376 | 61 | 88 | [5 empty] | Compact Flourescent |  | Federally-Regulated Consumer Product | 11/29/2012 |  | 11/29/2012
Fanimation | Fanimation | FP8042OB | True |  | 3 | Yes | 1951 | 12 | 163 | 2898 | 25 | 116 | 3943 | 47 | 84 | [5 empty] | None |  | Federally-Regulated Consumer Product | 03/07/2014 |  | 03/18/2015
Fanimation | Fanimation | MAD3250AB | True |  | 6 | Yes | 2477 | 5 | 495 | 4262 | 15 | 284 | 5412 | 30 | 180 | [5 empty] | None |  | Federally-Regulated Consumer Product | 03/04/2013 |  | 03/07/2014
Fanimation | Fanimation | FP7510MW | True |  | 3 | Yes | 2217 | 14 | 158 | 3847 | 38 | 101 | 5483 | 71 | 77 | [5 empty] | None |  | Federally-Regulated Consumer Product | 03/04/2013 |  | 03/07/2014
Fanimation | Fanimation | FP4640SN | True |  | 3 | Yes | 1930 | 9 | 214 | 3409 | 22 | 154 | 5432 | 57 | 95 | [5 empty] | None |  | Federally-Regulated Consumer Product | 03/04/2013 |  | 03/07/2014
Fanimation | Fanimation | FPS7880SN | True |  | 3 | Yes | 1827 | 12 | 152 | 3296 | 29 | 114 | 5102 | 59 | 86 | [5 empty] | Compact Flourescent |  | Federally-Regulated Consumer Product | 03/07/2014 |  | 03/18/2015
Fanim Industries | Allen + Roth | LP8076LBN | True |  | 3 | Yes | 828 | 17 | 49 | 955 | 21 | 45 | 1134 | 30 | 38 | [5 empty] | Other |  | Federally-Regulated Consumer Product | 03/07/2014 |  | 03/18/2015
Fanim Industries | Allen + Roth | LP8074LAZ | True |  | 3 | Yes | 545 | 18 | 30 | 947 | 27 | 35 | 1062 | 56 | 19 | [5 empty] | Incandescent |  | Federally-Regulated Consumer Product | 03/07/2014 |  | 03/18/2015
Fanimation | Fanimation | FPD8087BA | True |  | 6 | Yes | 2635 | 4 | 659 | 4769 | 14 | 341 | 6134 | 30 | 204 | [5 empty] | LED |  | Federally-Regulated Consumer Product | 03/07/2014 |  | 03/18/2015
Fanimation | Fanimation | MAD3260AB | True |  | 6 | Yes | 2477 | 5 | 495 | 4262 | 15 | 284 | 5412 | 30 | 180 | [5 empty] | Other |  | Federally-Regulated Consumer Product | 03/07/2014 |  | 03/18/2015
Fanimation | Fanimation | MAD3260RS | True |  | 6 | Yes | 2477 | 5 | 495 | 4262 | 15 | 284 | 5412 | 30 | 180 | [5 empty] | Other |  | Federally-Regulated Consumer Product | 03/04/2013 |  | 03/07/2014
Minka Group | Minka Aire | F522-ORB/TS | True |  | 3 | Yes | 1935 | 14 | 138 | 3384 | 34 | 100 | 4682 | 67 | 70 | [5 empty] | Incandescent |  | Federally-Regulated Consumer Product | 02/08/2013 |  | 07/22/2013
Fanimation | Fanimation | FPD8148OB | True |  | 6 | Yes | 4453 | 4 | 1113 | 6682 | 10 | 668 | 10104 | 32 | 316 | [5 empty] | Compact Flourescent |  | Federally-Regulated Consumer Product | 03/07/2014 |  | 03/18/2015
Fanimation | Fanimation | FP4650DCP | True |  | 3 | Yes | 2123 | 17 | 125 | 3102 | 29 | 104 | 4436 | 57 | 78 | [5 empty] | LED |  | Federally-Regulated Consumer Product | 10/24/2014 |  | 03/18/2015
Fanim Industries | Harbor Breeze | LP8293LBN | True |  | 6 | Yes | 1751 | 2 | 876 | 3208 | 6 | 535 | 6455 | 31 | 208 | [5 empty] | Other |  | Federally-Regulated Consumer Product | 03/07/2014 |  | 03/18/2015
Fanimation | Fanimation | HF7240** | True |  | 3 | Yes | 2052 | 15 | 137 | 3470 | 32 | 108 | 5784 | 72 | 80 | [5 empty] | Incandescent |  | Federally-Regulated Consumer Product | 05/29/2012 |  | 03/04/2013
Air Cool Industrial Co., Ltd. | Hampton Bay | 324-551 | True |  | 3 | Yes | 1887 | 12 | 157 | 3675 | 35 | 105 | 5771 | 70 | 82 | [5 empty] | Other |  | Federally-Regulated Consumer Product | 09/06/2012 |  | 09/06/2012
Air Cool Industrial Co., Ltd. | Hampton Bay | 247-343 | True |  | 6 | Yes | 1612 | 4 | 403 | 3308 | 8 | 413 | 5644 | 31 | 182 | [5 empty] | Compact Flourescent |  | Federally-Regulated Consumer Product | 09/06/2012 |  | 09/06/2012
Fanimation | Fanimation | FP8095WH | True |  | 3 | Yes | 1497 | 9 | 166 | 3419 | 25 | 136 | 5813 | 67 | 86 | [5 empty] | Other |  | Federally-Regulated Consumer Product | 03/04/2013 |  | 03/07/2014
King of Fans | Hydro Delta Corp. | 60-EVO | True |  | 9 | Yes | 1881 | 1 | 1881 | 5443 | 7 | 778 | 9688 | 33 | 294 | [5 empty] | LED |  | Federally-Regulated Consumer Product | 11/20/2014 |  | 01/01/2015
Air Cool Industrial Co., Ltd. | Hampton Bay | 110-454 | True |  | 3 | Yes | 1812 | 12 | 151 | 3267 | 29 | 113 | 4130 | 49 | 84 | [5 empty] | None |  | Federally-Regulated Consumer Product | 10/03/2012 |  | 10/03/2012
Fanimation | Fanimation | FP7964BN | True |  | 3 | Yes | 851 | 21 | 41 | 832 | 49 | 17 | 1009 | 63 | 16 | [5 empty] | Compact Flourescent |  | Federally-Regulated Consumer Product | 03/07/2014 |  | 03/18/2015
Fanimation | Fanimation | HF6200MH | True |  | 3 | Yes | 2052 | 15 | 136 | 3470 | 32 | 108 | 5784 | 72 | 80 | [5 empty] | Incandescent |  | Federally-Regulated Consumer Product | 03/04/2013 |  | 03/07/2014
Fanim Industries | Harbor Breeze | LP8073LAZ | True |  | 3 | Yes | 2197 | 12 | 183 | 4109 | 35 | 117 | 5500 | 59 | 93 | [5 empty] | None |  | Federally-Regulated Consumer Product | 03/07/2014 |  | 03/18/2015
Fanimation | Fanimation | BP200OB1 | True |  | 3 | Yes | 1744 | 10 | 174 | 3701 | 29 | 127 | 5897 | 64 | 92 | [5 empty] | None |  | Federally-Regulated Consumer Product | 03/04/2013 |  | 03/07/2014
Fanimation | Fanimation | TF910SN | True |  | 3 | Yes | 1824 | 8 | 228 | 3483 | 23 | 151 | 5461 | 54 | 101 | [5 empty] | None |  | Federally-Regulated Consumer Product | 03/04/2013 |  | 03/07/2014
Air Cool Industrial Co., Ltd. | Hampton Bay | 324-848 | True |  | 3 | Yes | 2140 | 14 | 153 | 4205 | 40 | 105 | 5839 | 71 | 82 | [5 empty] | Other |  | Federally-Regulated Consumer Product | 09/06/2012 |  | 09/06/2012
Fanimation | Fanimation | FP7500RS | True |  | 3 | Yes | 1175 | 17 | 69 | 2501 | 24 | 104 | 2812 | 56 | 50 | [5 empty] | None |  | Federally-Regulated Consumer Product | 03/07/2014 |  | 03/18/2015
Air Cool Industrial Co., Ltd. | Hampton Bay | 325-475 | True |  | 3 | Yes | 1716 | 11 | 156 | 3419 | 30 | 114 | 4884 | 58 | 84 | [5 empty] | Incandescent |  | Federally-Regulated Consumer Product | 09/06/2012 |  | 09/06/2012
Fanim Industries | Harbor Breeze | LP8294LBN | True |  | 6 | Yes | 1450 | 2 | 725 | 2741 | 4 | 685 | 5719 | 17 | 336 | [5 empty] | Other |  | Federally-Regulated Consumer Product | 03/07/2014 |  | 03/18/2015
Fanimation | Fanimation | FP4320MW1 | True |  | 3 | Yes | 2030 | 14 | 145 | 3589 | 38 | 94 | 5413 | 72 | 75 | [5 empty] | None |  | Federally-Regulated Consumer Product | 03/07/2014 |  | 03/18/2015
Fanimation | Fanimation | HF7240BZ | True |  | 3 | Yes | 2052 | 15 | 136 | 3470 | 32 | 108 | 5784 | 72 | 80 | [5 empty] | Incandescent |  | Federally-Regulated Consumer Product | 03/04/2013 |  | 03/07/2014
Fanimation | Fanimation | FP8032** | True |  | 3 | Yes | 1496 | 11 | 136 | 3529 | 37 | 95 | 5634 | 74 | 76 | [5 empty] | Other |  | Federally-Regulated Consumer Product | 05/29/2012 |  | 03/04/2013
Fanimation | Fanimation | FP4420OB | True |  | 3 | Yes | 1647 | 13 | 126 | 2805 | 25 | 112 | 4565 | 55 | 83 | [5 empty] | Incandescent |  | Federally-Regulated Consumer Product | 03/04/2013 |  | 03/07/2014
Fanimation | Fanimation | FP8000OB | True |  | 3 | Yes | 1939 | 12 | 161 | 3408 | 29 | 117 | 5147 | 62 | 83 | [5 empty] | Other |  | Federally-Regulated Consumer Product | 03/04/2013 |  | 03/07/2014
Air Cool Industrial Co., Ltd. | Seasons | 269338 | True |  | 3 | Yes | 1760 | 23 | 77 | 3280 | 42 | 78 | 4300 | 63 | 68 | [5 empty] | Incandescent |  | Federally-Regulated Consumer Product | 12/27/2011 |  | 04/27/2012
Fanimation | Fanimation | HF7600DS | True |  | 3 | Yes | 2052 | 15 | 136 | 3470 | 32 | 108 | 5784 | 72 | 80 | [5 empty] | Incandescent |  | Federally-Regulated Consumer Product | 03/04/2013 |  | 03/07/2014
Air Cool Industrial Co., Ltd. | Home Decorators Collection | YG-327B(YG423-BN) | True |  | 3 | Yes | 1694 | 12 | 141 | 2775 | 25 | 111 | 3821 | 44 | 87 | [5 empty] | LED |  | Federally-Regulated Consumer Product | 08/14/2015 |  | 08/14/2015
Halsey Enterprise Co., Ltd. | Halsey | E503-WH | True |  | 6 | Yes | 1573 | 2 | 787 | 3001 | 5 | 600 | 5198 | 15 | 347 | [5 empty] | None |  | Federally-Regulated Consumer Product | 11/02/2012 |  | 11/07/2012
Fanimation | Fanimation | TF721OB | True |  | 3 | Yes | 4055 | 19 | 213 | 6791 | 44 | 154 | 9689 | 90 | 107 | [5 empty] | None |  | Federally-Regulated Consumer Product | 03/04/2013 |  | 03/07/2014
Fanimation | Fanimation | FP8011** | True |  | 3 | Yes | 2111 | 10 | 211 | 3691 | 27 | 137 | 5848 | 69 | 85 | [5 empty] | Incandescent |  | Federally-Regulated Consumer Product | 05/29/2012 |  | 03/04/2013
Fanimation | Fanimation | FP4320** | True |  | 3 | Yes | 2030 | 14 | 145 | 3589 | 38 | 94 | 5413 | 72 | 75 | [5 empty] | None |  | Federally-Regulated Consumer Product | 05/29/2012 |  | 03/04/2013
Fanimation | Fanimation | FPD8088PW-NL | True |  | 6 | Yes | 3108 | 5 | 622 | 4459 | 13 | 343 | 6466 | 30 | 216 | [5 empty] | None |  | Federally-Regulated Consumer Product | 03/07/2014 |  | 03/18/2015
Fanimation | Fanimation | FP7500AB | True |  | 3 | Yes | 1420 | 17 | 83 | 2501 | 34 | 73 | 2812 | 42 | 66 | [5 empty] | None |  | Federally-Regulated Consumer Product | 03/04/2013 |  | 03/07/2014
Air Cool Industrial Co., Ltd. | Hampton Bay | YG268-BN | True |  | 3 | Yes | 1803 | 14 | 129 | 2860 | 27 | 106 | 4469 | 58 | 77 | [5 empty] | Compact Flourescent |  | Federally-Regulated Consumer Product | 11/29/2012 |  | 11/29/2012
Pan Air Electric Co., Ltd. | Vento | Fiore Nr.K-00029 | True |  | 3 | Yes | 1397 | 14 | 100 | 2650 | 35 | 75 | 4661 | 82 | 57 | [5 empty] | Compact Flourescent |  | Federally-Regulated Consumer Product | 12/17/2012 |  | 12/28/2012
Air Cool Industrial Co., Ltd. | Hampton Bay | 247-537 | True |  | 3 | Yes | 2063 | 14 | 147 | 3967 | 37 | 107 | 5245 | 59 | 89 | [5 empty] | Incandescent |  | Federally-Regulated Consumer Product | 10/03/2012 |  | 10/03/2012
Fanimation | Fanimation | MA7500MW | True |  | 3 | Yes | 2397 | 15 | 160 | 3748 | 32 | 117 | 4649 | 46 | 101 | [5 empty] | None |  | Federally-Regulated Consumer Product | 03/19/2013 |  | 03/07/2014
Shell Electric Manufacturing (H.K.) Co., Ltd. | Home Depot | MQD42WH-GL | True |  | 3 | Yes | 1170 | 9 | 130 | 1785 | 20 | 89 | 2956 | 47 | 63 | [5 empty] | Incandescent |  | Federally-Regulated Consumer Product | 12/06/2012 |  | 01/07/2013
Air Cool Industrial Co., Ltd. | Harbor Breeze | LP8074LAZ | True |  | 3 | Yes | 938 | 18 | 52 | 1325 | 27 | 49 | 1892 | 58 | 33 | [5 empty] | Incandescent |  | Federally-Regulated Consumer Product | 02/17/2011 |  | 03/17/2011
Air Cool Industrial Co., Ltd. | Hampton Bay | YG269-WH | True |  | 3 | Yes | 2176 | 10 | 218 | 3824 | 29 | 132 | 5376 | 61 | 88 | [5 empty] | Compact Flourescent |  | Federally-Regulated Consumer Product | 11/29/2012 |  | 11/29/2012
Air Cool Industrial Co., Ltd. | Hampton Bay | 871-234 | True |  | 3 | Yes | 2216 | 18 | 123 | 3489 | 34 | 103 | 5259 | 61 | 86 | [5 empty] | Compact Flourescent |  | Federally-Regulated Consumer Product | 03/13/2013 |  | 03/13/2013
Air Cool Industrial Co., Ltd. | Hampton Bay | 176-925 | True |  | 3 | Yes | 1944 | 9 | 216 | 3757 | 30 | 125 | 5302 | 61 | 87 | [5 empty] | None |  | Federally-Regulated Consumer Product | 09/06/2012 |  | 09/06/2012
Fanimation | Fanimation | FP7900MW | True |  | 3 | Yes | 1700 | 18 | 94 | 2800 | 36 | 78 | 4400 | 58 | 76 | [5 empty] | Incandescent |  | Federally-Regulated Consumer Product | 03/07/2014 |  | 03/18/2015
Fanimation | Rejuvenation Hardware | MA7972PN | True |  | 3 | Yes | 2021 | 9 | 225 | 3323 | 23 | 144 | 5492 | 59 | 93 | [5 empty] | None |  | Federally-Regulated Consumer Product | 08/26/2014 |  | 03/18/2015
Halsey Enterprise Co., Ltd. | Halsey | E502-SL | True |  | 6 | Yes | 1349 | 2 | 675 | 3281 | 5 | 656 | 5641 | 15 | 376 | [5 empty] | None |  | Federally-Regulated Consumer Product | 11/02/2012 |  | 11/07/2012
Fanimation | Fanimation | HF6600BZ | True |  | 3 | Yes | 2052 | 15 | 136 | 3470 | 32 | 108 | 5784 | 72 | 80 | [5 empty] | Incandescent |  | Federally-Regulated Consumer Product | 03/04/2013 |  | 03/07/2014
Fanimation | Fanimation | BP220MW1 | True |  | 3 | Yes | 1744 | 10 | 174 | 3701 | 29 | 127 | 5897 | 64 | 92 | [5 empty] | Incandescent |  | Federally-Regulated Consumer Product | 03/04/2013 |  | 03/07/2014
Fanimation | Fanimation | MA7500** | True |  | 3 | Yes | 2395 | 15 | 160 | 3748 | 32 | 117 | 4649 | 46 | 101 | [5 empty] | None |  | Federally-Regulated Consumer Product | 05/29/2012 |  | 03/04/2013
Fanimation | Fanimation | FP320MW1 | True |  | 3 | Yes | 957 | 10 | 95 | 2944 | 38 | 77 | 4788 | 82 | 58 | [5 empty] | None |  | Federally-Regulated Consumer Product | 03/04/2013 |  | 03/07/2014
Air Cool Industrial Co., Ltd. | Home Decorators Collection | YG-327B(YG423-NI) | True |  | 3 | Yes | 1694 | 12 | 141 | 2775 | 25 | 111 | 3821 | 44 | 87 | [5 empty] | LED |  | Federally-Regulated Consumer Product | 08/14/2015 |  | 08/14/2015
Fanimation | Fanimation | FP320OB1 | True |  | 3 | Yes | 957 | 10 | 95 | 2944 | 38 | 77 | 4788 | 82 | 58 | [5 empty] | None |  | Federally-Regulated Consumer Product | 03/04/2013 |  | 03/07/2014
Fanimation | Fanimation | FP8000** | True |  | 3 | Yes | 1939 | 12 | 162 | 3408 | 29 | 118 | 5147 | 62 | 83 | [5 empty] | Other |  | Federally-Regulated Consumer Product | 05/29/2012 |  | 03/04/2013
Fanimation | Fanimation | FP7910MW | True |  | 3 | Yes | 3197 | 16 | 200 | 4480 | 31 | 144 | 6942 | 65 | 106 | [5 empty] | None |  | Federally-Regulated Consumer Product | 03/19/2013 |  | 03/07/2014
Air Cool Industrial Co., Ltd. | Home Decorators Collection | AL14-NI | True |  | 3 | Yes | 736 | 13 | 57 | 1025 | 18 | 57 | 1458 | 42 | 35 | [5 empty] | None |  | Federally-Regulated Consumer Product | 07/11/2013 |  | 03/16/2015
Fanimation | Fanimation | FP8008BN | True |  | 3 | Yes | 2087 | 10 | 208 | 4068 | 32 | 127 | 5671 | 58 | 97 | [5 empty] | Compact Flourescent |  | Federally-Regulated Consumer Product | 03/04/2013 |  | 03/07/2014
Fanimation | Fanimation | HF7200BZ | True |  | 3 | Yes | 2052 | 15 | 136 | 3470 | 32 | 108 | 5784 | 72 | 80 | [5 empty] | Incandescent |  | Federally-Regulated Consumer Product | 03/04/2013 |  | 03/07/2014
Fanimation | Fanimation | FP815FS | True |  | 3 | Yes | 2776 | 22 | 126 | 3696 | 35 | 105 | 4514 | 48 | 94 | [5 empty] | Incandescent |  | Federally-Regulated Consumer Product | 03/04/2013 |  | 03/07/2014
Fanimation | Fanimation | FP4320AZ1 | True |  | 3 | Yes | 2030 | 14 | 145 | 3589 | 38 | 94 | 5413 | 72 | 75 | [5 empty] | None |  | Federally-Regulated Consumer Product | 03/07/2014 |  | 03/18/2015
Air Cool Industrial Co., Ltd. | Hampton Bay | 232-906 | True |  | 3 | Yes | 1582 | 10 | 158 | 3459 | 31 | 112 | 5379 | 62 | 87 | [5 empty] | Compact Flourescent |  | Federally-Regulated Consumer Product | 09/26/2012 |  | 09/26/2012
Fanimation | Fanimation | HF6050DS | True |  | 3 | Yes | 2052 | 15 | 137 | 3470 | 32 | 108 | 5784 | 72 | 80 | [5 empty] | None |  | Federally-Regulated Consumer Product | 03/07/2014 |  | 03/18/2015
Air Cool Industrial Co., Ltd. | Hampton Bay | 165-342 | True |  | 3 | Yes | 2397 | 23 | 104 | 3886 | 48 | 81 | 5920 | 87 | 68 | [5 empty] | Compact Flourescent |  | Federally-Regulated Consumer Product | 10/03/2012 |  | 10/03/2012
Air Cool Industrial Co., Ltd. | Hampton Bay | 328-478 | True |  | 3 | Yes | 736 | 13 | 57 | 1025 | 18 | 57 | 1458 | 42 | 35 | [5 empty] | None |  | Federally-Regulated Consumer Product | 09/06/2012 |  | 09/06/2012
Air Cool Industrial Co., Ltd. | Hampton Bay | YG354 | True |  | 3 | Yes | 1929 | 11 | 175 | 3999 | 34 | 118 | 6204 | 68 | 91 | [5 empty] | LED |  | Federally-Regulated Consumer Product | 10/25/2012 |  | 10/25/2012
King of Fans | Hydro Delta Corp. | 44-WWD | True |  | 3 | Yes | 2438 | 13 | 188 | 3556 | 30 | 119 | 5201 | 63 | 83 | [5 empty] | Compact Flourescent |  | Federally-Regulated Consumer Product | 01/20/2015 |  | 01/20/2015
Fanimation | Fanimation | FP7500** | True |  | 3 | Yes | 1600 | 17 | 94 | 2501 | 34 | 74 | 2812 | 42 | 67 | [5 empty] | None |  | Federally-Regulated Consumer Product | 05/29/2012 |  | 03/04/2013
Fanimation | Fanimation | FP5220OB | True |  | 3 | Yes | 2983 | 23 | 130 | 4366 | 42 | 103 | 5732 | 66 | 86 | [5 empty] | Other |  | Federally-Regulated Consumer Product | 03/19/2013 |  | 03/07/2014
Fanimation | Fanimation | FPD8088PW-NL | True |  | 6 | Yes | 3108 | 5 | 621 | 4459 | 13 | 343 | 6466 | 30 | 215 | [5 empty] | None |  | Federally-Regulated Consumer Product | 03/04/2013 |  | 03/07/2014
Air Cool Industrial Co., Ltd. | Hampton Bay | 439-604 | True |  | 3 | Yes | 1959 | 13 | 151 | 3450 | 34 | 101 | 5196 | 66 | 79 | [5 empty] | Incandescent |  | Federally-Regulated Consumer Product | 10/11/2012 |  | 10/11/2012
Fanimation | Fanimation | FPD8089PW-NL | True |  | 6 | Yes | 5382 | 8 | 673 | 7213 | 16 | 451 | 8895 | 30 | 297 | [5 empty] | None |  | Federally-Regulated Consumer Product | 03/07/2014 |  | 03/18/2015
Air Cool Industrial Co., Ltd. | Hampton Bay | AL420-WH | True |  | 3 | Yes | 1952 | 10 | 195 | 3790 | 30 | 126 | 5408 | 65 | 83 | [5 empty] | Compact Flourescent |  | Federally-Regulated Consumer Product | 11/29/2012 |  | 06/24/2013
Fanimation | Fanimation | TF721TS | True |  | 3 | Yes | 4055 | 19 | 213 | 6791 | 44 | 154 | 9689 | 90 | 108 | [5 empty] | None |  | Federally-Regulated Consumer Product | 03/07/2014 |  | 03/18/2015
Fanim Industries | Harbor Breeze | LP8210LAZ | True |  | 6 | Yes | 1962 | 4 | 491 | 3510 | 9 | 390 | 5823 | 32 | 182 | [5 empty] | Compact Flourescent |  | Federally-Regulated Consumer Product | 03/07/2014 |  | 03/18/2015
Fanimation | Fanimation | TF721WH | True |  | 3 | Yes | 4055 | 19 | 213 | 6791 | 44 | 154 | 9689 | 90 | 108 | [5 empty] | None |  | Federally-Regulated Consumer Product | 03/07/2014 |  | 03/18/2015
King of Fans | Hydro Delta Corp. | 56-BRM | True |  | 9 | Yes | 1878 | 1 | 1878 | 5061 | 8 | 633 | 8201 | 36 | 228 | [5 empty] | Compact Flourescent |  | Federally-Regulated Consumer Product | 10/23/2014 |  | 12/05/2014
Fanimation | Fanimation | FP5220PW | True |  | 3 | Yes | 2983 | 23 | 130 | 4366 | 42 | 103 | 5732 | 66 | 86 | [5 empty] | Other |  | Federally-Regulated Consumer Product | 03/19/2013 |  | 03/07/2014
Air Cool Industrial Co., Ltd. | Hampton Bay | AM113-*** | True |  | 3 | Yes | 1767 | 12 | 147 | 3505 | 32 | 110 | 5296 | 60 | 88 | [5 empty] | Other |  | Federally-Regulated Consumer Product | 01/16/2014 |  | 03/14/2014
Hunter Fan Company | Hunter Fan Co. | 28146 |  |  |  |  | 1318 | 7 | 188 | 3415 | 31 | 110 | 6751 | 111 | 61 | [5 empty] | None |  | Non Federally-Regulated | 02/03/2006 |  | 10/19/2007
Fanimation | Fanimation | MAD3250OB | True |  | 6 | Yes | 2477 | 5 | 495 | 4262 | 15 | 284 | 5412 | 30 | 180 | [5 empty] | None |  | Federally-Regulated Consumer Product | 03/07/2014 |  | 03/18/2015
Litex Industries | Mainstays | E-CAW42MWW5C1 | True |  | 3 | Yes | 1582 | 26 | 61 | 2668 | 31 | 86 | 3400 | 43 | 79 | [5 empty] | Incandescent |  | Federally-Regulated Consumer Product | 12/01/2011 |  | 02/10/2012
Air Cool Industrial Co., Ltd. | HD Supply | 261329 | True |  | 3 | Yes | 1723 | 25 | 69 | 3105 | 43 | 72 | 4654 | 64 | 73 | [5 empty] | None |  | Federally-Regulated Consumer Product | 02/17/2011 |  | 04/28/2011
Fanimation | Fanimation | MA7500RS | True |  | 3 | Yes | 2397 | 15 | 160 | 3748 | 32 | 117 | 4649 | 46 | 101 | [5 empty] | None |  | Federally-Regulated Consumer Product | 03/19/2013 |  | 03/07/2014
Fanimation | Fanimation | FP7900MG | True |  | 3 | Yes | 1700 | 18 | 94 | 2800 | 36 | 78 | 4400 | 58 | 76 | [5 empty] | Incandescent |  | Federally-Regulated Consumer Product | 03/07/2014 |  | 03/18/2015
Fanimation | Fanimation | HF7200** | True |  | 3 | Yes | 2052 | 15 | 137 | 3470 | 32 | 108 | 5784 | 72 | 80 | [5 empty] | Incandescent |  | Federally-Regulated Consumer Product | 05/29/2012 |  | 03/04/2013
Fanimation | Fanimation | FP8050SN | True |  | 3 | Yes | 1652 | 10 | 165 | 3024 | 25 | 120 | 4295 | 46 | 93 | [5 empty] | Other |  | Federally-Regulated Consumer Product | 03/04/2013 |  | 03/07/2014
Fanimation | Fanimation | BP230SN1 | True |  | 3 | Yes | 1780 | 10 | 178 | 3687 | 29 | 127 | 5849 | 64 | 91 | [5 empty] | None |  | Federally-Regulated Consumer Product | 03/04/2013 |  | 03/07/2014
Halsey Enterprise Co., Ltd. | Minka Aire | F715-XXX | True |  | 3 | Yes | 2675 | 21 | 127 | 4768 | 50 | 95 | 7581 | 104 | 73 | [5 empty] | Incandescent |  | Federally-Regulated Consumer Product | 01/02/2013 |  | 01/09/2013
Fanimation | Fanimation | FP5620PW | True |  | 3 | Yes | 2293 | 14 | 163 | 3967 | 35 | 113 | 5529 | 62 | 89 | [5 empty] | None |  | Federally-Regulated Consumer Product | 03/04/2013 |  | 03/07/2014
Air Cool Industrial Co., Ltd. | Hampton Bay | 319-799 | True |  | 3 | Yes | 1565 | 10 | 157 | 3172 | 30 | 106 | 4755 | 61 | 78 | [5 empty] | Incandescent |  | Federally-Regulated Consumer Product | 09/06/2012 |  | 09/06/2012
Air Cool Industrial Co., Ltd. | Hampton Bay | 458-412 | True |  | 3 | Yes | 1200 | 17 | 71 | 3850 | 36 | 107 | 6500 | 63 | 103 | [5 empty] | Incandescent |  | Federally-Regulated Consumer Product | 10/03/2012 |  | 10/03/2012
Fanimation | Fanimation | HF6600DS | True |  | 3 | Yes | 2052 | 15 | 137 | 3470 | 32 | 108 | 5784 | 72 | 80 | [5 empty] | Incandescent |  | Federally-Regulated Consumer Product | 03/07/2014 |  | 03/18/2015
Fanimation | Fanimation | FPD7943MG | True |  | 6 | Yes | 2572 | 5 | 514 | 4380 | 16 | 274 | 5239 | 30 | 175 | [5 empty] | Other |  | Federally-Regulated Consumer Product | 03/07/2014 |  | 03/18/2015
Fanimation | Fanimation | TF710SN | True |  | 3 | Yes | 4001 | 22 | 181 | 6596 | 50 | 131 | 8963 | 84 | 106 | [5 empty] | None |  | Federally-Regulated Consumer Product | 03/04/2013 |  | 03/07/2014
Fanimation | Fanimation | FPH210AC | True |  | 3 | Yes | 342 | 3 | 114 | 525 | 35 | 15 | 923 | 52 | 18 | [5 empty] | None |  | Federally-Regulated Consumer Product | 03/07/2014 |  | 03/18/2015
Fanimation | Fanimation | FPD8089BA | True |  | 6 | Yes | 5382 | 8 | 673 | 7213 | 16 | 451 | 8895 | 30 | 297 | [5 empty] | Other |  | Federally-Regulated Consumer Product | 03/07/2014 |  | 03/18/2015
Fanimation | Fanimation | MAD3255** | True |  | 6 | Yes | 2477 | 5 | 495 | 4262 | 15 | 284 | 5412 | 30 | 180 | [5 empty] | None |  | Federally-Regulated Consumer Product | 05/29/2012 |  | 03/04/2013
Fanimation | Fanimation | MAD3250PW | True |  | 6 | Yes | 2477 | 5 | 495 | 4262 | 15 | 284 | 5412 | 30 | 180 | [5 empty] | None |  | Federally-Regulated Consumer Product | 03/07/2014 |  | 03/18/2015
Fanimation | Fanimation | FPS7880OB | True |  | 3 | Yes | 1827 | 12 | 152 | 3296 | 29 | 114 | 5102 | 59 | 86 | [5 empty] | Compact Flourescent |  | Federally-Regulated Consumer Product | 03/07/2014 |  | 03/18/2015
Fanimation | Fanimation | FP4650BN | True |  | 3 | Yes | 2123 | 17 | 125 | 3012 | 29 | 104 | 4436 | 57 | 78 | [5 empty] | LED |  | Federally-Regulated Consumer Product | 03/07/2014 |  | 03/18/2015
Progress Lighting | Progress Lighting | P2530-* | True |  | 3 | Yes | 1719 | 10 | 172 | 3266 | 30 | 109 | 5362 | 65 | 82 | [5 empty] | None |  | Federally-Regulated Consumer Product | 04/13/2012 |  | 08/30/2013
Fanim Industries | Harbor Breeze | LP8214LBN | True |  | 3 | Yes | 2027 | 11 | 184 | 3346 | 24 | 139 | 5071 | 62 | 82 | [5 empty] | LED |  | Federally-Regulated Consumer Product | 03/07/2014 |  | 03/18/2015
Air Cool Industrial Co., Ltd. | Hampton Bay | 248-291 | True |  | 3 | Yes | 2170 | 14 | 155 | 3190 | 40 | 80 | 4400 | 61 | 72 | [5 empty] | Compact Flourescent |  | Federally-Regulated Consumer Product | 10/11/2012 |  | 10/11/2012
Fanimation | Fanimation | HF6050BZ | True |  | 3 | Yes | 2052 | 15 | 137 | 3470 | 32 | 108 | 5784 | 72 | 80 | [5 empty] | None |  | Federally-Regulated Consumer Product | 03/07/2014 |  | 03/18/2015
Air Cool Industrial Co., Ltd. | Hampton Bay | 323-561 | True |  | 3 | Yes | 1660 | 12 | 138 | 3370 | 34 | 99 | 4858 | 60 | 81 | [5 empty] | Incandescent |  | Federally-Regulated Consumer Product | 09/06/2012 |  | 09/06/2012
Fanimation | Fanimation | FP7930PWW | True |  | 3 | Yes | 1912 | 10 | 191 | 3897 | 27 | 144 | 5831 | 60 | 97 | [5 empty] | Compact Flourescent |  | Federally-Regulated Consumer Product | 03/04/2013 |  | 03/07/2014
King of Fans | Hydro Delta Corp. | 51556 | True |  | 9 | Yes | 1878 | 1 | 1878 | 5061 | 8 | 633 | 8201 | 36 | 228 | [5 empty] | Compact Flourescent |  | Federally-Regulated Consumer Product | 10/23/2014 |  | 12/05/2014
Air Cool Industrial Co., Ltd. | Hampton Bay | YG458-*** | True |  | 3 | Yes | 1777 | 12 | 148 | 3716 | 34 | 109 | 5619 | 66 | 85 | [5 empty] | LED |  | Federally-Regulated Consumer Product | 01/16/2014 |  | 03/14/2014
Fanimation | Fanimation | FP820CH | True |  | 3 | Yes | 2776 | 22 | 126 | 3696 | 35 | 105 | 4514 | 48 | 94 | [5 empty] | None |  | Federally-Regulated Consumer Product | 03/04/2013 |  | 03/07/2014
Air Cool Industrial Co., Ltd. | Hampton Bay | 114-024 | True |  | 3 | Yes | 1582 | 10 | 158 | 3459 | 31 | 112 | 5379 | 62 | 87 | [5 empty] | Compact Flourescent |  | Federally-Regulated Consumer Product | 09/26/2012 |  | 09/26/2012
Air Cool Industrial Co., Ltd. | Hampton Bay | 167-388 | True |  | 3 | Yes | 2907 | 27 | 108 | 4854 | 59 | 82 | 5797 | 75 | 77 | [5 empty] | Incandescent |  | Federally-Regulated Consumer Product | 10/03/2012 |  | 10/03/2012
Fanimation | Fanimation | FPD8089PW | True |  | 6 | Yes | 5382 | 8 | 673 | 7213 | 16 | 451 | 8895 | 30 | 297 | [5 empty] | Other |  | Federally-Regulated Consumer Product | 03/07/2014 |  | 03/18/2015
Air Cool Industrial Co., Ltd. | Hampton Bay | 323-627 | True |  | 3 | Yes | 1602 | 10 | 160 | 3125 | 29 | 108 | 4686 | 62 | 76 | [5 empty] | Incandescent |  | Federally-Regulated Consumer Product | 09/06/2012 |  | 09/06/2012
Fanimation | Fanimation | TF971AZ | True |  | 3 | Yes | 4001 | 22 | 181 | 6596 | 50 | 131 | 8963 | 84 | 106 | [5 empty] | None |  | Federally-Regulated Consumer Product | 03/04/2013 |  | 03/07/2014
Air Cool Industrial Co., Ltd. | Hampton Bay | 172-503 | True |  | 3 | Yes | 1944 | 9 | 216 | 3757 | 30 | 125 | 5302 | 61 | 87 | [5 empty] | None |  | Federally-Regulated Consumer Product | 09/06/2012 |  | 09/06/2012
King of Fans | H. B. Smith | EF200S(P)-48 | True |  | 3 | Yes | 2050 | 10 | 205 | 3424 | 29 | 118 | 4719 | 60 | 79 | [5 empty] | Compact Flourescent |  | Federally-Regulated Consumer Product | 08/21/2014 |  | 01/01/2015
Fanimation | Fanimation | TF971** | True |  | 3 | Yes | 4001 | 22 | 182 | 6596 | 50 | 132 | 8963 | 84 | 107 | [5 empty] | None |  | Federally-Regulated Consumer Product | 05/29/2012 |  | 03/04/2013
Fanimation | Fanimation | FP4650OB | True |  | 3 | Yes | 2123 | 17 | 125 | 3012 | 29 | 104 | 4436 | 57 | 78 | [5 empty] | LED |  | Federally-Regulated Consumer Product | 03/07/2014 |  | 03/18/2015
Air Cool Industrial Co., Ltd. | HD Supply | 269108 | True |  | 3 | Yes | 1660 | 23 | 72 | 2855 | 38 | 75 | 3892 | 56 | 70 | [5 empty] | Incandescent |  | Federally-Regulated Consumer Product | 02/17/2011 |  | 04/28/2011
Fanimation | Fanimation | FPD8089PW-NL | True |  | 6 | Yes | 5382 | 8 | 672 | 7213 | 16 | 450 | 8895 | 30 | 296 | [5 empty] | None |  | Federally-Regulated Consumer Product | 03/04/2013 |  | 03/07/2014
Fanimation | Fanimation | HF6600BZ | True |  | 3 | Yes | 2052 | 15 | 137 | 3470 | 32 | 108 | 5784 | 72 | 80 | [5 empty] | Incandescent |  | Federally-Regulated Consumer Product | 03/07/2014 |  | 03/18/2015
Fanimation | Fanimation | FPD8087** | True |  | 6 | Yes | 2635 | 4 | 659 | 4769 | 14 | 341 | 6134 | 30 | 204 | [5 empty] | LED |  | Federally-Regulated Consumer Product | 05/29/2012 |  | 03/04/2013
Fanimation | Fanimation | LB270** | True |  | 4 | Yes | 1224 | 7 | 175 | 4218 | 36 | 117 | 6471 | 73 | 89 | [5 empty] | Incandescent |  | Federally-Regulated Consumer Product | 05/29/2012 |  | 03/04/2013
Air Cool Industrial Co., Ltd. | Hampton Bay | 337-721 | True |  | 3 | Yes | 1952 | 10 | 195 | 3790 | 30 | 126 | 5408 | 65 | 83 | [5 empty] | Compact Flourescent |  | Federally-Regulated Consumer Product | 09/06/2012 |  | 03/19/2014
Air Cool Industrial Co., Ltd. | Hampton Bay | 324-980 | True |  | 3 | Yes | 1915 | 13 | 147 | 3341 | 30 | 111 | 4935 | 54 | 91 | [5 empty] | LED |  | Federally-Regulated Consumer Product | 09/13/2012 |  | 09/13/2012
Halsey Enterprise Co., Ltd. | Minka Aire | F707-FLP | True |  | 3 | Yes | 1862 | 13 | 143 | 3667 | 37 | 99 | 6825 | 97 | 70 | [5 empty] | Incandescent |  | Federally-Regulated Consumer Product | 01/02/2013 |  | 01/09/2013
Fanimation | Fanimation | FPD8088** | True |  | 6 | Yes | 2386 | 4 | 597 | 4459 | 13 | 343 | 6466 | 30 | 216 | [5 empty] | Other |  | Federally-Regulated Consumer Product | 05/29/2012 |  | 03/04/2013
Fanimation | Fanimation | MAD3250BA | True |  | 6 | Yes | 2477 | 5 | 495 | 4262 | 15 | 284 | 5412 | 30 | 180 | [5 empty] | None |  | Federally-Regulated Consumer Product | 03/07/2014 |  | 03/18/2015
Air Cool Industrial Co., Ltd. | Hampton Bay | 323-396 | True |  | 3 | Yes | 2132 | 16 | 133 | 3466 | 32 | 108 | 5450 | 67 | 81 | [5 empty] | Compact Flourescent |  | Federally-Regulated Consumer Product | 09/06/2012 |  | 09/06/2012
Fanimation | Fanimation | BP200MW1 | True |  | 3 | Yes | 1744 | 10 | 174 | 3701 | 29 | 127 | 5897 | 64 | 92 | [5 empty] | None |  | Federally-Regulated Consumer Product | 03/04/2013 |  | 03/07/2014
Fanimation | Fanimation | FP7951OB | True |  | 3 | Yes | 1618 | 9 | 180 | 3725 | 29 | 128 | 6006 | 66 | 91 | [5 empty] | Other |  | Federally-Regulated Consumer Product | 03/19/2013 |  | 03/07/2014
Fanimation | Fanimation | BP220BL1 | True |  | 3 | Yes | 1744 | 10 | 174 | 3701 | 29 | 128 | 5897 | 64 | 92 | [5 empty] | Incandescent |  | Federally-Regulated Consumer Product | 10/24/2014 |  | 03/18/2015
Air Cool Industrial Co., Ltd. | Hampton Bay - Home Decorators Collection | YG354-*** | True |  | 3 | Yes | 1929 | 11 | 175 | 3999 | 34 | 118 | 6204 | 68 | 91 | [5 empty] | LED |  | Federally-Regulated Consumer Product | 03/14/2014 |  | 03/14/2014
Fanim Industries | Allen + Roth | LP8074DLAZ | True |  | 3 | Yes | 545 | 18 | 30 | 947 | 27 | 35 | 1062 | 56 | 19 | [5 empty] | Incandescent |  | Federally-Regulated Consumer Product | 03/07/2014 |  | 03/18/2015
Progress Lighting | Progress Lighting | P2513-* | True |  | 3 | Yes | 1873 | 13 | 144 | 3044 | 28 | 109 | 4763 | 58 | 82 | [5 empty] | Compact Flourescent |  | Federally-Regulated Consumer Product | 04/13/2012 |  | 08/30/2013
Air Cool Industrial Co., Ltd. | Hampton Bay | 322-109 | True |  | 3 | Yes | 1748 | 12 | 146 | 3616 | 34 | 106 | 5420 | 66 | 82 | [5 empty] | Incandescent |  | Federally-Regulated Consumer Product | 09/06/2012 |  | 09/06/2012
Fanimation | Fanimation | BP220SN1 | True |  | 3 | Yes | 1744 | 10 | 174 | 3701 | 29 | 127 | 5897 | 64 | 92 | [5 empty] | Incandescent |  | Federally-Regulated Consumer Product | 03/04/2013 |  | 03/07/2014
Fanimation | Fanimation | BP225OB1 | True |  | 3 | Yes | 1744 | 10 | 174 | 3701 | 29 | 127 | 5897 | 64 | 92 | [5 empty] | Incandescent |  | Federally-Regulated Consumer Product | 03/04/2013 |  | 03/07/2014
Fanimation | Fanimation | FP7500AB | True |  | 3 | Yes | 1420 | 17 | 84 | 2501 | 34 | 74 | 2812 | 42 | 67 | [5 empty] | None |  | Federally-Regulated Consumer Product | 03/07/2014 |  | 03/18/2015
Hunter Fan Company | Hunter Fan Co. | 28194 |  |  |  |  | 1901 | 13 | 146 | 3837 | 36 | 107 | 6589 | 84 | 78 | [5 empty] | Incandescent |  | Non Federally-Regulated | 02/03/2006 |  | 10/19/2007
Air Cool Industrial Co., Ltd. | Hampton Bay | YG419 | True |  | 3 | Yes | 2369 | 11 | 215 | 4544 | 30 | 151 | 6983 | 61 | 114 | [5 empty] | Incandescent |  | Federally-Regulated Consumer Product | 10/29/2012 |  | 05/30/2014
Air Cool Industrial Co., Ltd. | Hampton Bay | 171-348 | True |  | 3 | Yes | 1944 | 9 | 216 | 3757 | 30 | 125 | 5302 | 61 | 87 | [5 empty] | None |  | Federally-Regulated Consumer Product | 09/06/2012 |  | 09/06/2012
Hunter Fan Company | Hunter Fan Co. | 28156 |  |  |  |  | 1374 | 7 | 196 | 3563 | 33 | 108 | 7464 | 108 | 69 | [5 empty] | None |  | Non Federally-Regulated | 02/03/2006 |  | 10/19/2007
Fanimation | Fanimation | LB250VZ | True |  | 4 | Yes | 1224 | 7 | 175 | 4218 | 36 | 117 | 6471 | 73 | 89 | [5 empty] | None |  | Federally-Regulated Consumer Product | 03/07/2014 |  | 03/18/2015
Fanimation | Fanimation | MAD3255BA | True |  | 6 | Yes | 2477 | 5 | 495 | 4262 | 15 | 284 | 5412 | 30 | 180 | [5 empty] | None |  | Federally-Regulated Consumer Product | 03/04/2013 |  | 03/07/2014
Air Cool Industrial Co., Ltd. | Hampton Bay | 321-317 | True |  | 3 | Yes | 1748 | 12 | 146 | 3616 | 34 | 106 | 5420 | 66 | 82 | [5 empty] | Incandescent |  | Federally-Regulated Consumer Product | 09/06/2012 |  | 09/06/2012
Fanim Industries | Allen + Roth | LP8130LBN | True |  | 3 | Yes | 2273 | 11 | 207 | 3714 | 27 | 138 | 5795 | 64 | 91 | [5 empty] | Compact Flourescent |  | Federally-Regulated Consumer Product | 03/07/2014 |  | 03/18/2015
Air Cool Industrial Co., Ltd. | Hampton Bay | 848-883 | True |  | 3 | Yes | 2298 | 16 | 144 | 3469 | 33 | 105 | 5433 | 68 | 80 | [5 empty] | Incandescent |  | Federally-Regulated Consumer Product | 09/26/2012 |  | 09/26/2012
Air Cool Industrial Co., Ltd. | Harbor Breeze | LP8072LAZ | True |  | 3 | Yes | 1676 | 12 | 140 | 3867 | 37 | 105 | 5267 | 60 | 88 | [5 empty] | Incandescent |  | Federally-Regulated Consumer Product | 02/17/2011 |  | 03/17/2011
Fanimation | Fanimation | FP820** | True |  | 3 | Yes | 2776 | 22 | 126 | 3696 | 35 | 106 | 4514 | 48 | 94 | [5 empty] | None |  | Federally-Regulated Consumer Product | 05/29/2012 |  | 03/04/2013
Air Cool Industrial Co., Ltd. | Hampton Bay | 530-171 | True |  | 3 | Yes | 1671 | 20 | 84 | 3099 | 41 | 76 | 4071 | 63 | 65 | [5 empty] | Incandescent |  | Federally-Regulated Consumer Product | 10/03/2012 |  | 10/03/2012
Fanimation | Fanimation | FPH210BL | True |  | 3 | Yes | 342 | 3 | 114 | 525 | 35 | 15 | 923 | 52 | 18 | [5 empty] | None |  | Federally-Regulated Consumer Product | 03/07/2014 |  | 03/18/2015
Air Cool Industrial Co., Ltd. | Hampton Bay | AG806C-WH | True |  | 3 | Yes | 1449 | 11 | 132 | 2442 | 29 | 84 | 3264 | 47 | 69 | [5 empty] | Compact Flourescent |  | Federally-Regulated Consumer Product | 11/29/2012 |  | 11/29/2012
Fanimation | Fanimation | FP8042OB | True |  | 3 | Yes | 1951 | 12 | 162 | 2898 | 25 | 115 | 3943 | 47 | 83 | [5 empty] | None |  | Federally-Regulated Consumer Product | 03/04/2013 |  | 03/07/2014
Fanimation | Fanimation | FP8000OB | True |  | 3 | Yes | 1939 | 12 | 162 | 3408 | 29 | 118 | 5147 | 62 | 83 | [5 empty] | Other |  | Federally-Regulated Consumer Product | 03/07/2014 |  | 03/18/2015
Fanimation | Fanimation | HF7200BZ | True |  | 3 | Yes | 2052 | 15 | 137 | 3470 | 32 | 108 | 5784 | 72 | 80 | [5 empty] | Incandescent |  | Federally-Regulated Consumer Product | 03/07/2014 |  | 03/18/2015
Minka Group | Minka Aire | F522-WH | True |  | 3 | Yes | 1935 | 14 | 138 | 3384 | 34 | 100 | 4682 | 67 | 70 | [5 empty] | Incandescent |  | Federally-Regulated Consumer Product | 02/08/2013 |  | 07/22/2013
Air Cool Industrial Co., Ltd. | Hampton Bay | 227-462 | True |  | 3 | Yes | 1800 | 12 | 150 | 3700 | 35 | 106 | 5450 | 63 | 87 | [5 empty] | Compact Flourescent |  | Federally-Regulated Consumer Product | 10/03/2012 |  | 03/19/2014
Fanimation | Fanimation | MAD3252AB | True |  | 6 | Yes | 2757 | 3 | 919 | 4804 | 9 | 534 | 7850 | 33 | 230 | [5 empty] | None |  | Federally-Regulated Consumer Product | 06/02/2014 |  | 03/18/2015
Fanimation | Fanimation | FP5420PW | True |  | 3 | Yes | 1351 | 32 | 42 | 3108 | 28 | 111 | 5882 | 79 | 74 | [5 empty] | Other |  | Federally-Regulated Consumer Product | 03/04/2013 |  | 03/07/2014
Fanimation | Fanimation | HF6200DS | True |  | 3 | Yes | 2052 | 15 | 136 | 3470 | 32 | 108 | 5784 | 72 | 80 | [5 empty] | Incandescent |  | Federally-Regulated Consumer Product | 03/04/2013 |  | 03/07/2014
Halsey Enterprise Co., Ltd. | Minka Aire | F603-XXX | True |  | 3 | Yes | 1909 | 13 | 147 | 3665 | 36 | 102 | 6761 | 92 | 73 | [5 empty] | Incandescent |  | Federally-Regulated Consumer Product | 01/02/2013 |  | 01/09/2013
Progress Lighting | Progress Lighting | P2505-* | True |  | 3 | Yes | 1629 | 13 | 125 | 3176 | 34 | 93 | 5288 | 79 | 67 | [5 empty] | Incandescent |  | Federally-Regulated Consumer Product | 04/13/2012 |  | 08/30/2013
Fanimation | Fanimation | HF6050** | True |  | 3 | Yes | 2052 | 15 | 137 | 3470 | 32 | 108 | 5784 | 72 | 80 | [5 empty] | None |  | Federally-Regulated Consumer Product | 05/29/2012 |  | 03/04/2013
Fanimation | Fanimation | BP200SN1 | True |  | 3 | Yes | 1744 | 10 | 174 | 3701 | 29 | 127 | 5897 | 64 | 92 | [5 empty] | None |  | Federally-Regulated Consumer Product | 03/04/2013 |  | 03/07/2014
Fanimation | Fanimation | FP8011OB | True |  | 3 | Yes | 2111 | 10 | 211 | 3691 | 27 | 136 | 5848 | 69 | 84 | [5 empty] | Other |  | Federally-Regulated Consumer Product | 03/04/2013 |  | 03/07/2014
Air Cool Industrial Co., Ltd. | Hampton Bay | 640-656 | True |  | 3 | Yes | 2101 | 15 | 140 | 4244 | 40 | 106 | 5929 | 73 | 81 | [5 empty] | Compact Flourescent |  | Federally-Regulated Consumer Product | 10/03/2012 |  | 10/03/2012
Fanimation | Fanimation | FP8012OB | True |  | 3 | Yes | 1863 | 10 | 186 | 3815 | 34 | 112 | 5715 | 70 | 82 | [5 empty] | None |  | Federally-Regulated Consumer Product | 03/07/2014 |  | 03/18/2015
Fanimation | Fanimation | FP8012WH | True |  | 3 | Yes | 1863 | 10 | 186 | 3815 | 34 | 112 | 5715 | 70 | 82 | [5 empty] | None |  | Federally-Regulated Consumer Product | 03/07/2014 |  | 03/18/2015
Air Cool Industrial Co., Ltd. | Hampton Bay | 319-106 | True |  | 3 | Yes | 1740 | 12 | 145 | 3221 | 33 | 98 | 4681 | 62 | 76 | [5 empty] | Incandescent |  | Federally-Regulated Consumer Product | 09/06/2012 |  | 09/06/2012
Air Cool Industrial Co., Ltd. | Hampton Bay | 337-762 | True |  | 3 | Yes | 1952 | 10 | 195 | 3790 | 30 | 126 | 5408 | 65 | 83 | [5 empty] | Compact Flourescent |  | Federally-Regulated Consumer Product | 09/06/2012 |  | 03/19/2014
Fanimation | Fanimation | FP5420OB | True |  | 3 | Yes | 1351 | 32 | 42 | 3108 | 28 | 111 | 5882 | 79 | 74 | [5 empty] | Other |  | Federally-Regulated Consumer Product | 03/07/2014 |  | 03/18/2015
Fanimation | Fanimation | FP7500MW | True |  | 3 | Yes | 1600 | 17 | 94 | 2501 | 34 | 73 | 2812 | 42 | 66 | [5 empty] | None |  | Federally-Regulated Consumer Product | 03/04/2013 |  | 03/07/2014
Fanimation | Fanimation | FP820PW | True |  | 3 | Yes | 2776 | 22 | 126 | 3696 | 35 | 105 | 4514 | 48 | 94 | [5 empty] | None |  | Federally-Regulated Consumer Product | 03/04/2013 |  | 03/07/2014
Air Cool Industrial Co., Ltd. | Hampton Bay | B552QI-BN | True |  | 3 | Yes | 1944 | 9 | 216 | 3757 | 30 | 125 | 5302 | 61 | 87 | [5 empty] | None |  | Federally-Regulated Consumer Product | 11/29/2012 |  | 11/29/2012
Fanimation | Fanimation | TF710OB | True |  | 3 | Yes | 4001 | 22 | 182 | 6596 | 50 | 132 | 8963 | 84 | 107 | [5 empty] | None |  | Federally-Regulated Consumer Product | 03/07/2014 |  | 03/18/2015
Fanimation | Fanimation | TF610TS | True |  | 3 | Yes | 2713 | 14 | 193 | 4926 | 40 | 123 | 7057 | 80 | 88 | [5 empty] | None |  | Federally-Regulated Consumer Product | 03/04/2013 |  | 03/07/2014
Fanimation | Fanimation | BP210OB1 | True |  | 3 | Yes | 1744 | 10 | 174 | 3701 | 29 | 127 | 5897 | 64 | 92 | [5 empty] | Incandescent |  | Federally-Regulated Consumer Product | 03/04/2013 |  | 03/07/2014
Progress Lighting | Progress Lighting | P2521-* | True |  | 3 | Yes | 1667 | 10 | 167 | 3661 | 30 | 122 | 5772 | 66 | 87 | [5 empty] | None |  | Federally-Regulated Consumer Product | 04/13/2012 |  | 08/30/2013
Air Cool Industrial Co., Ltd. | Hampton Bay | 230-414 | True |  | 3 | Yes | 1628 | 13 | 125 | 3137 | 33 | 95 | 4654 | 60 | 78 | [5 empty] | Compact Flourescent |  | Federally-Regulated Consumer Product | 10/03/2012 |  | 10/03/2012
Air Cool Industrial Co., Ltd. | Hampton Bay | 527-569 | True |  | 3 | Yes | 2504 | 23 | 109 | 3757 | 43 | 87 | 5375 | 76 | 71 | [5 empty] | Incandescent |  | Federally-Regulated Consumer Product | 10/03/2012 |  | 10/03/2012
Air Cool Industrial Co., Ltd. | Harbor Breeze | LP8063LBN | True |  | 3 | Yes | 1719 | 10 | 172 | 3307 | 26 | 127 | 5543 | 56 | 99 | [5 empty] | Incandescent |  | Federally-Regulated Consumer Product | 02/17/2011 |  | 03/17/2011
Air Cool Industrial Co., Ltd. | Hampton Bay | 513-349 | True |  | 3 | Yes | 1891 | 11 | 172 | 3408 | 31 | 110 | 5020 | 55 | 91 | [5 empty] | Compact Flourescent |  | Federally-Regulated Consumer Product | 09/06/2012 |  | 09/06/2012
Fanimation | Fanimation | FPD7943MG | True |  | 6 | Yes | 2572 | 5 | 514 | 4380 | 16 | 273 | 5239 | 30 | 174 | [5 empty] | Other |  | Federally-Regulated Consumer Product | 03/04/2013 |  | 03/07/2014
Fanim Industries | Harbor Breeze | LP8078LAZ | True |  | 3 | Yes | 2029 | 12 | 169 | 3609 | 32 | 113 | 5043 | 63 | 80 | [5 empty] | Incandescent |  | Federally-Regulated Consumer Product | 03/07/2014 |  | 03/18/2015
King of Fans | Hampton Bay | 68044R | True |  | 3 | Yes | 2438 | 13 | 188 | 3556 | 30 | 119 | 5201 | 63 | 83 | [5 empty] | Compact Flourescent |  | Federally-Regulated Consumer Product | 10/23/2014 |  | 12/05/2014
Air Cool Industrial Co., Ltd. | Hampton Bay - Home Decorators Collection | YG419-*** | True |  | 3 | Yes | 2369 | 11 | 215 | 4544 | 30 | 151 | 6983 | 61 | 114 | [5 empty] | Compact Flourescent |  | Federally-Regulated Consumer Product | 05/30/2014 |  | 12/04/2014
Fanimation | Fanimation | FPD8088BA-NL | True |  | 6 | Yes | 3108 | 5 | 621 | 4459 | 13 | 343 | 6466 | 30 | 215 | [5 empty] | None |  | Federally-Regulated Consumer Product | 03/04/2013 |  | 03/07/2014
Fanim Industries | Allen + Roth | LP8075LBN | True |  | 3 | Yes | 828 | 17 | 49 | 955 | 21 | 45 | 1134 | 30 | 38 | [5 empty] | Other |  | Federally-Regulated Consumer Product | 03/07/2014 |  | 03/18/2015
Fanimation | Fanimation | FP4320TB1 | True |  | 3 | Yes | 2030 | 14 | 145 | 3589 | 38 | 94 | 5413 | 72 | 75 | [5 empty] | None |  | Federally-Regulated Consumer Product | 03/07/2014 |  | 03/18/2015
Fanimation | Fanimation | TF910** | True |  | 3 | Yes | 1824 | 8 | 228 | 3483 | 23 | 151 | 5461 | 54 | 101 | [5 empty] | None |  | Federally-Regulated Consumer Product | 05/29/2012 |  | 03/04/2013
Fanimation | Fanimation | FP7953CH | True |  | 3 | Yes | 2768 | 18 | 153 | 3977 | 31 | 128 | 5314 | 58 | 91 | [5 empty] | Incandescent |  | Federally-Regulated Consumer Product | 03/04/2013 |  | 03/07/2014
Fanimation | Fanimation | FP7954OB | True |  | 3 | Yes | 1843 | 8 | 230 | 4181 | 34 | 122 | 5803 | 59 | 98 | [5 empty] | Incandescent |  | Federally-Regulated Consumer Product | 03/04/2013 |  | 03/07/2014
Air Cool Industrial Co., Ltd. | Hampton Bay | AM113-*** | True |  | 3 | Yes | 1856 | 15 | 124 | 3634 | 37 | 98 | 4681 | 52 | 90 | [5 empty] | Other |  | Federally-Regulated Consumer Product | 10/09/2013 |  | 01/16/2014
Air Cool Industrial Co., Ltd. | Harbor Breeze | LP8013(FN543)LAB | True |  | 3 | Yes | 1514 | 20 | 76 | 2640 | 46 | 57 | 5488 | 154 | 36 | [5 empty] | None |  | Federally-Regulated Consumer Product | 02/17/2011 |  | 03/17/2011
Hunter Fan Company | Hunter Fan Co. | 28537 |  |  |  |  | 2698 | 22 | 123 | 3964 | 40 | 99 | 5904 | 83 | 71 | [5 empty] | None |  | Non Federally-Regulated | 02/03/2006 |  | 10/19/2007
Fanimation | Fanimation | HF6200BZ | True |  | 3 | Yes | 2052 | 15 | 136 | 3470 | 32 | 108 | 5784 | 72 | 80 | [5 empty] | Incandescent |  | Federally-Regulated Consumer Product | 03/04/2013 |  | 03/07/2014
Fanimation | Fanimation | HF6200** | True |  | 3 | Yes | 2052 | 15 | 137 | 3470 | 32 | 108 | 5784 | 72 | 80 | [5 empty] | Incandescent |  | Federally-Regulated Consumer Product | 05/29/2012 |  | 03/04/2013
Fanimation | Fanimation | MA7500PW | True |  | 3 | Yes | 2397 | 15 | 160 | 3748 | 32 | 117 | 4649 | 46 | 101 | [5 empty] | None |  | Federally-Regulated Consumer Product | 03/19/2013 |  | 03/07/2014
Fanimation | Fanimation | MAD3260** | True |  | 6 | Yes | 2477 | 5 | 495 | 4262 | 15 | 284 | 5412 | 30 | 180 | [5 empty] | Other |  | Federally-Regulated Consumer Product | 05/29/2012 |  | 03/04/2013
Air Cool Industrial Co., Ltd. | Hampton Bay | 184-860 | True |  | 3 | Yes | 2076 | 15 | 138 | 3720 | 37 | 101 | 4878 | 54 | 90 | [5 empty] | Compact Flourescent |  | Federally-Regulated Consumer Product | 10/03/2012 |  | 10/03/2012
Fanim Industries | Allen + Roth | LP7942LBC | True |  | 3 | Yes | 2066 | 13 | 159 | 3335 | 37 | 90 | 5055 | 65 | 78 | [5 empty] | Other |  | Federally-Regulated Consumer Product | 03/07/2014 |  | 10/24/2014
Fanimation | Fanimation | BP230*** | True |  | 3 | Yes | 1780 | 10 | 178 | 3687 | 29 | 127 | 5849 | 64 | 91 | [5 empty] | None |  | Federally-Regulated Consumer Product | 05/29/2012 |  | 03/04/2013
Halsey Enterprise Co., Ltd. | Halsey | E503-SL | True |  | 6 | Yes | 1573 | 2 | 787 | 3001 | 5 | 600 | 5198 | 15 | 347 | [5 empty] | None |  | Federally-Regulated Consumer Product | 11/02/2012 |  | 11/07/2012
Fanimation | Fanimation | FP7410OB | True |  | 3 | Yes | 2257 | 14 | 161 | 3867 | 31 | 124 | 5129 | 49 | 104 | [5 empty] | None |  | Federally-Regulated Consumer Product | 03/04/2013 |  | 03/07/2014
Minka Group | Minka Aire | F522-BN | True |  | 3 | Yes | 1935 | 14 | 138 | 3384 | 34 | 100 | 4682 | 67 | 70 | [5 empty] | Incandescent |  | Federally-Regulated Consumer Product | 02/08/2013 |  | 07/22/2013
Fanimation | Fanimation | MAD3250RS | True |  | 6 | Yes | 2477 | 5 | 495 | 4262 | 15 | 284 | 5412 | 30 | 180 | [5 empty] | None |  | Federally-Regulated Consumer Product | 03/07/2014 |  | 03/18/2015
Fanimation | Fanimation | FPS7967BN | True |  | 3 | Yes | 2096 | 9 | 233 | 3844 | 32 | 120 | 5509 | 48 | 115 | [5 empty] | Other |  | Federally-Regulated Consumer Product | 03/07/2014 |  | 03/18/2015
Fanimation | Fanimation | TF910BL | True |  | 3 | Yes | 1824 | 8 | 228 | 3483 | 23 | 151 | 5461 | 54 | 101 | [5 empty] | None |  | Federally-Regulated Consumer Product | 03/07/2014 |  | 03/18/2015
Air Cool Industrial Co., Ltd. | Hampton Bay | 149-155 | True |  | 3 | Yes | 2936 | 27 | 109 | 5015 | 58 | 86 | 7227 | 82 | 88 | [5 empty] | Compact Flourescent |  | Federally-Regulated Consumer Product | 10/11/2012 |  | 10/11/2012
Fanimation | Fanimation | FP4320LT | True |  | 3 | Yes | 2030 | 14 | 145 | 3589 | 38 | 94 | 5413 | 72 | 75 | [5 empty] | None |  | Federally-Regulated Consumer Product | 03/04/2013 |  | 03/07/2014
Air Cool Industrial Co., Ltd. | Hampton Bay | 229-372 | True |  | 3 | Yes | 1628 | 13 | 125 | 3137 | 33 | 95 | 4654 | 60 | 78 | [5 empty] | Compact Flourescent |  | Federally-Regulated Consumer Product | 10/03/2012 |  | 10/03/2012
Pan Air Electric Co., Ltd. | Vento | Fiore Nr.J-00064 | True |  | 3 | Yes | 1397 | 14 | 100 | 2650 | 35 | 75 | 4661 | 82 | 57 | [5 empty] | Compact Flourescent |  | Federally-Regulated Consumer Product | 12/17/2012 |  | 12/28/2012
Air Cool Industrial Co., Ltd. | Hampton Bay | AL14-NI | True |  | 3 | Yes | 736 | 13 | 57 | 1025 | 18 | 57 | 1458 | 42 | 35 | [5 empty] | None |  | Federally-Regulated Consumer Product | 11/29/2012 |  | 03/16/2015
Fanimation | Fanimation | FP815** | True |  | 3 | Yes | 2776 | 22 | 126 | 3696 | 35 | 106 | 4514 | 48 | 94 | [5 empty] | Incandescent |  | Federally-Regulated Consumer Product | 05/29/2012 |  | 03/04/2013
Fanimation | Fanimation | TF710TS | True |  | 3 | Yes | 4001 | 22 | 181 | 6596 | 50 | 131 | 8963 | 84 | 106 | [5 empty] | None |  | Federally-Regulated Consumer Product | 03/04/2013 |  | 03/07/2014
Fanimation | Fanimation | FP8026OB | True |  | 3 | Yes | 1306 | 47 | 28 | 1914 | 25 | 77 | 3151 | 14 | 225 | [5 empty] | None |  | Federally-Regulated Consumer Product | 03/07/2014 |  | 03/18/2015
Madison Avenue Lighting & Fan Co. | Home Decorative Collection | 14417 | True |  | 3 | Yes | 2227 | 12 | 186 | 3587 | 30 | 120 | 5912 | 67 | 88 | [5 empty] | Other |  | Federally-Regulated Consumer Product | 04/01/2014 |  | 04/02/2014
Fanimation | Fanimation | FP5420** | True |  | 3 | Yes | 1351 | 32 | 42 | 3108 | 28 | 111 | 5882 | 79 | 74 | [5 empty] | Incandescent |  | Federally-Regulated Consumer Product | 05/29/2012 |  | 03/04/2013
Fanimation | Fanimation | FP7500RSP4LK | True |  | 3 | Yes | 1175 | 17 | 69 | 2501 | 24 | 104 | 2812 | 56 | 50 | [5 empty] | Other |  | Federally-Regulated Consumer Product | 03/07/2014 |  | 03/18/2015
Fanimation | Fanimation | FP4630SN | True |  | 4 | Yes | 1262 | 8 | 157 | 3142 | 31 | 101 | 4260 | 57 | 74 | [5 empty] | None |  | Federally-Regulated Consumer Product | 03/04/2013 |  | 03/07/2014
Air Cool Industrial Co., Ltd. | Hampton Bay | 871-102 | True |  | 3 | Yes | 2132 | 16 | 133 | 3466 | 32 | 108 | 5450 | 67 | 81 | [5 empty] | Compact Flourescent |  | Federally-Regulated Consumer Product | 09/06/2012 |  | 09/06/2012
Fanimation | Fanimation | TF971SN | True |  | 3 | Yes | 4001 | 22 | 181 | 6596 | 50 | 131 | 8963 | 84 | 106 | [5 empty] | None |  | Federally-Regulated Consumer Product | 03/04/2013 |  | 03/07/2014
Fanimation | Fanimation | FP5220** | True |  | 3 | Yes | 2983 | 23 | 130 | 4366 | 42 | 104 | 5732 | 66 | 87 | [5 empty] | Other |  | Federally-Regulated Consumer Product | 05/29/2012 |  | 03/04/2013
Shell Electric Manufacturing (H.K.) Co., Ltd. | Home Depot | HLC52V-**-3LC161 | True |  | 3 | Yes | 1625 | 10 | 163 | 3062 | 27 | 113 | 4480 | 53 | 85 | [5 empty] | Incandescent |  | Federally-Regulated Consumer Product | 01/09/2013 |  | 01/15/2013
Fanimation | Fanimation | FP4620BL | True |  | 4 | Yes | 1262 | 8 | 158 | 3147 | 31 | 102 | 4260 | 57 | 75 | [5 empty] | None |  | Federally-Regulated Consumer Product | 03/07/2014 |  | 03/18/2015
Air Cool Industrial Co., Ltd. | Hampton Bay | AL420-ORB | True |  | 3 | Yes | 1952 | 10 | 195 | 3790 | 30 | 126 | 5408 | 65 | 83 | [5 empty] | Compact Flourescent |  | Federally-Regulated Consumer Product | 11/29/2012 |  | 06/24/2013
Fanim Industries | Harbor Breeze | LP8300SLAZ | True |  | 3 | Yes | 3544 | 17 | 207 | 5444 | 38 | 143 | 7108 | 60 | 118 | [5 empty] | None |  | Federally-Regulated Consumer Product | 10/24/2014 |  | 03/18/2015
Fanimation | Fanimation | BP220OB1 | True |  | 3 | Yes | 1744 | 10 | 174 | 3701 | 29 | 127 | 5897 | 64 | 92 | [5 empty] | Incandescent |  | Federally-Regulated Consumer Product | 03/04/2013 |  | 03/07/2014
Fanimation | Fanimation | FP7410AB | True |  | 3 | Yes | 2257 | 14 | 161 | 3101 | 31 | 100 | 4240 | 50 | 84 | [5 empty] | None |  | Federally-Regulated Consumer Product | 03/04/2013 |  | 03/07/2014
Fanimation | Fanimation | HF6050BZ | True |  | 3 | Yes | 2052 | 15 | 136 | 3470 | 32 | 108 | 5784 | 72 | 80 | [5 empty] | None |  | Federally-Regulated Consumer Product | 03/04/2013 |  | 03/07/2014
Fanimation | Fanimation | MAD3260BA | True |  | 6 | Yes | 2477 | 5 | 495 | 4262 | 15 | 284 | 5412 | 30 | 180 | [5 empty] | Other |  | Federally-Regulated Consumer Product | 03/04/2013 |  | 03/07/2014
Air Cool Industrial Co., Ltd. | Hampton Bay | 337-293 | True |  | 3 | Yes | 1952 | 10 | 195 | 3790 | 30 | 126 | 5408 | 65 | 83 | [5 empty] | Compact Flourescent |  | Federally-Regulated Consumer Product | 09/06/2012 |  | 03/19/2014
Air Cool Industrial Co., Ltd. | Home Decorators Collection | YG491 | True |  | 6 | Yes | 2658 | 3 | 886 | 5413 | 8 | 677 | 9376 | 32 | 293 | [5 empty] | None |  | Federally-Regulated Consumer Product | 12/04/2014 |  | 09/16/2015
Fanimation | Fanimation | TF610TS | True |  | 3 | Yes | 2713 | 14 | 194 | 4926 | 40 | 123 | 7057 | 80 | 88 | [5 empty] | None |  | Federally-Regulated Consumer Product | 03/07/2014 |  | 03/18/2015
Air Cool Industrial Co., Ltd. | Hampton Bay | 324-617 | True |  | 3 | Yes | 2047 | 15 | 136 | 3150 | 30 | 105 | 4548 | 53 | 86 | [5 empty] | Other |  | Federally-Regulated Consumer Product | 09/06/2012 |  | 09/06/2012
Fanimation | Fanimation | FP8032SB | True |  | 3 | Yes | 1496 | 11 | 136 | 3529 | 37 | 95 | 5634 | 74 | 76 | [5 empty] | Other |  | Federally-Regulated Consumer Product | 03/07/2014 |  | 03/18/2015
Fanimation | Fanimation | FP8012** | True |  | 3 | Yes | 1863 | 10 | 186 | 3815 | 34 | 112 | 5715 | 70 | 82 | [5 empty] | None |  | Federally-Regulated Consumer Product | 05/29/2012 |  | 03/04/2013
Air Cool Industrial Co., Ltd. | Hampton Bay | 247-883 | True |  | 3 | Yes | 1510 | 12 | 126 | 2766 | 38 | 73 | 4150 | 70 | 59 | [5 empty] | Compact Flourescent |  | Federally-Regulated Consumer Product | 10/03/2012 |  | 10/03/2012
Fanimation | Fanimation | FP5620OB | True |  | 3 | Yes | 2293 | 14 | 163 | 3967 | 35 | 113 | 5529 | 62 | 89 | [5 empty] | None |  | Federally-Regulated Consumer Product | 03/04/2013 |  | 03/07/2014
Air Cool Industrial Co., Ltd. | HD Supply | 269440 | True |  | 3 | Yes | 775 | 19 | 41 | 2000 | 31 | 65 | 3020 | 48 | 63 | [5 empty] | Incandescent |  | Federally-Regulated Consumer Product | 12/27/2011 |  | 05/01/2012
Air Cool Industrial Co., Ltd. | Hampton Bay | 166-662 | True |  | 3 | Yes | 2874 | 24 | 120 | 4641 | 53 | 88 | 6114 | 81 | 75 | [5 empty] | Incandescent |  | Federally-Regulated Consumer Product | 10/03/2012 |  | 10/03/2012
Fanimation | Fanimation | FP8000PW | True |  | 3 | Yes | 1939 | 12 | 161 | 3408 | 29 | 117 | 5147 | 62 | 83 | [5 empty] | Other |  | Federally-Regulated Consumer Product | 03/04/2013 |  | 03/07/2014
Fanimation | Fanimation | FP7510MW | True |  | 3 | Yes | 2217 | 14 | 158 | 3847 | 38 | 101 | 5483 | 71 | 77 | [5 empty] | None |  | Federally-Regulated Consumer Product | 03/07/2014 |  | 03/18/2015
Fanimation | Fanimation | FP8009** | True |  | 3 | Yes | 2216 | 10 | 222 | 3710 | 27 | 137 | 5718 | 69 | 83 | [5 empty] | None |  | Federally-Regulated Consumer Product | 05/29/2012 |  | 03/04/2013
Fanim Industries | Harbor Breeze | LP8293LAZ | True |  | 6 | Yes | 1751 | 2 | 876 | 3208 | 6 | 535 | 6455 | 31 | 208 | [5 empty] | Other |  | Federally-Regulated Consumer Product | 03/07/2014 |  | 03/18/2015
Fanimation | Fanimation | HF6050DS | True |  | 3 | Yes | 2052 | 15 | 136 | 3470 | 32 | 108 | 5784 | 72 | 80 | [5 empty] | None |  | Federally-Regulated Consumer Product | 03/04/2013 |  | 03/07/2014
Air Cool Industrial Co., Ltd. | Hampton Bay | 325-574 | True |  | 3 | Yes | 1732 | 11 | 157 | 3442 | 31 | 111 | 5092 | 60 | 85 | [5 empty] | None |  | Federally-Regulated Consumer Product | 09/06/2012 |  | 09/06/2012
Fanimation | Fanimation | FP8016OB | True |  | 3 | Yes | 1863 | 10 | 186 | 3815 | 34 | 112 | 5715 | 70 | 81 | [5 empty] | Other |  | Federally-Regulated Consumer Product | 03/04/2013 |  | 03/07/2014
Fanimation | Fanimation | FP7900BL | True |  | 3 | Yes | 1700 | 18 | 94 | 2800 | 36 | 77 | 4400 | 58 | 75 | [5 empty] | Incandescent |  | Federally-Regulated Consumer Product | 03/04/2013 |  | 03/07/2014
Fanimation | Fanimation | TF910WH | True |  | 3 | Yes | 1824 | 8 | 228 | 3483 | 23 | 151 | 5461 | 54 | 101 | [5 empty] | None |  | Federally-Regulated Consumer Product | 03/04/2013 |  | 03/07/2014
Hunter Fan Company | Hunter Fan Co. | 28535 |  |  |  |  | 1430 | 7 | 204 | 4346 | 42 | 103 | 5836 | 70 | 83 | [5 empty] | None |  | Non Federally-Regulated | 02/03/2006 |  | 10/19/2007
Fanimation | Fanimation | HF7240BZ | True |  | 3 | Yes | 2052 | 15 | 137 | 3470 | 32 | 108 | 5784 | 72 | 80 | [5 empty] | Incandescent |  | Federally-Regulated Consumer Product | 03/07/2014 |  | 03/18/2015
Air Cool Industrial Co., Ltd. | Hampton Bay | 529-751 | True |  | 3 | Yes | 2800 | 20 | 140 | 3700 | 32 | 116 | 5100 | 47 | 109 | [5 empty] | Other |  | Federally-Regulated Consumer Product | 10/11/2012 |  | 10/11/2012
Air Cool Industrial Co., Ltd. | Hampton Bay - Home Decorators Collection | YG458-*** | True |  | 3 | Yes | 1777 | 12 | 148 | 3716 | 34 | 109 | 5619 | 66 | 85 | [5 empty] | LED |  | Federally-Regulated Consumer Product | 03/14/2014 |  | 03/14/2014
Fanimation | Fanimation | BP210*** | True |  | 3 | Yes | 1744 | 10 | 174 | 3701 | 29 | 128 | 5897 | 64 | 92 | [5 empty] | None |  | Federally-Regulated Consumer Product | 05/29/2012 |  | 03/04/2013
King of Fans | Hydro Delta Corp. | 54402 | True |  | 3 | Yes | 2438 | 13 | 188 | 3556 | 30 | 119 | 5201 | 63 | 83 | [5 empty] | Compact Flourescent |  | Federally-Regulated Consumer Product | 10/23/2014 |  | 12/05/2014
Fanimation | Fanimation | MAD3255RS | True |  | 6 | Yes | 2477 | 5 | 495 | 4262 | 15 | 284 | 5412 | 30 | 180 | [5 empty] | None |  | Federally-Regulated Consumer Product | 03/07/2014 |  | 03/18/2015
Fanimation | Fanimation | MAD3250PW | True |  | 6 | Yes | 2477 | 5 | 495 | 4262 | 15 | 284 | 5412 | 30 | 180 | [5 empty] | None |  | Federally-Regulated Consumer Product | 03/04/2013 |  | 03/07/2014
Fanimation | Fanimation | HF7600DS | True |  | 3 | Yes | 2052 | 15 | 137 | 3470 | 32 | 108 | 5784 | 72 | 80 | [5 empty] | Incandescent |  | Federally-Regulated Consumer Product | 03/07/2014 |  | 03/18/2015
Air Cool Industrial Co., Ltd. | Hampton Bay | 324-683 | True |  | 3 | Yes | 2047 | 15 | 136 | 3150 | 30 | 105 | 4548 | 53 | 86 | [5 empty] | Other |  | Federally-Regulated Consumer Product | 09/06/2012 |  | 09/06/2012
Fanimation | Fanimation | FP7910BN | True |  | 3 | Yes | 3197 | 16 | 200 | 4480 | 31 | 144 | 6942 | 65 | 106 | [5 empty] | None |  | Federally-Regulated Consumer Product | 03/19/2013 |  | 03/07/2014
Fanimation | Fanimation | MAD3260SN | True |  | 6 | Yes | 2477 | 5 | 495 | 4262 | 15 | 284 | 5412 | 30 | 180 | [5 empty] | Other |  | Federally-Regulated Consumer Product | 03/07/2014 |  | 03/18/2015
Air Cool Industrial Co., Ltd. | Hampton Bay | B552QI-WH | True |  | 3 | Yes | 1944 | 9 | 216 | 3757 | 30 | 125 | 5302 | 61 | 87 | [5 empty] | None |  | Federally-Regulated Consumer Product | 11/29/2012 |  | 11/29/2012
Fanimation | Fanimation | FP4520OB | True |  | 4 | Yes | 1165 | 9 | 129 | 3291 | 34 | 97 | 4207 | 49 | 86 | [5 empty] | None |  | Federally-Regulated Consumer Product | 03/07/2014 |  | 03/18/2015
Fanimation | Fanimation | BP230MW1 | True |  | 3 | Yes | 1780 | 10 | 178 | 3687 | 29 | 127 | 5849 | 64 | 91 | [5 empty] | None |  | Federally-Regulated Consumer Product | 03/04/2013 |  | 03/07/2014
Fanimation | Fanimation | HF6600DS | True |  | 3 | Yes | 2052 | 15 | 136 | 3470 | 32 | 108 | 5784 | 72 | 80 | [5 empty] | Incandescent |  | Federally-Regulated Consumer Product | 03/04/2013 |  | 03/07/2014
Fanimation | Fanimation | FP320PW1 | True |  | 3 | Yes | 957 | 10 | 95 | 2944 | 38 | 77 | 4788 | 82 | 58 | [5 empty] | None |  | Federally-Regulated Consumer Product | 03/04/2013 |  | 03/07/2014
Air Cool Industrial Co., Ltd. | HD Supply | 269129 | True |  | 3 | Yes | 2209 | 29 | 76 | 3714 | 49 | 75 | 4723 | 64 | 74 | [5 empty] | Incandescent |  | Federally-Regulated Consumer Product | 02/17/2011 |  | 04/28/2011
Air Cool Industrial Co., Ltd. | Hampton Bay | 320-525 | True |  | 3 | Yes | 1565 | 10 | 157 | 3172 | 30 | 106 | 4755 | 61 | 78 | [5 empty] | Incandescent |  | Federally-Regulated Consumer Product | 09/06/2012 |  | 09/06/2012
Shell Electric Manufacturing (H.K.) Co., Ltd. | Home Depot | HL42QVWH-LC | True |  | 3 | Yes | 1416 | 17 | 83 | 2011 | 31 | 65 | 3075 | 54 | 57 | [5 empty] | Incandescent |  | Federally-Regulated Consumer Product | 12/18/2012 |  | 01/07/2013
Fanimation | Fanimation | BP230OB1 | True |  | 3 | Yes | 1780 | 10 | 178 | 3687 | 29 | 127 | 5849 | 64 | 91 | [5 empty] | None |  | Federally-Regulated Consumer Product | 03/04/2013 |  | 03/07/2014
Air Cool Industrial Co., Ltd. | Harbor Breeze | LP8004(FN533)LBN | True |  | 3 | Yes | 2354 | 16 | 147 | 3506 | 30 | 117 | 4995 | 52 | 96 | [5 empty] | Incandescent |  | Federally-Regulated Consumer Product | 02/17/2011 |  | 03/17/2011
Fanimation | Fanimation | FP7500OBP4 | True |  | 3 | Yes | 1600 | 17 | 94 | 2501 | 24 | 104 | 2812 | 56 | 50 | [5 empty] | None |  | Federally-Regulated Consumer Product | 03/04/2013 |  | 03/07/2014
Fanimation | Fanimation | FPD8087SN | True |  | 6 | Yes | 2635 | 4 | 658 | 4769 | 14 | 340 | 6134 | 30 | 204 | [5 empty] | LED |  | Federally-Regulated Consumer Product | 03/04/2013 |  | 03/07/2014
Fanimation | Fanimation | FP5420MW | True |  | 3 | Yes | 1351 | 32 | 42 | 3108 | 28 | 111 | 5882 | 79 | 74 | [5 empty] | Other |  | Federally-Regulated Consumer Product | 03/04/2013 |  | 03/07/2014
Air Cool Industrial Co., Ltd. | Hampton Bay - Home Decorators Collection | YG352-3-*** | True |  | 3 | Yes | 1915 | 13 | 147 | 3341 | 30 | 111 | 4935 | 54 | 91 | [5 empty] | LED |  | Federally-Regulated Consumer Product | 03/14/2014 |  | 03/14/2014
Fanimation | Fanimation | FP4520** | True |  | 4 | Yes | 1165 | 9 | 129 | 3291 | 34 | 97 | 4207 | 49 | 86 | [5 empty] | None |  | Federally-Regulated Consumer Product | 05/29/2012 |  | 03/04/2013
Air Cool Industrial Co., Ltd. | HD Supply | 269425 | True |  | 3 | Yes | 1660 | 19 | 87 | 2855 | 32 | 89 | 3892 | 46 | 85 | [5 empty] | Incandescent |  | Federally-Regulated Consumer Product | 02/17/2011 |  | 04/28/2011
Fanimation | Fanimation | FPS7967MW | True |  | 3 | Yes | 2096 | 9 | 233 | 3844 | 32 | 120 | 5509 | 48 | 115 | [5 empty] | Other |  | Federally-Regulated Consumer Product | 03/07/2014 |  | 03/18/2015
Air Cool Industrial Co., Ltd. | Hampton Bay | 226-049 | True |  | 3 | Yes | 1357 | 11 | 123 | 3025 | 33 | 92 | 4920 | 69 | 71 | [5 empty] | Incandescent |  | Federally-Regulated Consumer Product | 10/03/2012 |  | 10/03/2012
Fanimation | Fanimation | MAD3260OB | True |  | 6 | Yes | 2477 | 5 | 495 | 4262 | 15 | 284 | 5412 | 30 | 180 | [5 empty] | Other |  | Federally-Regulated Consumer Product | 03/07/2014 |  | 03/18/2015
Air Cool Industrial Co., Ltd. | Hampton Bay | B552QI-ORB | True |  | 3 | Yes | 1944 | 9 | 216 | 3757 | 30 | 125 | 5302 | 61 | 87 | [5 empty] | None |  | Federally-Regulated Consumer Product | 11/29/2012 |  | 11/29/2012
Air Cool Industrial Co., Ltd. | Hampton Bay | 233-967 | True |  | 3 | Yes | 1812 | 12 | 151 | 3267 | 29 | 113 | 4130 | 49 | 84 | [5 empty] | None |  | Federally-Regulated Consumer Product | 10/03/2012 |  | 10/03/2012
Fanimation | Fanimation | FP4620PN | True |  | 4 | Yes | 1262 | 8 | 157 | 3142 | 31 | 101 | 4260 | 57 | 74 | [5 empty] | None |  | Federally-Regulated Consumer Product | 03/04/2013 |  | 03/07/2014
Fanimation | Fanimation | FP2120WA | True |  | 3 | Yes | 1693 | 11 | 153 | 3208 | 22 | 145 | 5796 | 51 | 113 | [5 empty] | Other |  | Federally-Regulated Consumer Product | 03/04/2013 |  | 03/07/2014
Fanimation | Fanimation | FP8012WH | True |  | 3 | Yes | 1863 | 10 | 186 | 3815 | 34 | 112 | 5715 | 70 | 81 | [5 empty] | None |  | Federally-Regulated Consumer Product | 03/04/2013 |  | 03/07/2014
Fanimation | Fanimation | FP815FS | True |  | 3 | Yes | 2776 | 22 | 126 | 3696 | 35 | 106 | 4514 | 48 | 94 | [5 empty] | Incandescent |  | Federally-Regulated Consumer Product | 03/07/2014 |  | 03/18/2015
Fanimation | Fanimation | FP4630SN | True |  | 4 | Yes | 1262 | 8 | 158 | 3142 | 31 | 101 | 4260 | 57 | 75 | [5 empty] | None |  | Federally-Regulated Consumer Product | 03/07/2014 |  | 03/18/2015
Fanimation | Fanimation | BP220*** | True |  | 3 | Yes | 1744 | 10 | 174 | 3701 | 29 | 128 | 5897 | 64 | 92 | [5 empty] | None |  | Federally-Regulated Consumer Product | 05/29/2012 |  | 03/04/2013
Fanimation | Fanimation | FP810AM | True |  | 3 | Yes | 2776 | 22 | 126 | 3696 | 35 | 105 | 4514 | 48 | 94 | [5 empty] | Incandescent |  | Federally-Regulated Consumer Product | 03/04/2013 |  | 03/07/2014
Fanimation | Fanimation | FP4640OB | True |  | 3 | Yes | 1930 | 9 | 214 | 3409 | 22 | 155 | 5432 | 57 | 95 | [5 empty] | None |  | Federally-Regulated Consumer Product | 03/07/2014 |  | 03/18/2015
Air Cool Industrial Co., Ltd. | Hampton Bay | 468-282 | True |  | 3 | Yes | 1803 | 14 | 129 | 2860 | 27 | 106 | 4469 | 58 | 77 | [5 empty] | Compact Flourescent |  | Federally-Regulated Consumer Product | 10/03/2012 |  | 10/03/2012
Fanimation | Fanimation | FP8008** | True |  | 3 | Yes | 2087 | 10 | 209 | 4068 | 32 | 127 | 5671 | 58 | 98 | [5 empty] | Compact Flourescent |  | Federally-Regulated Consumer Product | 05/29/2012 |  | 03/04/2013
Air Cool Industrial Co., Ltd. | Home Decorators Collection | AL14-TB | True |  | 3 | Yes | 736 | 13 | 57 | 1025 | 18 | 57 | 1458 | 42 | 35 | [5 empty] | None |  | Federally-Regulated Consumer Product | 07/11/2013 |  | 03/16/2015
Fanimation | Fanimation | FP7500OBP4LK | True |  | 3 | Yes | 1600 | 17 | 94 | 2501 | 24 | 104 | 2812 | 56 | 50 | [5 empty] | Other |  | Federally-Regulated Consumer Product | 03/07/2014 |  | 03/18/2015
Fanimation | Fanimation | FP8095PW | True |  | 3 | Yes | 1497 | 9 | 166 | 3419 | 25 | 137 | 5813 | 67 | 87 | [5 empty] | Other |  | Federally-Regulated Consumer Product | 03/07/2014 |  | 03/18/2015
Air Cool Industrial Co., Ltd. | Hampton Bay | YG423-*** | True |  | 3 | Yes | 1694 | 12 | 141 | 2775 | 25 | 111 | 3821 | 44 | 87 | [5 empty] | LED |  | Federally-Regulated Consumer Product | 01/27/2014 |  | 03/14/2014
Fanimation | Fanimation | FP6210OB | True |  | 3 | Yes | 2505 | 15 | 167 | 3932 | 32 | 122 | 5309 | 72 | 73 | [5 empty] | Other |  | Federally-Regulated Consumer Product | 03/04/2013 |  | 03/07/2014
Air Cool Industrial Co., Ltd. | Hampton Bay | 247-926 | True |  | 3 | Yes | 1510 | 12 | 126 | 2766 | 38 | 73 | 4150 | 70 | 59 | [5 empty] | Compact Flourescent |  | Federally-Regulated Consumer Product | 10/03/2012 |  | 10/03/2012
Air Cool Industrial Co., Ltd. | Hampton Bay - Home Decorators Collection | AM128-*** | True |  | 3 | Yes | 1816 | 13 | 140 | 3372 | 36 | 94 | 4823 | 66 | 73 | [5 empty] | Compact Flourescent |  | Federally-Regulated Consumer Product | 03/14/2014 |  | 03/14/2014
Fanimation | Fanimation | FPH210PW | True |  | 3 | Yes | 342 | 3 | 114 | 525 | 35 | 15 | 923 | 52 | 18 | [5 empty] | None |  | Federally-Regulated Consumer Product | 03/07/2014 |  | 03/18/2015
Fanimation | Fanimation | TF710OB | True |  | 3 | Yes | 4001 | 22 | 181 | 6596 | 50 | 131 | 8963 | 84 | 106 | [5 empty] | None |  | Federally-Regulated Consumer Product | 03/04/2013 |  | 03/07/2014
Fanimation | Fanimation | LB270VZ | True |  | 4 | Yes | 1224 | 7 | 174 | 4218 | 36 | 117 | 6471 | 73 | 88 | [5 empty] | Incandescent |  | Federally-Regulated Consumer Product | 03/04/2013 |  | 03/07/2014
Fanimation | Fanimation | FP4320AZ | True |  | 3 | Yes | 2030 | 14 | 145 | 3589 | 38 | 94 | 5413 | 72 | 75 | [5 empty] | None |  | Federally-Regulated Consumer Product | 03/04/2013 |  | 03/07/2014
Air Cool Industrial Co., Ltd. | Hampton Bay | 321-020 | True |  | 3 | Yes | 1610 | 9 | 179 | 3455 | 32 | 108 | 5666 | 72 | 79 | [5 empty] | Incandescent |  | Federally-Regulated Consumer Product | 09/06/2012 |  | 09/06/2012
Pan Air Electric Co., Ltd. | Fino | K-00068 | True |  | 3 | Yes | 856 | 21 | 41 | 1122 | 30 | 37 | 1314 | 39 | 34 | [5 empty] | None |  | Federally-Regulated Consumer Product | 10/31/2013 |  | 11/18/2013
Fanimation | Fanimation | TF910OB | True |  | 3 | Yes | 1824 | 8 | 228 | 3483 | 23 | 151 | 5461 | 54 | 101 | [5 empty] | None |  | Federally-Regulated Consumer Product | 03/04/2013 |  | 03/07/2014
Fanimation | Fanimation | FPD8088BA | True |  | 6 | Yes | 3108 | 5 | 622 | 4459 | 13 | 343 | 6466 | 30 | 216 | [5 empty] | Other |  | Federally-Regulated Consumer Product | 03/07/2014 |  | 03/18/2015
Air Cool Industrial Co., Ltd. | Hampton Bay | 319-337 | True |  | 3 | Yes | 1910 | 13 | 147 | 3502 | 32 | 109 | 5291 | 57 | 93 | [5 empty] | Incandescent |  | Federally-Regulated Consumer Product | 09/06/2012 |  | 09/06/2012
Fanimation | Fanimation | FP7500OBP4LK | True |  | 3 | Yes | 1600 | 17 | 94 | 2501 | 24 | 104 | 2812 | 56 | 50 | [5 empty] | Other |  | Federally-Regulated Consumer Product | 03/04/2013 |  | 03/07/2014
Visual Comfort & Company | Monte Carlo | 3CLYR42**** | True |  | 3 | Yes | 1593 | 13 | 123 | 2207 | 21 | 105 | 2799 | 37 | 76 | [5 empty] | LED |  | Federally-Regulated Consumer Product | 06/07/2013 |  | 02/07/2014
Air Cool Industrial Co., Ltd. | Hampton Bay | 924-656 | True |  | 3 | Yes | 2176 | 10 | 218 | 3824 | 29 | 132 | 5376 | 61 | 88 | [5 empty] | Compact Flourescent |  | Federally-Regulated Consumer Product | 09/06/2012 |  | 09/06/2012
Air Cool Industrial Co., Ltd. | Hampton Bay | 791-647 | True |  | 3 | Yes | 1582 | 10 | 158 | 3459 | 31 | 112 | 5379 | 62 | 87 | [5 empty] | Compact Flourescent |  | Federally-Regulated Consumer Product | 09/26/2012 |  | 09/26/2012
Fanimation | Fanimation | MA7500AB | True |  | 3 | Yes | 2397 | 15 | 160 | 3748 | 32 | 117 | 4649 | 46 | 101 | [5 empty] | None |  | Federally-Regulated Consumer Product | 03/19/2013 |  | 03/07/2014
Air Cool Industrial Co., Ltd. | Hampton Bay | 924-095 | True |  | 3 | Yes | 2176 | 10 | 218 | 3824 | 29 | 132 | 5376 | 61 | 88 | [5 empty] | Compact Flourescent |  | Federally-Regulated Consumer Product | 09/06/2012 |  | 09/06/2012
Fanimation | Fanimation | FP8008CH | True |  | 3 | Yes | 2087 | 10 | 208 | 4068 | 32 | 127 | 5671 | 58 | 97 | [5 empty] | Compact Flourescent |  | Federally-Regulated Consumer Product | 03/04/2013 |  | 03/07/2014
Air Cool Industrial Co., Ltd. | Hampton Bay | 161-613 | True |  | 3 | Yes | 1677 | 21 | 80 | 3259 | 39 | 84 | 5213 | 57 | 91 | [5 empty] | Incandescent |  | Federally-Regulated Consumer Product | 10/03/2012 |  | 10/03/2012
Chien Luen Industries (Zhongshan), Ltd. | Harbor Breeze | 42-CLA | True |  | 3 | Yes | 1336 | 11 | 121 | 1927 | 21 | 92 | 2940 | 43 | 68 | [5 empty] | None |  | Federally-Regulated Consumer Product | 06/19/2012 |  | 07/03/2012
Air Cool Industrial Co., Ltd. | Hampton Bay - Home Decorators Collection | AM113-*** | True |  | 3 | Yes | 1767 | 12 | 147 | 3505 | 32 | 110 | 5296 | 60 | 88 | [5 empty] | Other |  | Federally-Regulated Consumer Product | 03/14/2014 |  | 03/14/2014
Fanimation | Fanimation | FP810AM | True |  | 3 | Yes | 2776 | 22 | 126 | 3696 | 35 | 106 | 4514 | 48 | 94 | [5 empty] | Incandescent |  | Federally-Regulated Consumer Product | 03/07/2014 |  | 03/18/2015
Fanimation | Fanimation | FP2120RB | True |  | 3 | Yes | 1693 | 11 | 153 | 3208 | 22 | 145 | 5796 | 51 | 113 | [5 empty] | Other |  | Federally-Regulated Consumer Product | 03/04/2013 |  | 03/07/2014
Fanim Industries | Harbor Breeze | LP8079LAZ | True |  | 3 | Yes | 2197 | 21 | 105 | 4109 | 35 | 117 | 5500 | 59 | 93 | [5 empty] | None |  | Federally-Regulated Consumer Product | 03/07/2014 |  | 03/18/2015
Air Cool Industrial Co., Ltd. | Hampton Bay | YG269-BN | True |  | 3 | Yes | 2176 | 10 | 218 | 3824 | 29 | 132 | 5376 | 61 | 88 | [5 empty] | Compact Flourescent |  | Federally-Regulated Consumer Product | 11/29/2012 |  | 11/29/2012
Fanimation | Fanimation | TF971AZ | True |  | 3 | Yes | 4001 | 22 | 182 | 6596 | 50 | 132 | 8963 | 84 | 107 | [5 empty] | None |  | Federally-Regulated Consumer Product | 03/07/2014 |  | 03/18/2015
Fanimation | Fanimation | FP4620OB | True |  | 4 | Yes | 1262 | 8 | 157 | 3147 | 31 | 101 | 4260 | 57 | 74 | [5 empty] | None |  | Federally-Regulated Consumer Product | 03/04/2013 |  | 03/07/2014
Hunter Fan Company | Hunter Fan Co. | 23785 |  |  |  |  | 1453 | 9 | 161 | 2751 | 25 | 110 | 4791 | 63 | 76 | [5 empty] | Other |  | Non Federally-Regulated | 02/03/2006 |  | 10/19/2007
Air Cool Industrial Co., Ltd. | HD Supply | 269127 | True |  | 3 | Yes | 1723 | 25 | 69 | 3105 | 43 | 72 | 4654 | 64 | 73 | [5 empty] | Incandescent |  | Federally-Regulated Consumer Product | 02/17/2011 |  | 04/28/2011
Fanimation | Fanimation | TF610OB | True |  | 3 | Yes | 2713 | 14 | 193 | 4926 | 40 | 123 | 7057 | 80 | 88 | [5 empty] | None |  | Federally-Regulated Consumer Product | 03/04/2013 |  | 03/07/2014
Fanimation | Fanimation | FPD8088BA | True |  | 6 | Yes | 3108 | 5 | 621 | 4459 | 13 | 343 | 6466 | 30 | 215 | [5 empty] | Other |  | Federally-Regulated Consumer Product | 03/04/2013 |  | 03/07/2014
Hunter Fan Company | Hunter Fan Co. | 28540 |  |  |  |  | 2698 | 22 | 123 | 3964 | 40 | 99 | 5904 | 83 | 71 | [5 empty] | None |  | Non Federally-Regulated | 02/03/2006 |  | 10/19/2007
Fanimation | Fanimation | TF610** | True |  | 3 | Yes | 2713 | 14 | 194 | 4926 | 40 | 123 | 7057 | 80 | 88 | [5 empty] | None |  | Federally-Regulated Consumer Product | 05/29/2012 |  | 03/04/2013
Fanimation | Fanimation | FP810** | True |  | 3 | Yes | 2776 | 22 | 126 | 3696 | 35 | 106 | 4514 | 48 | 94 | [5 empty] | Incandescent |  | Federally-Regulated Consumer Product | 05/29/2012 |  | 03/04/2013
Fanimation | Fanimation | FP4520OB | True |  | 4 | Yes | 1165 | 9 | 129 | 3291 | 34 | 96 | 4207 | 49 | 85 | [5 empty] | None |  | Federally-Regulated Consumer Product | 03/04/2013 |  | 03/07/2014
Fanimation | Fanimation | FP7410OB | True |  | 3 | Yes | 2257 | 14 | 161 | 3867 | 31 | 125 | 5129 | 49 | 105 | [5 empty] | None |  | Federally-Regulated Consumer Product | 03/07/2014 |  | 03/18/2015
Fanimation | Fanimation | TF710SN | True |  | 3 | Yes | 4001 | 22 | 182 | 6596 | 50 | 132 | 8963 | 84 | 107 | [5 empty] | None |  | Federally-Regulated Consumer Product | 03/07/2014 |  | 03/18/2015
Fanimation | Fanimation | FP5420MW | True |  | 3 | Yes | 1351 | 32 | 42 | 3108 | 28 | 111 | 5882 | 79 | 74 | [5 empty] | Other |  | Federally-Regulated Consumer Product | 03/07/2014 |  | 03/18/2015
Air Cool Industrial Co., Ltd. | HD Supply | 269442 | True |  | 3 | Yes | 775 | 19 | 41 | 2000 | 31 | 65 | 3020 | 48 | 63 | [5 empty] | Incandescent |  | Federally-Regulated Consumer Product | 12/27/2011 |  | 05/01/2012
Fanimation | Fanimation | TF971WH | True |  | 3 | Yes | 4001 | 22 | 182 | 6596 | 50 | 132 | 8963 | 84 | 107 | [5 empty] | None |  | Federally-Regulated Consumer Product | 03/07/2014 |  | 03/18/2015
Fanimation | Fanimation | TF910OB | True |  | 3 | Yes | 1824 | 8 | 228 | 3483 | 23 | 151 | 5461 | 54 | 101 | [5 empty] | None |  | Federally-Regulated Consumer Product | 03/07/2014 |  | 03/18/2015
Fanimation | Fanimation | FPD8087BA | True |  | 6 | Yes | 2635 | 4 | 658 | 4769 | 14 | 340 | 6134 | 30 | 204 | [5 empty] | LED |  | Federally-Regulated Consumer Product | 03/04/2013 |  | 03/07/2014
Air Cool Industrial Co., Ltd. | Hampton Bay | 549-510 | True |  | 3 | Yes | 1803 | 14 | 129 | 2860 | 27 | 106 | 4469 | 58 | 77 | [5 empty] | Compact Flourescent |  | Federally-Regulated Consumer Product | 10/03/2012 |  | 10/03/2012
Shell Electric Manufacturing (H.K.) Co., Ltd. | Home Depot | HLC52V**-3LC161 | True |  | 3 | Yes | 1625 | 10 | 163 | 3062 | 27 | 113 | 4480 | 53 | 85 | [5 empty] | Incandescent |  | Federally-Regulated Consumer Product | 01/09/2013 |  | 01/15/2013
Fanimation | Fanimation | FP4320MW | True |  | 3 | Yes | 2030 | 14 | 145 | 3589 | 38 | 94 | 5413 | 72 | 75 | [5 empty] | None |  | Federally-Regulated Consumer Product | 03/04/2013 |  | 03/07/2014
Air Cool Industrial Co., Ltd. | Hampton Bay - Home Decorators Collection | AM112-*** | True |  | 3 | Yes | 1462 | 8 | 183 | 3426 | 29 | 118 | 5869 | 69 | 85 | [5 empty] | Compact Flourescent |  | Federally-Regulated Consumer Product | 03/14/2014 |  | 03/14/2014
Air Cool Industrial Co., Ltd. | Hampton Bay | 326-201 | True |  | 4 | Yes | 1354 | 7 | 193 | 3346 | 30 | 112 | 4811 | 60 | 80 | [5 empty] | None |  | Federally-Regulated Consumer Product | 09/06/2012 |  | 09/06/2012
Fanimation | Fanimation | FP6210OB | True |  | 3 | Yes | 2505 | 15 | 167 | 3932 | 32 | 123 | 5309 | 72 | 74 | [5 empty] | Other |  | Federally-Regulated Consumer Product | 03/07/2014 |  | 03/18/2015
Fanimation | Fanimation | BP215OB1 | True |  | 3 | Yes | 1744 | 10 | 174 | 3701 | 29 | 127 | 5897 | 64 | 92 | [5 empty] | Incandescent |  | Federally-Regulated Consumer Product | 03/04/2013 |  | 03/07/2014
Fanimation | Fanimation | TF910AZ | True |  | 3 | Yes | 1824 | 8 | 228 | 3483 | 23 | 151 | 5461 | 54 | 101 | [5 empty] | None |  | Federally-Regulated Consumer Product | 03/04/2013 |  | 03/07/2014
Fanimation | Fanimation | FP7410** | True |  | 3 | Yes | 2257 | 14 | 161 | 3867 | 31 | 125 | 5129 | 49 | 105 | [5 empty] | None |  | Federally-Regulated Consumer Product | 05/29/2012 |  | 03/04/2013
Fanimation | Fanimation | HF6050MH | True |  | 3 | Yes | 2052 | 15 | 137 | 3470 | 32 | 108 | 5784 | 72 | 80 | [5 empty] | None |  | Federally-Regulated Consumer Product | 03/07/2014 |  | 03/18/2015
Fanimation | Fanimation | FPD8089PW | True |  | 6 | Yes | 5382 | 8 | 672 | 7213 | 16 | 450 | 8895 | 30 | 296 | [5 empty] | Other |  | Federally-Regulated Consumer Product | 03/04/2013 |  | 03/07/2014
Fanimation | Fanimation | FP8095OB | True |  | 3 | Yes | 1497 | 9 | 166 | 3419 | 25 | 137 | 5813 | 67 | 87 | [5 empty] | Other |  | Federally-Regulated Consumer Product | 03/07/2014 |  | 03/18/2015
Fanimation | Fanimation | FP2120MG | True |  | 3 | Yes | 1693 | 11 | 153 | 3208 | 22 | 145 | 5796 | 51 | 113 | [5 empty] | Other |  | Federally-Regulated Consumer Product | 03/04/2013 |  | 03/07/2014
Fanimation | Fanimation | FP8042** | True |  | 3 | Yes | 1951 | 12 | 163 | 2898 | 25 | 116 | 3943 | 47 | 84 | [5 empty] | None |  | Federally-Regulated Consumer Product | 05/29/2012 |  | 03/04/2013
Air Cool Industrial Co., Ltd. | Hampton Bay | AM112-*** | True |  | 3 | Yes | 1462 | 8 | 183 | 3426 | 29 | 118 | 5869 | 69 | 85 | [5 empty] | Compact Flourescent |  | Federally-Regulated Consumer Product | 01/27/2014 |  | 03/14/2014
Air Cool Industrial Co., Ltd. | Hampton Bay | 329-006 | True |  | 3 | Yes | 1891 | 11 | 172 | 3408 | 31 | 110 | 5020 | 55 | 91 | [5 empty] | Compact Flourescent |  | Federally-Regulated Consumer Product | 09/06/2012 |  | 09/06/2012
King of Fans | Hydro Delta Corp. | 44-WWD | True |  | 3 | Yes | 2438 | 13 | 188 | 3556 | 30 | 119 | 5201 | 63 | 83 | [5 empty] | Compact Flourescent |  | Federally-Regulated Consumer Product | 08/21/2014 |  | 01/01/2015
Air Cool Industrial Co., Ltd. | Hampton Bay | 164-352 | True |  | 3 | Yes | 1449 | 11 | 132 | 2442 | 29 | 84 | 3264 | 47 | 69 | [5 empty] | Compact Flourescent |  | Federally-Regulated Consumer Product | 10/03/2012 |  | 10/03/2012
Fanimation | Fanimation | BP200*** | True |  | 3 | Yes | 1744 | 10 | 174 | 3701 | 29 | 128 | 5897 | 64 | 92 | [5 empty] | None |  | Federally-Regulated Consumer Product | 05/29/2012 |  | 03/04/2013
Fanimation | Fanimation | FP7954OB | True |  | 3 | Yes | 1843 | 8 | 230 | 4181 | 34 | 123 | 5803 | 59 | 98 | [5 empty] | Incandescent |  | Federally-Regulated Consumer Product | 03/07/2014 |  | 03/18/2015
Air Cool Industrial Co., Ltd. | Hampton Bay | AL420-BN | True |  | 3 | Yes | 1952 | 10 | 195 | 3790 | 30 | 126 | 5408 | 65 | 83 | [5 empty] | Compact Flourescent |  | Federally-Regulated Consumer Product | 11/29/2012 |  | 06/24/2013
Visual Comfort & Company | Monte Carlo | 3CLYR52**** | True |  | 3 | Yes | 2669 | 14 | 191 | 3485 | 25 | 139 | 4710 | 46 | 102 | [5 empty] | LED |  | Federally-Regulated Consumer Product | 06/07/2013 |  | 02/07/2014
Fanimation | Fanimation | BP230BL1 | True |  | 3 | Yes | 1780 | 10 | 178 | 3687 | 29 | 127 | 5849 | 64 | 91 | [5 empty] | None |  | Federally-Regulated Consumer Product | 03/04/2013 |  | 03/07/2014
Fanimation | Fanimation | FPD8089** | True |  | 6 | Yes | 4483 | 5 | 897 | 7213 | 16 | 451 | 8895 | 29 | 307 | [5 empty] | Other |  | Federally-Regulated Consumer Product | 05/29/2012 |  | 03/04/2013
Fanimation | Fanimation | FPD8088PW | True |  | 6 | Yes | 3108 | 5 | 621 | 4459 | 13 | 343 | 6466 | 30 | 215 | [5 empty] | Other |  | Federally-Regulated Consumer Product | 03/04/2013 |  | 03/07/2014
Progress Lighting | Progress Lighting | P2506-* | True |  | 3 | Yes | 1804 | 13 | 139 | 3504 | 34 | 103 | 6113 | 78 | 78 | [5 empty] | Incandescent |  | Federally-Regulated Consumer Product | 04/13/2012 |  | 08/30/2013
Fanimation | Fanimation | FP8003** | True |  | 3 | Yes | 1587 | 11 | 144 | 2775 | 25 | 111 | 4774 | 60 | 80 | [5 empty] | Other |  | Federally-Regulated Consumer Product | 05/29/2012 |  | 03/04/2013
Minka Group | Minka Aire | F522-ORB | True |  | 3 | Yes | 1935 | 14 | 138 | 3384 | 34 | 100 | 4682 | 67 | 70 | [5 empty] | Incandescent |  | Federally-Regulated Consumer Product | 02/08/2013 |  | 07/22/2013
Progress Lighting | Progress Lighting | P2532-* | True |  | 3 | Yes | 3050 | 15 | 203 | 4560 | 33 | 138 | 6682 | 76 | 88 | [5 empty] | Incandescent |  | Federally-Regulated Consumer Product | 04/13/2012 |  | 08/30/2013
Fanimation | Fanimation | BP225*** | True |  | 3 | Yes | 1744 | 10 | 174 | 3701 | 29 | 128 | 5897 | 64 | 92 | [5 empty] | None |  | Federally-Regulated Consumer Product | 05/29/2012 |  | 03/04/2013
Fanimation | Fanimation | FPD8089BA-NL | True |  | 6 | Yes | 5382 | 8 | 673 | 7213 | 16 | 451 | 8895 | 30 | 297 | [5 empty] | None |  | Federally-Regulated Consumer Product | 03/07/2014 |  | 03/18/2015
Fanimation | Fanimation | FP8050** | True |  | 3 | Yes | 1652 | 10 | 165 | 3024 | 25 | 121 | 4295 | 46 | 93 | [5 empty] | Other |  | Federally-Regulated Consumer Product | 05/29/2012 |  | 03/04/2013
Fanimation | Fanimation | FP4520SN | True |  | 4 | Yes | 1165 | 9 | 129 | 3291 | 34 | 96 | 4207 | 49 | 85 | [5 empty] | None |  | Federally-Regulated Consumer Product | 03/04/2013 |  | 03/07/2014
Fanimation | Fanimation | FPH210RS | True |  | 3 | Yes | 342 | 3 | 114 | 525 | 35 | 15 | 923 | 52 | 18 | [5 empty] | None |  | Federally-Regulated Consumer Product | 03/07/2014 |  | 03/18/2015
Fanimation | Fanimation | FP7910** | True |  | 3 | Yes | 3197 | 16 | 200 | 4480 | 31 | 145 | 6942 | 65 | 107 | [5 empty] | None |  | Federally-Regulated Consumer Product | 05/29/2012 |  | 03/04/2013
Fanimation | Fanimation | FP4640WH | True |  | 3 | Yes | 1930 | 9 | 214 | 3409 | 22 | 154 | 5432 | 57 | 95 | [5 empty] | None |  | Federally-Regulated Consumer Product | 03/04/2013 |  | 03/07/2014
Air Cool Industrial Co., Ltd. | Hampton Bay | 582-083 | True |  | 4 | Yes | 1561 | 16 | 98 | 3704 | 43 | 86 | 5260 | 75 | 70 | [5 empty] | Incandescent |  | Federally-Regulated Consumer Product | 10/03/2012 |  | 10/03/2012
Air Cool Industrial Co., Ltd. | Hampton Bay | 928-893 | True |  | 3 | Yes | 1606 | 11 | 146 | 3115 | 31 | 100 | 4722 | 63 | 75 | [5 empty] | Compact Flourescent |  | Federally-Regulated Consumer Product | 10/11/2012 |  | 10/11/2012
Halsey Enterprise Co., Ltd. | Minka Aire | F572-XXX | True |  | 3 | Yes | 1348 | 10 | 135 | 2523 | 27 | 93 | 3428 | 52 | 66 | [5 empty] | Incandescent |  | Federally-Regulated Consumer Product | 01/02/2013 |  | 01/09/2013