Rheem Sales Company, Inc. | Thermal Zone | TZ80UH1T075B4NA | Federally-Regulated Consumer Product | Non-Weatherized, Non-Condensin | 1496 | 248 | 248 | 05/25/2023 | 75177 | 208430217 | 05/25/2023
Rheem Sales Company, Inc. | Thermal Zone | TZ80UH1T125D5SA | Federally-Regulated Consumer Product | Non-Weatherized, Non-Condensin | 1991 | 270 | 270 | 05/25/2023 | 123598 | 208430215 | 05/25/2023
Rheem Sales Company, Inc. | Thermal Zone | TZ80DZ1T050A3NA | Federally-Regulated Consumer Product | Non-Weatherized, Non-Condensin | 1223 | 236 | 236 | 05/25/2023 | 51119 | 208430226 | 05/25/2023
Rheem Sales Company, Inc. | Thermal Zone | TZ92MSX040B30A | Federally-Regulated Consumer Product | Non-Weatherized, Condensing Ga | 1107 | 244 | 244 | 05/25/2023 | 41877 | 9958600 | 05/25/2023
Rheem Sales Company, Inc. | Thermal Zone | RGEA14030AJT06UAA | Federally-Regulated Consumer Product | Weatherized Non-Condensing Gas | 1125 | 248 | 249 | 05/25/2023 | 60094 | 205965596 | 05/25/2023
Rheem Sales Company, Inc. | Thermal Zone | RGEA14060AJT10UAA | Federally-Regulated Consumer Product | Weatherized Non-Condensing Gas | 2066 | 290 | 290 | 05/25/2023 | 100130 | 205965604 | 05/25/2023
Nordyne, LLC | NORTEK GLOBAL HVAC LLC | G7TN-060D-V24BP | Federally-Regulated Consumer Product | Non-Weatherized, Condensing Ga | 1405 | 257 |  | 05/25/2023 | 38964 | 207455900 | 05/25/2023
Nordyne, LLC | NORTEK GLOBAL HVAC LLC | G7TA-100C-V35C1 | Federally-Regulated Consumer Product | Non-Weatherized, Non-Condensin | 1795 | 261 |  | 05/25/2023 | 65499 | 205962938 | 05/25/2023
Nordyne, LLC | NORTEK GLOBAL HVAC LLC | G7TA-060C-V23AP | Federally-Regulated Consumer Product | Non-Weatherized, Non-Condensin | 1266 | 238 |  | 05/25/2023 | 39577 | 207455887 | 05/25/2023
Nordyne, LLC | NORTEK GLOBAL HVAC LLC | R104GD-X60K100U | Federally-Regulated Consumer Product | Weatherized Non-Condensing Gas | 2041 | 289 |  | 05/25/2023 | 101000 | 209550344 | 05/25/2023
Nordyne, LLC | NORTEK GLOBAL HVAC LLC | G7TC-060D-V24BP | Federally-Regulated Consumer Product | Non-Weatherized, Condensing Ga | 1339 | 254 |  | 05/25/2023 | 38422 | 207455889 | 05/25/2023
Nordyne, LLC | NORTEK GLOBAL HVAC LLC | G7TC-080D-V35CP | Federally-Regulated Consumer Product | Non-Weatherized, Condensing Ga | 1873 | 277 |  | 05/25/2023 | 50261 | 207455891 | 05/25/2023
Nordyne, LLC | NORTEK GLOBAL HVAC LLC | G7SA-126C-T45D* | Federally-Regulated Consumer Product | Non-Weatherized, Non-Condensin | 2213 | 279 |  | 05/25/2023 | 120195 | 205147059 | 05/25/2023
Nordyne, LLC | NORTEK GLOBAL HVAC LLC | MG3P-090U1AAC* | Federally-Regulated Consumer Product | Mobile Home Non-Weatherized, C | 2021 | 383 |  | 05/25/2023 | 91333 | 205126688 | 05/25/2023
Nordyne, LLC | NORTEK GLOBAL HVAC LLC | G7SC-108*-T45D* | Federally-Regulated Consumer Product | Non-Weatherized, Condensing Ga | 1956 | 281 |  | 05/25/2023 | 107378 | 205234635 | 05/25/2023
Nordyne, LLC | NORTEK GLOBAL HVAC LLC | R104GD-X60K096C | Federally-Regulated Consumer Product | Weatherized Non-Condensing Gas | 2066 | 290 |  | 05/25/2023 | 94398 | 209333553 | 05/25/2023
Nordyne, LLC | NORTEK GLOBAL HVAC LLC | G7TN-080D-V35CP | Federally-Regulated Consumer Product | Non-Weatherized, Condensing Ga | 1785 | 274 |  | 05/25/2023 | 52907 | 207455902 | 05/25/2023
Nordyne, LLC | NORTEK GLOBAL HVAC LLC | G7TA-060C-E23AP | Federally-Regulated Consumer Product | Non-Weatherized, Non-Condensin | 1266 | 238 |  | 05/25/2023 | 39577 | 207455886 | 05/25/2023
Nordyne, LLC | NORTEK GLOBAL HVAC LLC | R104GD-030K045C | Federally-Regulated Consumer Product | Weatherized Non-Condensing Gas | 1024 | 244 |  | 05/25/2023 | 45216 | 209333542 | 05/25/2023
Nordyne, LLC | NORTEK GLOBAL HVAC LLC | MG3P-072U1AAC* | Federally-Regulated Consumer Product | Mobile Home Non-Weatherized, C | 2099 | 287 |  | 05/25/2023 | 72868 | 205234638 | 05/25/2023
Nordyne, LLC | NORTEK GLOBAL HVAC LLC | R104GD-048K120C | Federally-Regulated Consumer Product | Weatherized Non-Condensing Gas | 1526 | 266 |  | 05/25/2023 | 121831 | 209333552 | 05/25/2023
Nordyne, LLC | NORTEK GLOBAL HVAC LLC | G7TC-100D-V35CP | Federally-Regulated Consumer Product | Non-Weatherized, Condensing Ga | 1826 | 275 |  | 05/25/2023 | 64473 | 207455893 | 05/25/2023
Nordyne, LLC | NORTEK GLOBAL HVAC LLC | G7TC-060D-E24BP | Federally-Regulated Consumer Product | Non-Weatherized, Condensing Ga | 1222 | 249 |  | 05/25/2023 | 39014 | 207455888 | 05/25/2023
Nordyne, LLC | NORTEK GLOBAL HVAC LLC | G7TC-080D-E35CP | Federally-Regulated Consumer Product | Non-Weatherized, Condensing Ga | 1686 | 269 |  | 05/25/2023 | 51925 | 207455890 | 05/25/2023
Nordyne, LLC | NORTEK GLOBAL HVAC LLC | G8SD-050U-T23A* | Federally-Regulated Consumer Product | Non-Weatherized, Condensing Ga | 1446 | 259 |  | 05/25/2023 | 50148 | 206229710 | 05/25/2023
Nordyne, LLC | NORTEK GLOBAL HVAC LLC | MG2S-045T2ABM* | Federally-Regulated Consumer Product | Mobile Home Non-Weatherized, C | 1603 | 352 |  | 05/25/2023 | 29096 | 203049484 | 05/25/2023
Nordyne, LLC | NORTEK GLOBAL HVAC LLC | MG2S-060T2ABM* | Federally-Regulated Consumer Product | Mobile Home Non-Weatherized, C | 1442 | 341 |  | 05/25/2023 | 39606 | 203049489 | 05/25/2023
Nordyne, LLC | NORTEK GLOBAL HVAC LLC | G7SA-054C-T23A1 | Federally-Regulated Consumer Product | Non-Weatherized, Non-Condensin | 1278 | 238 |  | 05/25/2023 | 52950 | 204834974 | 05/25/2023
Nordyne, LLC | NORTEK GLOBAL HVAC LLC | R8GE-048K100U1 | Federally-Regulated Consumer Product | Weatherized Non-Condensing Gas | 1913 | 275 |  | 05/25/2023 | 100561 | 207338274 | 05/25/2023
Nordyne, LLC | NORTEK GLOBAL HVAC LLC | G7TA-080C-V24B1 | Federally-Regulated Consumer Product | Non-Weatherized, Non-Condensin | 1277 | 238 |  | 05/25/2023 | 52213 | 204036757 | 05/25/2023
Nordyne, LLC | NORTEK GLOBAL HVAC LLC | G7TA-060C-V23A1 | Federally-Regulated Consumer Product | Non-Weatherized, Non-Condensin | 1266 | 238 |  | 05/25/2023 | 39577 | 207071425 | 05/25/2023
Nordyne, LLC | NORTEK GLOBAL HVAC LLC | G7TA-120C-V35C1 | Federally-Regulated Consumer Product | Non-Weatherized, Non-Condensin | 2383 | 287 |  | 05/25/2023 | 76546 | 205962939 | 05/25/2023
Nordyne, LLC | NORTEK GLOBAL HVAC LLC | G7SA-045C-T23AP | Federally-Regulated Consumer Product | Non-Weatherized, Non-Condensin | 1249 | 235 |  | 05/25/2023 | 45676 | 207455880 | 05/25/2023
Nordyne, LLC | NORTEK GLOBAL HVAC LLC | G7TA-120C-V35CP | Federally-Regulated Consumer Product | Non-Weatherized, Non-Condensin | 2383 | 287 |  | 05/25/2023 | 76546 | 207455883 | 05/25/2023
Nordyne, LLC | NORTEK GLOBAL HVAC LLC | G7TN-115D-V45DP | Federally-Regulated Consumer Product | Non-Weatherized, Condensing Ga | 1798 | 274 |  | 05/25/2023 | 74070 | 207455905 | 05/25/2023
Nordyne, LLC | NORTEK GLOBAL HVAC LLC | MG2S-060F2ABM* | Federally-Regulated Consumer Product | Mobile Home Non-Weatherized, C | 1292 | 330 |  | 05/25/2023 | 39969 | 203049486 | 05/25/2023
Nordyne, LLC | NORTEK GLOBAL HVAC LLC | G7TE-080D-V35CP | Federally-Regulated Consumer Product | Non-Weatherized, Condensing Ga | 1798 | 274 |  | 05/25/2023 | 74070 | 207455897 | 05/25/2023
Nordyne, LLC | NORTEK GLOBAL HVAC LLC | G7SA-072C-T24BP | Federally-Regulated Consumer Product | Non-Weatherized, Non-Condensin | 1457 | 246 |  | 05/25/2023 | 69586 | 207455872 | 05/25/2023
Nordyne, LLC | NORTEK GLOBAL HVAC LLC | MG1E-077F1A*M2 | Federally-Regulated Consumer Product | Mobile Home Non-Weatherized, N | 1253 | 237 |  | 05/25/2023 | 77346 | 207629115 | 05/25/2023
Nordyne, LLC | NORTEK GLOBAL HVAC LLC | G7TA-060C-E23A1 | Federally-Regulated Consumer Product | Non-Weatherized, Non-Condensin | 1266 | 238 |  | 05/25/2023 | 39577 | 207071424 | 05/25/2023
Nordyne, LLC | NORTEK GLOBAL HVAC LLC | G7TE-060D-E24BP | Federally-Regulated Consumer Product | Non-Weatherized, Condensing Ga | 1315 | 252 |  | 05/25/2023 | 38212 | 207455895 | 05/25/2023
Nordyne, LLC | NORTEK GLOBAL HVAC LLC | G7TE-080D-E35CP | Federally-Regulated Consumer Product | Non-Weatherized, Condensing Ga | 1764 | 273 |  | 05/25/2023 | 52933 | 207455896 | 05/25/2023
Nordyne, LLC | NORTEK GLOBAL HVAC LLC | G8SD-100U-T35C* | Federally-Regulated Consumer Product | Non-Weatherized, Condensing Ga | 2088 | 287 |  | 05/25/2023 | 100330 | 206229711 | 05/25/2023
Nordyne, LLC | NORTEK GLOBAL HVAC LLC | R104GD-048K096C | Federally-Regulated Consumer Product | Weatherized Non-Condensing Gas | 1818 | 279 |  | 05/25/2023 | 95561 | 209333550 | 05/25/2023
Nordyne, LLC | NORTEK GLOBAL HVAC LLC | R104GD-030K072C | Federally-Regulated Consumer Product | Weatherized Non-Condensing Gas | 1280 | 255 |  | 05/25/2023 | 71272 | 209333543 | 05/25/2023
Nordyne, LLC | NORTEK GLOBAL HVAC LLC | G8SD-070U-T24B* | Federally-Regulated Consumer Product | Non-Weatherized, Condensing Ga | 1626 | 267 |  | 05/25/2023 | 68900 | 207139155 | 05/25/2023
Nordyne, LLC | NORTEK GLOBAL HVAC LLC | G7SA-045C-T23A1 | Federally-Regulated Consumer Product | Non-Weatherized, Non-Condensin | 1249 | 235 |  | 05/25/2023 | 45676 | 205751669 | 05/25/2023
Nordyne, LLC | NORTEK GLOBAL HVAC LLC | MG3P-108U1*AD* | Federally-Regulated Consumer Product | Non-Weatherized, Condensing Ga | 1956 | 281 |  | 05/25/2023 | 107378 | 205234641 | 05/25/2023
Nordyne, LLC | NORTEK GLOBAL HVAC LLC | G7SC-038*-T23AP | Federally-Regulated Consumer Product | Non-Weatherized, Condensing Ga | 1252 | 250 |  | 05/25/2023 | 37844 | 207455983 | 05/25/2023
Nordyne, LLC | NORTEK GLOBAL HVAC LLC | MG2S-072F2ABM* | Federally-Regulated Consumer Product | Mobile Home Non-Weatherized, C | 1565 | 350 |  | 05/25/2023 | 46903 | 203049492 | 05/25/2023
Nordyne, LLC | NORTEK GLOBAL HVAC LLC | MG3P-054U1AAB* | Federally-Regulated Consumer Product | Mobile Home Non-Weatherized, C | 1626 | 355 |  | 05/25/2023 | 53047 | 205126686 | 05/25/2023
Nordyne, LLC | NORTEK GLOBAL HVAC LLC | R8GE-X60K100U1 | Federally-Regulated Consumer Product | Weatherized Non-Condensing Gas | 2041 | 289 |  | 05/25/2023 | 101000 | 207338275 | 05/25/2023
Nordyne, LLC | NORTEK GLOBAL HVAC LLC | R104GD-030K070U | Federally-Regulated Consumer Product | Weatherized Non-Condensing Gas | 1655 | 264 |  | 05/25/2023 | 69854 | 209550340 | 05/25/2023
Nordyne, LLC | NORTEK GLOBAL HVAC LLC | R8GE-030K070U1 | Federally-Regulated Consumer Product | Weatherized Non-Condensing Gas | 1655 | 264 |  | 05/25/2023 | 69854 | 207338271 | 05/25/2023
Nordyne, LLC | NORTEK GLOBAL HVAC LLC | MG1E-090F1A*M1 | Federally-Regulated Consumer Product | Mobile Home Non-Weatherized, N | 1474 | 247 |  | 05/25/2023 | 85906 | 204541457 | 05/25/2023
Nordyne, LLC | NORTEK GLOBAL HVAC LLC | G7SA-108C-T35C1 | Federally-Regulated Consumer Product | Non-Weatherized, Non-Condensin | 2230 | 238 |  | 05/25/2023 | 108250 | 205000497 | 05/25/2023
Nordyne, LLC | NORTEK GLOBAL HVAC LLC | G7SA-090C-T35CP | Federally-Regulated Consumer Product | Non-Weatherized, Non-Condensin | 1992 | 270 |  | 05/25/2023 | 85266 | 207455869 | 05/25/2023
Nordyne, LLC | NORTEK GLOBAL HVAC LLC | G7TE-060D-V24BP | Federally-Regulated Consumer Product | Non-Weatherized, Condensing Ga | 1334 | 254 |  | 05/25/2023 | 38697 | 207456043 | 05/25/2023
Nordyne, LLC | NORTEK GLOBAL HVAC LLC | G7TA-100C-V35CP | Federally-Regulated Consumer Product | Non-Weatherized, Non-Condensin | 1795 | 261 |  | 05/25/2023 | 65499 | 207455882 | 05/25/2023
Nordyne, LLC | NORTEK GLOBAL HVAC LLC | G7SC-090D-T35CP | Federally-Regulated Consumer Product | Non-Weatherized, Condensing Ga | 1980 | 282 |  | 05/25/2023 | 90343 | 207455871 | 05/25/2023
Nordyne, LLC | NORTEK GLOBAL HVAC LLC | G7SA-108C-T35CP | Federally-Regulated Consumer Product | Non-Weatherized, Non-Condensin | 2230 | 238 |  | 05/25/2023 | 108250 | 207455867 | 05/25/2023
Nordyne, LLC | NORTEK GLOBAL HVAC LLC | R104GD-024K055U | Federally-Regulated Consumer Product | Weatherized Non-Condensing Gas | 1304 | 240 |  | 05/25/2023 | 55721 | 209550339 | 05/25/2023
Nordyne, LLC | NORTEK GLOBAL HVAC LLC | MG1E-090F1A*M2 | Federally-Regulated Consumer Product | Mobile Home Non-Weatherized, N | 1474 | 247 |  | 05/25/2023 | 85906 | 207629128 | 05/25/2023
Nordyne, LLC | NORTEK GLOBAL HVAC LLC | MG2S-072T2ABM* | Federally-Regulated Consumer Product | Mobile Home Non-Weatherized, C | 1701 | 359 |  | 05/25/2023 | 46718 | 203049493 | 05/25/2023
Nordyne, LLC | NORTEK GLOBAL HVAC LLC | G7TA-100C-E35CP | Federally-Regulated Consumer Product | Non-Weatherized, Non-Condensin | 1668 | 255 |  | 05/25/2023 | 63969 | 207455858 | 05/25/2023
Nordyne, LLC | NORTEK GLOBAL HVAC LLC | G7SA-072C-T35CP | Federally-Regulated Consumer Product | Non-Weatherized, Non-Condensin | 1719 | 257 |  | 05/25/2023 | 73962 | 207455878 | 05/25/2023
Nordyne, LLC | NORTEK GLOBAL HVAC LLC | G7TN-115D-E45DP | Federally-Regulated Consumer Product | Non-Weatherized, Condensing Ga | 2198 | 292 |  | 05/25/2023 | 75317 | 207455904 | 05/25/2023
Nordyne, LLC | NORTEK GLOBAL HVAC LLC | G7TE-100D-V35CP | Federally-Regulated Consumer Product | Non-Weatherized, Condensing Ga | 1819 | 275 |  | 05/25/2023 | 65338 | 207456035 | 05/25/2023
Nordyne, LLC | NORTEK GLOBAL HVAC LLC | G8SA-070U-T24BP | Federally-Regulated Consumer Product | Non-Weatherized, Non-Condensin | 1597 | 252 |  | 05/25/2023 | 70859 | 207455865 | 05/25/2023
Nordyne, LLC | NORTEK GLOBAL HVAC LLC | G7TN-100D-E35CP | Federally-Regulated Consumer Product | Non-Weatherized, Condensing Ga | 1711 | 270 |  | 05/25/2023 | 65214 | 207455903 | 05/25/2023
Nordyne, LLC | NORTEK GLOBAL HVAC LLC | G7SD-072D-T35C* | Federally-Regulated Consumer Product | Non-Weatherized, Condensing Ga | 1826 | 275 |  | 05/25/2023 | 72142 | 205282673 | 05/25/2023
Nordyne, LLC | NORTEK GLOBAL HVAC LLC | G7SA-072C-T24B1 | Federally-Regulated Consumer Product | Non-Weatherized, Non-Condensin | 1457 | 246 |  | 05/25/2023 | 69586 | 205124047 | 05/25/2023
Nordyne, LLC | NORTEK GLOBAL HVAC LLC | MG1E-070F1A*M2 | Federally-Regulated Consumer Product | Mobile Home Non-Weatherized, N | 1431 | 324 |  | 05/25/2023 | 70411 | 207629114 | 05/25/2023
Nordyne, LLC | NORTEK GLOBAL HVAC LLC | R104GD-036K072C | Federally-Regulated Consumer Product | Weatherized Non-Condensing Gas | 1032 | 244 |  | 05/25/2023 | 72437 | 209333545 | 05/25/2023
Nordyne, LLC | NORTEK GLOBAL HVAC LLC | G7TN-060D-E24BP | Federally-Regulated Consumer Product | Non-Weatherized, Condensing Ga | 1304 | 252 |  | 05/25/2023 | 39517 | 207455899 | 05/25/2023
Nordyne, LLC | NORTEK GLOBAL HVAC LLC | G7TN-100D-V35CP | Federally-Regulated Consumer Product | Non-Weatherized, Condensing Ga | 2208 | 292 |  | 05/25/2023 | 64085 | 207456044 | 05/25/2023
Nordyne, LLC | NORTEK GLOBAL HVAC LLC | MG3S-080T2*ACP | Federally-Regulated Consumer Product | Non-Weatherized, Condensing Ga | 1785 | 274 |  | 05/25/2023 | 52907 | 207455885 | 05/25/2023
Nordyne, LLC | NORTEK GLOBAL HVAC LLC | R104GD-024K072C | Federally-Regulated Consumer Product | Weatherized Non-Condensing Gas | 1280 | 255 |  | 05/25/2023 | 71272 | 209333540 | 05/25/2023
Nordyne, LLC | NORTEK GLOBAL HVAC LLC | MG2R-060T1A*M* | Federally-Regulated Consumer Product | Mobile Home Non-Weatherized, C | 1809 | 368 |  | 05/25/2023 | 60697 | 204600148 | 05/25/2023
Nordyne, LLC | NORTEK GLOBAL HVAC LLC | G7TE-115D-V45DP | Federally-Regulated Consumer Product | Non-Weatherized, Condensing Ga | 1999 | 283 |  | 05/25/2023 | 74875 | 207456075 | 05/25/2023
Nordyne, LLC | NORTEK GLOBAL HVAC LLC | R8GE-024K055U1 | Federally-Regulated Consumer Product | Weatherized Non-Condensing Gas | 1304 | 240 |  | 05/25/2023 | 55721 | 207338270 | 05/25/2023
Nordyne, LLC | NORTEK GLOBAL HVAC LLC | G8SA-070U-T24B1 | Federally-Regulated Consumer Product | Non-Weatherized, Non-Condensin | 1597 | 252 |  | 05/25/2023 | 70859 | 204924132 | 05/25/2023
Nordyne, LLC | NORTEK GLOBAL HVAC LLC | G7TC-100D-E35CP | Federally-Regulated Consumer Product | Non-Weatherized, Condensing Ga | 1763 | 273 |  | 05/25/2023 | 64473 | 207455892 | 05/25/2023
Nordyne, LLC | NORTEK GLOBAL HVAC LLC | R8GE-036K070U1 | Federally-Regulated Consumer Product | Weatherized Non-Condensing Gas | 1655 | 264 |  | 05/25/2023 | 69854 | 207338272 | 05/25/2023
Nordyne, LLC | NORTEK GLOBAL HVAC LLC | G7TC-120D-E45DP | Federally-Regulated Consumer Product | Non-Weatherized, Condensing Ga | 2160 | 290 |  | 05/25/2023 | 77603 | 207455894 | 05/25/2023
Nordyne, LLC | NORTEK GLOBAL HVAC LLC | G7SK-126C-T45DP | Federally-Regulated Consumer Product | Non-Weatherized, Non-Condensin | 1904 | 266 |  | 05/25/2023 | 119921 | 207455881 | 05/25/2023
Nordyne, LLC | NORTEK GLOBAL HVAC LLC | MG3S-080T2AAC1 | Federally-Regulated Consumer Product | Mobile Home Non-Weatherized, C | 1835 | 370 |  | 05/25/2023 | 51517 | 205962940 | 05/25/2023
Nordyne, LLC | NORTEK GLOBAL HVAC LLC | G8SA-055U-T23AP | Federally-Regulated Consumer Product | Non-Weatherized, Non-Condensin | 1100 | 230 |  | 05/25/2023 | 54989 | 207455860 | 05/25/2023
Nordyne, LLC | NORTEK GLOBAL HVAC LLC | R8GE-042K100U1 | Federally-Regulated Consumer Product | Weatherized Non-Condensing Gas | 1913 | 275 |  | 05/25/2023 | 100561 | 207338273 | 05/25/2023
Nordyne, LLC | NORTEK GLOBAL HVAC LLC | MG2R-045T1A*M* | Federally-Regulated Consumer Product | Mobile Home Non-Weatherized, C | 1624 | 337 |  | 05/25/2023 | 44484 | 204600147 | 05/25/2023
Nordyne, LLC | NORTEK GLOBAL HVAC LLC | R104GD-048K100U | Federally-Regulated Consumer Product | Weatherized Non-Condensing Gas | 2128 | 293 |  | 05/25/2023 | 100965 | 209550343 | 05/25/2023
Nordyne, LLC | NORTEK GLOBAL HVAC LLC | MG2S-045F2ABM* | Federally-Regulated Consumer Product | Mobile Home Non-Weatherized, C | 1603 | 352 |  | 05/25/2023 | 29516 | 203049481 | 05/25/2023
Nordyne, LLC | NORTEK GLOBAL HVAC LLC | G7SC-120*-T45D* | Federally-Regulated Consumer Product | Non-Weatherized, Condensing Ga | 2047 | 272 |  | 05/25/2023 | 120160 | 205147056 | 05/25/2023
Nordyne, LLC | NORTEK GLOBAL HVAC LLC | G7SC-072D-T24BP | Federally-Regulated Consumer Product | Non-Weatherized, Condensing Ga | 1603 | 266 |  | 05/25/2023 | 71640 | 207455864 | 05/25/2023
Carrier Corp. - Syracuse | Bryant | 582KJ06D082* | Federally-Regulated Consumer Product | Weatherized Non-Condensing Gas | 2730 | 315 |  | 05/25/2023 | 82000 | 208131900 | 05/25/2023
Carrier Corp. - Syracuse | Bryant | 581KJ04F082* | Federally-Regulated Consumer Product | Weatherized Non-Condensing Gas | 1520 | 262 |  | 05/25/2023 | 82000 | 208131904 | 05/25/2023
Carrier Corp. - Syracuse | Bryant | 582KJ05D082* | Federally-Regulated Consumer Product | Weatherized Non-Condensing Gas | 2280 | 295 |  | 05/25/2023 | 82000 | 208131899 | 05/25/2023
Carrier Corp. - Syracuse | Bryant | 581KJ05K082* | Federally-Regulated Consumer Product | Weatherized Non-Condensing Gas | 2280 | 295 |  | 05/25/2023 | 82000 | 208131908 | 05/25/2023
Carrier Corp. - Syracuse | Bryant | 581KJ05F082* | Federally-Regulated Consumer Product | Weatherized Non-Condensing Gas | 2280 | 295 |  | 05/25/2023 | 82000 | 208131905 | 05/25/2023
Carrier Corp. - Syracuse | Bryant | 581KJ04K082* | Federally-Regulated Consumer Product | Weatherized Non-Condensing Gas | 1520 | 262 |  | 05/25/2023 | 82000 | 208131907 | 05/25/2023
Carrier Corp. - Syracuse | Bryant | 582KJ04D082* | Federally-Regulated Consumer Product | Weatherized Non-Condensing Gas | 1520 | 262 |  | 05/25/2023 | 82000 | 208131898 | 05/25/2023
Carrier Corp. - Syracuse | Bryant | 582KJ04E082* | Federally-Regulated Consumer Product | Weatherized Non-Condensing Gas | 1520 | 262 |  | 05/25/2023 | 82000 | 208131901 | 05/25/2023
Carrier Corp. - Syracuse | Bryant | 582KJ06E082* | Federally-Regulated Consumer Product | Weatherized Non-Condensing Gas | 2730 | 315 |  | 05/25/2023 | 82000 | 208131903 | 05/25/2023
Carrier Corp. - Indianapolis | WEATHERMAKER | PG96MSAA66120D*D | Federally-Regulated Consumer Product | Non-Weatherized, Condensing Ga | 2308 | 297 |  | 03/30/2023 | 119661 | 211779573 | 05/25/2023
Carrier Corp. - Indianapolis | WEATHERMAKER | PG96MSAA60100C**D | Federally-Regulated Consumer Product | Mobile Home Non-Weatherized, C | 2215 | 292 |  | 03/30/2023 | 99728 | 211779560 | 05/25/2023
Carrier Corp. - Indianapolis | WEATHERMAKER | PG80MSAA60135D | Federally-Regulated Consumer Product | Non-Weatherized, Non-Condensin | 1907 | 266 |  | 03/30/2023 | 131914 | 211780331 | 05/25/2023
Carrier Corp. - Indianapolis | WEATHERMAKER | PG80MSAA48070C | Federally-Regulated Consumer Product | Non-Weatherized, Non-Condensin | 1949 | 268 |  | 03/30/2023 | 66143 | 211780326 | 05/25/2023
Carrier Corp. - Indianapolis | WEATHERMAKER | PG96MSAA36040B*D | Federally-Regulated Consumer Product | Non-Weatherized, Condensing Ga | 1097 | 243 |  | 03/30/2023 | 40216 | 211779518 | 05/25/2023
Carrier Corp. - Indianapolis | WEATHERMAKER | PG96MSAA66120D**D | Federally-Regulated Consumer Product | Mobile Home Non-Weatherized, C | 2308 | 297 |  | 03/30/2023 | 119661 | 211779570 | 05/25/2023
Carrier Corp. - Indianapolis | WEATHERMAKER | PG92MSAA36040A* | Federally-Regulated Consumer Product | Mobile Home Non-Weatherized, C | 1089 | 243 |  | 03/30/2023 | 39846 | 211779008 | 05/25/2023
Carrier Corp. - Indianapolis | WEATHERMAKER | PG80MSLA60135D* | Federally-Regulated Consumer Product | Non-Weatherized, Non-Condensin | 1907 | 266 |  | 03/30/2023 | 131914 | 211780346 | 05/25/2023
Carrier Corp. - Indianapolis | WEATHERMAKER | PG80MSLA48070B | Federally-Regulated Consumer Product | Non-Weatherized, Non-Condensin | 1776 | 260 |  | 03/30/2023 | 65952 | 211780368 | 05/25/2023
Carrier Corp. - Indianapolis | WEATHERMAKER | PG96MSAA36040B* | Federally-Regulated Consumer Product | Mobile Home Non-Weatherized, C | 1097 | 243 |  | 03/30/2023 | 40216 | 211779513 | 05/25/2023
Carrier Corp. - Indianapolis | WEATHERMAKER | PG96MSAA66140D*D | Federally-Regulated Consumer Product | Non-Weatherized, Condensing Ga | 2292 | 296 |  | 03/30/2023 | 139864 | 211779579 | 05/25/2023
Carrier Corp. - Indianapolis | WEATHERMAKER | PG96MSAA60100C* | Federally-Regulated Consumer Product | Mobile Home Non-Weatherized, C | 2215 | 292 |  | 03/30/2023 | 99728 | 211779558 | 05/25/2023
Carrier Corp. - Indianapolis | WEATHERMAKER | PG96MSAA36040B | Federally-Regulated Consumer Product | Non-Weatherized, Condensing Ga | 1097 | 243 |  | 03/30/2023 | 40216 | 211779511 | 05/25/2023
Carrier Corp. - Indianapolis | WEATHERMAKER | PG96MSAA60080C*D | Federally-Regulated Consumer Product | Non-Weatherized, Condensing Ga | 2169 | 290 |  | 03/30/2023 | 79638 | 211779553 | 05/25/2023
Carrier Corp. - Indianapolis | WEATHERMAKER | PG96MSAA60100C*D | Federally-Regulated Consumer Product | Non-Weatherized, Condensing Ga | 2215 | 292 |  | 03/30/2023 | 99728 | 211779563 | 05/25/2023
Carrier Corp. - Indianapolis | WEATHERMAKER | PG96MSAA48060B**D | Federally-Regulated Consumer Product | Mobile Home Non-Weatherized, C | 1611 | 266 |  | 03/30/2023 | 59946 | 211779535 | 05/25/2023
Carrier Corp. - Indianapolis | WEATHERMAKER | PG92MSAA60080C | Federally-Regulated Consumer Product | Non-Weatherized, Condensing Ga | 2018 | 284 |  | 03/30/2023 | 81104 | 211779026 | 05/25/2023
Carrier Corp. - Indianapolis | WEATHERMAKER | PG80MSLA48090C* | Federally-Regulated Consumer Product | Non-Weatherized, Non-Condensin | 1569 | 251 |  | 03/30/2023 | 87754 | 211780340 | 05/25/2023
Carrier Corp. - Indianapolis | WEATHERMAKER | PG96MSAA66120D* | Federally-Regulated Consumer Product | Mobile Home Non-Weatherized, C | 2308 | 297 |  | 03/30/2023 | 119661 | 211779568 | 05/25/2023
Carrier Corp. - Indianapolis | WEATHERMAKER | PG96MSAA66120D | Federally-Regulated Consumer Product | Non-Weatherized, Condensing Ga | 2308 | 297 |  | 03/30/2023 | 119661 | 211779566 | 05/25/2023
Carrier Corp. - Indianapolis | Payne | PG80MSAA48090C | Federally-Regulated Consumer Product | Non-Weatherized, Non-Condensin | 1569 | 251 |  | 05/25/2023 | 87754 | 211779905 | 05/25/2023
Carrier Corp. - Indianapolis | Payne | PG92ESAA48080B | Federally-Regulated Consumer Product | Non-Weatherized, Condensing Ga | 1390 | 256 |  | 05/25/2023 | 79599 | 203359922 | 05/25/2023
Carrier Corp. - Indianapolis | Payne | PG95ESAA42060B**D | Federally-Regulated Consumer Product | Mobile Home Non-Weatherized, C | 1346 | 254 |  | 05/25/2023 | 60102 | 203360619 | 05/25/2023
Carrier Corp. - Indianapolis | Payne | PG80MSLA42090B | Federally-Regulated Consumer Product | Non-Weatherized, Non-Condensin | 1592 | 252 |  | 05/25/2023 | 88547 | 211780026 | 05/25/2023
Carrier Corp. - Indianapolis | Payne | PG92MSAA60080C* | Federally-Regulated Consumer Product | Mobile Home Non-Weatherized, C | 2018 | 284 |  | 05/25/2023 | 81104 | 211779027 | 05/25/2023
Carrier Corp. - Indianapolis | Payne | PG95MSUA60080C | Federally-Regulated Consumer Product | Non-Weatherized, Condensing Ga | 2132 | 289 |  | 05/25/2023 | 80309 | 211781329 | 05/25/2023
Carrier Corp. - Indianapolis | Payne | PG80MSAA42090B | Federally-Regulated Consumer Product | Non-Weatherized, Non-Condensin | 1592 | 252 |  | 05/25/2023 | 88547 | 211779904 | 05/25/2023
Carrier Corp. - Indianapolis | Payne | PG80MSLA36045A* | Federally-Regulated Consumer Product | Non-Weatherized, Non-Condensin | 1161 | 233 |  | 05/25/2023 | 44099 | 211780139 | 05/25/2023
Carrier Corp. - Indianapolis | Payne | PG96MSAA30040A*D | Federally-Regulated Consumer Product | Non-Weatherized, Condensing Ga | 1017 | 240 |  | 05/25/2023 | 40102 | 211779507 | 05/25/2023
Carrier Corp. - Indianapolis | Payne | PG96MSAA48060B*D | Federally-Regulated Consumer Product | Non-Weatherized, Condensing Ga | 1611 | 266 |  | 05/25/2023 | 59946 | 211779537 | 05/25/2023
Carrier Corp. - Indianapolis | Payne | PG96MSAA36040B* | Federally-Regulated Consumer Product | Mobile Home Non-Weatherized, C | 1097 | 243 |  | 05/25/2023 | 40216 | 211779512 | 05/25/2023
Carrier Corp. - Indianapolis | Payne | PG92ESAA60080C* | Federally-Regulated Consumer Product | Mobile Home Non-Weatherized, C | 1832 | 276 |  | 05/25/2023 | 79860 | 203359928 | 05/25/2023
Carrier Corp. - Indianapolis | Payne | PG80MSLA48090C | Federally-Regulated Consumer Product | Non-Weatherized, Non-Condensin | 1569 | 251 |  | 05/25/2023 | 87754 | 211780027 | 05/25/2023
Carrier Corp. - Indianapolis | Payne | PG96MSAA36060A* | Federally-Regulated Consumer Product | Mobile Home Non-Weatherized, C | 1218 | 249 |  | 05/25/2023 | 60319 | 211779522 | 05/25/2023
Carrier Corp. - Indianapolis | Payne | PG80ESLA60090D | Federally-Regulated Consumer Product | Non-Weatherized, Non-Condensin | 1987 | 269 |  | 05/25/2023 | 88320 | 203359976 | 05/25/2023
Carrier Corp. - Indianapolis | Payne | PG95ESAA48080B**D | Federally-Regulated Consumer Product | Mobile Home Non-Weatherized, C | 1771 | 273 |  | 05/25/2023 | 80331 | 203360620 | 05/25/2023
Carrier Corp. - Indianapolis | Payne | PG96MSAA30026A*D | Federally-Regulated Consumer Product | Non-Weatherized, Condensing Ga | 1012 | 240 |  | 05/25/2023 | 26115 | 211779497 | 05/25/2023
Carrier Corp. - Indianapolis | Payne | PG80MSAA60110C | Federally-Regulated Consumer Product | Non-Weatherized, Non-Condensin | 2444 | 290 |  | 05/25/2023 | 110371 | 211779907 | 05/25/2023
Carrier Corp. - Syracuse | Bryant Heating & Cooling Systems | 581KJ06*130* | Federally-Regulated Consumer Product | Weatherized Non-Condensing Gas | 2694 | 302 |  | 05/25/2023 | 106 | 202535045 | 05/25/2023
Carrier Corp. - Syracuse | Bryant Heating & Cooling Systems | 582KJ06*130* | Federally-Regulated Consumer Product | Weatherized Non-Condensing Gas | 2694 | 302 |  | 05/25/2023 | 106 | 202535037 | 05/25/2023
Carrier Corp. - Syracuse | Bryant Heating & Cooling Systems | 581KJ06*090* | Federally-Regulated Consumer Product | Weatherized Non-Condensing Gas | 2694 | 302 |  | 05/25/2023 | 73 | 202535043 | 05/25/2023
Carrier Corp. - Syracuse | Bryant Heating & Cooling Systems | 581KJ05*130* | Federally-Regulated Consumer Product | Weatherized Non-Condensing Gas | 2640 | 312 |  | 05/25/2023 | 106 | 202535044 | 05/25/2023
Carrier Corp. - Syracuse | Bryant Heating & Cooling Systems | 581KJ06*065* | Federally-Regulated Consumer Product | Weatherized Non-Condensing Gas | 2694 | 302 |  | 05/25/2023 | 53 | 202535040 | 05/25/2023
Carrier Corp. - Syracuse | Bryant Heating & Cooling Systems | 582KJ06*090* | Federally-Regulated Consumer Product | Weatherized Non-Condensing Gas | 2694 | 302 |  | 05/25/2023 | 73 | 202535035 | 05/25/2023
Carrier Corp. - Syracuse | Bryant Heating & Cooling Systems | 581KJ05*090* | Federally-Regulated Consumer Product | Weatherized Non-Condensing Gas | 2640 | 312 |  | 05/25/2023 | 73 | 202535042 | 05/25/2023
Carrier Corp. - Syracuse | Bryant Heating & Cooling Systems | 582KJ05*090* | Federally-Regulated Consumer Product | Weatherized Non-Condensing Gas | 2640 | 312 |  | 05/25/2023 | 73 | 202535034 | 05/25/2023
Carrier Corp. - Syracuse | Bryant Heating & Cooling Systems | 581KJ04*090* | Federally-Regulated Consumer Product | Weatherized Non-Condensing Gas | 1889 | 281 |  | 05/25/2023 | 73 | 202535041 | 05/25/2023
Carrier Corp. - Syracuse | Bryant Heating & Cooling Systems | 582KJ04*065* | Federally-Regulated Consumer Product | Weatherized Non-Condensing Gas | 1889 | 281 |  | 05/25/2023 | 53 | 202535030 | 05/25/2023
Carrier Corp. - Syracuse | Bryant Heating & Cooling Systems | 582KJ05*130* | Federally-Regulated Consumer Product | Weatherized Non-Condensing Gas | 2640 | 312 |  | 05/25/2023 | 106 | 202535036 | 05/25/2023
Carrier Corp. - Syracuse | Bryant Heating & Cooling Systems | 582KJ05*065* | Federally-Regulated Consumer Product | Weatherized Non-Condensing Gas | 2640 | 312 |  | 05/25/2023 | 53 | 202535031 | 05/25/2023
Carrier Corp. - Syracuse | Bryant Heating & Cooling Systems | 581KJ04*065* | Federally-Regulated Consumer Product | Weatherized Non-Condensing Gas | 1889 | 281 |  | 05/25/2023 | 53 | 202535038 | 05/25/2023
Carrier Corp. - Syracuse | Bryant Heating & Cooling Systems | 581KJ05*065* | Federally-Regulated Consumer Product | Weatherized Non-Condensing Gas | 2640 | 312 |  | 05/25/2023 | 53 | 202535039 | 05/25/2023
Carrier Corp. - Syracuse | Bryant Heating & Cooling Systems | 582KJ06*065* | Federally-Regulated Consumer Product | Weatherized Non-Condensing Gas | 2694 | 302 |  | 05/25/2023 | 53 | 202535032 | 05/25/2023
Carrier Corp. - Syracuse | Bryant Heating & Cooling Systems | 582KJ04*090* | Federally-Regulated Consumer Product | Weatherized Non-Condensing Gas | 1889 | 281 |  | 05/25/2023 | 73 | 202535033 | 05/25/2023
Carrier Corp. - Indianapolis | Bryant | 801SA48070E21* | Federally-Regulated Consumer Product | Non-Weatherized, Non-Condensin | 1565 | 251 |  | 05/25/2023 | 65903 | 203360138 | 05/25/2023
Carrier Corp. - Indianapolis | Bryant | 916SA36060M14*D | Federally-Regulated Consumer Product | Non-Weatherized, Condensing Ga | 1218 | 249 |  | 05/25/2023 | 60319 | 211779120 | 05/25/2023
Carrier Corp. - Indianapolis | Bryant | 986TC42080C17*D | Federally-Regulated Consumer Product | Non-Weatherized, Condensing Ga | 1364 | 255 |  | 05/25/2023 | 52072 | 203359309 | 05/25/2023
Carrier Corp. - Indianapolis | Bryant | 801SA60155E24 | Federally-Regulated Consumer Product | Non-Weatherized, Non-Condensin | 2000 | 270 |  | 05/25/2023 | 153106 | 203359955 | 05/25/2023
Carrier Corp. - Indianapolis | Bryant | 986TC60080C21*D | Federally-Regulated Consumer Product | Non-Weatherized, Condensing Ga | 2095 | 287 |  | 05/25/2023 | 52507 | 203359310 | 05/25/2023
Carrier Corp. - Indianapolis | Bryant | 810SA48090E21 | Federally-Regulated Consumer Product | Non-Weatherized, Non-Condensin | 1450 | 246 |  | 05/25/2023 | 87792 | 203360420 | 05/25/2023
Carrier Corp. - Indianapolis | Bryant | 915SB60080E21 | Federally-Regulated Consumer Product | Non-Weatherized, Condensing Ga | 1837 | 276 |  | 05/25/2023 | 79777 | 203360219 | 05/25/2023
Carrier Corp. - Indianapolis | Bryant | 677CNWK30060A* | Federally-Regulated Consumer Product | Weatherized Non-Condensing Gas | 1118 | 248 |  | 05/25/2023 | 60738 | 210589499 | 05/25/2023
Carrier Corp. - Indianapolis | Bryant | 811SA36045E14 | Federally-Regulated Consumer Product | Non-Weatherized, Non-Condensin | 1083 | 230 |  | 05/25/2023 | 43761 | 203360466 | 05/25/2023
Carrier Corp. - Indianapolis | Bryant | 915SB48080E17*D | Federally-Regulated Consumer Product | Non-Weatherized, Condensing Ga | 1771 | 273 |  | 05/25/2023 | 80331 | 203360233 | 05/25/2023
Carrier Corp. - Indianapolis | Bryant | 811SA36070E14 | Federally-Regulated Consumer Product | Non-Weatherized, Non-Condensin | 1106 | 231 |  | 05/25/2023 | 65995 | 203360471 | 05/25/2023
Carrier Corp. - Indianapolis | Bryant | 915SB60100E21**D | Federally-Regulated Consumer Product | Mobile Home Non-Weatherized, C | 2102 | 287 |  | 05/25/2023 | 99999 | 203360610 | 05/25/2023
Carrier Corp. - Indianapolis | Bryant | 915SB60100E21*D | Federally-Regulated Consumer Product | Non-Weatherized, Condensing Ga | 2102 | 287 |  | 05/25/2023 | 99999 | 203360237 | 05/25/2023
Carrier Corp. - Indianapolis | Bryant | 935CA60080C21 | Federally-Regulated Consumer Product | Non-Weatherized, Condensing Ga | 2223 | 247 |  | 05/25/2023 | 79567 | 206237496 | 05/25/2023
Carrier Corp. - Indianapolis | Bryant | 810SA36045E17 | Federally-Regulated Consumer Product | Non-Weatherized, Non-Condensin | 1206 | 235 |  | 05/25/2023 | 44058 | 203360405 | 05/25/2023
Carrier Corp. - Indianapolis | Bryant | 810SA60135E24 | Federally-Regulated Consumer Product | Non-Weatherized, Non-Condensin | 1887 | 265 |  | 05/25/2023 | 131482 | 203360435 | 05/25/2023
Carrier Corp. - Indianapolis | Bryant | 912SD42060E17 | Federally-Regulated Consumer Product | Non-Weatherized, Condensing Ga | 1205 | 248 |  | 05/25/2023 | 60119 | 203359606 | 05/25/2023
Carrier Corp. - Indianapolis | Bryant | 800SA36045E17 | Federally-Regulated Consumer Product | Non-Weatherized, Non-Condensin | 1206 | 235 |  | 05/25/2023 | 44058 | 203359613 | 05/25/2023
Carrier Corp. - Indianapolis | Bryant | 811SA36070E14* | Federally-Regulated Consumer Product | Non-Weatherized, Non-Condensin | 1106 | 231 |  | 05/25/2023 | 65995 | 203360518 | 05/25/2023
Carrier Corp. - Indianapolis | Bryant | 935CA66100C21 | Federally-Regulated Consumer Product | Non-Weatherized, Condensing Ga | 2271 | 273 |  | 05/25/2023 | 99648 | 206349946 | 05/25/2023
Carrier Corp. - Indianapolis | Bryant | 811SA36045E14* | Federally-Regulated Consumer Product | Non-Weatherized, Non-Condensin | 1083 | 230 |  | 05/25/2023 | 43761 | 203360513 | 05/25/2023
Carrier Corp. - Indianapolis | Bryant | 810SA60090E24 | Federally-Regulated Consumer Product | Non-Weatherized, Non-Condensin | 1987 | 269 |  | 05/25/2023 | 88320 | 203360426 | 05/25/2023
Carrier Corp. - Indianapolis | Bryant | 926TB42060V17*D | Federally-Regulated Consumer Product | Non-Weatherized, Condensing Ga | 1459 | 259 |  | 05/25/2023 | 39051 | 203359156 | 05/25/2023
Carrier Corp. - Indianapolis | Bryant | 811SA48090E21* | Federally-Regulated Consumer Product | Non-Weatherized, Non-Condensin | 1450 | 246 |  | 05/25/2023 | 87792 | 203360526 | 05/25/2023
Carrier Corp. - Indianapolis | Bryant | 926TB48080V17*D | Federally-Regulated Consumer Product | Non-Weatherized, Condensing Ga | 1686 | 269 |  | 05/25/2023 | 51540 | 203359157 | 05/25/2023
Carrier Corp. - Indianapolis | Bryant | 821TA66135V24* | Federally-Regulated Consumer Product | Non-Weatherized, Non-Condensin | 2420 | 288 |  | 05/25/2023 | 87246 | 203358818 | 05/25/2023
Carrier Corp. - Indianapolis | Bryant | 881TA48070C17 | Federally-Regulated Consumer Product | Non-Weatherized, Non-Condensin | 1458 | 246 |  | 05/25/2023 | 43592 | 203358852 | 05/25/2023
Carrier Corp. - Indianapolis | Bryant | 916SA36040M17 | Federally-Regulated Consumer Product | Non-Weatherized, Condensing Ga | 1097 | 243 |  | 05/25/2023 | 40216 | 211779113 | 05/25/2023
Carrier Corp. - Indianapolis | Bryant | 811SA36045E17* | Federally-Regulated Consumer Product | Non-Weatherized, Non-Condensin | 1206 | 235 |  | 05/25/2023 | 44058 | 203360516 | 05/25/2023
Carrier Corp. - Indianapolis | Bryant | 801SA48070E21 | Federally-Regulated Consumer Product | Non-Weatherized, Non-Condensin | 1565 | 251 |  | 05/25/2023 | 65903 | 203359935 | 05/25/2023
Carrier Corp. - Indianapolis | Bryant | 811SB48070M17 | Federally-Regulated Consumer Product | Non-Weatherized, Non-Condensin | 1776 | 260 |  | 05/25/2023 | 65952 | 211780364 | 05/25/2023
Carrier Corp. - Indianapolis | Bryant | 915SB66120E24* | Federally-Regulated Consumer Product | Mobile Home Non-Weatherized, C | 2161 | 290 |  | 05/25/2023 | 119834 | 203360605 | 05/25/2023
Carrier Corp. - Indianapolis | Bryant | 677CNWK48115A* | Federally-Regulated Consumer Product | Weatherized Non-Condensing Gas | 2156 | 293 |  | 05/25/2023 | 115206 | 210589503 | 05/25/2023
Carrier Corp. - Indianapolis | Bryant | 811SA60090E24 | Federally-Regulated Consumer Product | Non-Weatherized, Non-Condensin | 1987 | 269 |  | 05/25/2023 | 88320 | 203360485 | 05/25/2023
Carrier Corp. - Indianapolis | Bryant | 801SA36070E14* | Federally-Regulated Consumer Product | Non-Weatherized, Non-Condensin | 1106 | 231 |  | 05/25/2023 | 65995 | 203360136 | 05/25/2023
Carrier Corp. - Indianapolis | Bryant | 912SD60100E21 | Federally-Regulated Consumer Product | Non-Weatherized, Condensing Ga | 1821 | 275 |  | 05/25/2023 | 99460 | 203359618 | 05/25/2023
Carrier Corp. - Indianapolis | Bryant | 677CNWK24060A* | Federally-Regulated Consumer Product | Weatherized Non-Condensing Gas | 1073 | 246 |  | 05/25/2023 | 60738 | 210589498 | 05/25/2023
Carrier Corp. - Indianapolis | Bryant | 926TB48080V17 | Federally-Regulated Consumer Product | Non-Weatherized, Condensing Ga | 1686 | 269 |  | 05/25/2023 | 51540 | 203359151 | 05/25/2023
Carrier Corp. - Indianapolis | Bryant | 915SB42060E17**D | Federally-Regulated Consumer Product | Mobile Home Non-Weatherized, C | 1346 | 254 |  | 05/25/2023 | 60102 | 203360607 | 05/25/2023
Carrier Corp. - Indianapolis | Bryant | 677CNWK36090A* | Federally-Regulated Consumer Product | Weatherized Non-Condensing Gas | 1354 | 258 |  | 05/25/2023 | 90364 | 210589500 | 05/25/2023
Carrier Corp. - Indianapolis | Bryant | 986TC42080C17 | Federally-Regulated Consumer Product | Non-Weatherized, Condensing Ga | 1364 | 255 |  | 05/25/2023 | 52072 | 203359304 | 05/25/2023
Carrier Corp. - Indianapolis | Bryant | 811SA60110E24 | Federally-Regulated Consumer Product | Non-Weatherized, Non-Condensin | 2027 | 271 |  | 05/25/2023 | 109826 | 203360488 | 05/25/2023
Carrier Corp. - Indianapolis | Bryant | 915SB60080E21*D | Federally-Regulated Consumer Product | Non-Weatherized, Condensing Ga | 1837 | 276 |  | 05/25/2023 | 79777 | 203360235 | 05/25/2023
Carrier Corp. - Indianapolis | Bryant | 801SA60090E24 | Federally-Regulated Consumer Product | Non-Weatherized, Non-Condensin | 1987 | 269 |  | 05/25/2023 | 88320 | 203359944 | 05/25/2023
Carrier Corp. - Indianapolis | Bryant | 915SB36040E17**D | Federally-Regulated Consumer Product | Mobile Home Non-Weatherized, C | 998 | 239 |  | 05/25/2023 | 40139 | 203360606 | 05/25/2023
Carrier Corp. - Indianapolis | Bryant | 810SA48070E21 | Federally-Regulated Consumer Product | Non-Weatherized, Non-Condensin | 1565 | 251 |  | 05/25/2023 | 65903 | 203360414 | 05/25/2023
Carrier Corp. - Indianapolis | Bryant | 811SA36070E17* | Federally-Regulated Consumer Product | Non-Weatherized, Non-Condensin | 1051 | 228 |  | 05/25/2023 | 65904 | 203360520 | 05/25/2023
Carrier Corp. - Indianapolis | Bryant | 677CNWK30060N* | Federally-Regulated Consumer Product | Weatherized Non-Condensing Gas | 1118 | 248 |  | 05/25/2023 | 60738 | 210589505 | 05/25/2023
Carrier Corp. - Indianapolis | Bryant | 915SB60080E21**D | Federally-Regulated Consumer Product | Mobile Home Non-Weatherized, C | 1837 | 276 |  | 05/25/2023 | 79777 | 203360609 | 05/25/2023
Carrier Corp. - Indianapolis | Bryant | 926TB36060V14*D | Federally-Regulated Consumer Product | Non-Weatherized, Condensing Ga | 1238 | 249 |  | 05/25/2023 | 39205 | 203924816 | 05/25/2023
Carrier Corp. - Indianapolis | Bryant | 916SA48060M17* | Federally-Regulated Consumer Product | Mobile Home Non-Weatherized, C | 1611 | 266 |  | 05/25/2023 | 59946 | 211779122 | 05/25/2023
Carrier Corp. - Indianapolis | Bryant | 881TA60110C21* | Federally-Regulated Consumer Product | Non-Weatherized, Non-Condensin | 2281 | 282 |  | 05/25/2023 | 72565 | 203358952 | 05/25/2023
Carrier Corp. - Indianapolis | Bryant | 912SD48080E17 | Federally-Regulated Consumer Product | Non-Weatherized, Condensing Ga | 1390 | 256 |  | 05/25/2023 | 79599 | 203359610 | 05/25/2023
Carrier Corp. - Indianapolis | Bryant | 801SA60110E24* | Federally-Regulated Consumer Product | Non-Weatherized, Non-Condensin | 2027 | 271 |  | 05/25/2023 | 109826 | 203360144 | 05/25/2023
Carrier Corp. - Indianapolis | Bryant | 801SA36045E14* | Federally-Regulated Consumer Product | Non-Weatherized, Non-Condensin | 1083 | 230 |  | 05/25/2023 | 43761 | 203360134 | 05/25/2023
Carrier Corp. - Indianapolis | Bryant | 811SA48070E21* | Federally-Regulated Consumer Product | Non-Weatherized, Non-Condensin | 1565 | 251 |  | 05/25/2023 | 65903 | 203360522 | 05/25/2023
Carrier Corp. - Indianapolis | Bryant | 811SA36045E17 | Federally-Regulated Consumer Product | Non-Weatherized, Non-Condensin | 1206 | 235 |  | 05/25/2023 | 44058 | 203360468 | 05/25/2023
Carrier Corp. - Indianapolis | Bryant | 811SA48070E21 | Federally-Regulated Consumer Product | Non-Weatherized, Non-Condensin | 1565 | 251 |  | 05/25/2023 | 65903 | 203360476 | 05/25/2023
Carrier Corp. - Indianapolis | Bryant | 912SD42060E17* | Federally-Regulated Consumer Product | Mobile Home Non-Weatherized, C | 1205 | 248 |  | 05/25/2023 | 60119 | 203359608 | 05/25/2023
Carrier Corp. - Indianapolis | Bryant | 986TC66100C21 | Federally-Regulated Consumer Product | Non-Weatherized, Condensing Ga | 2251 | 294 |  | 05/25/2023 | 64767 | 203359306 | 05/25/2023
Carrier Corp. - Indianapolis | Bryant | 912SD30040E14 | Federally-Regulated Consumer Product | Non-Weatherized, Condensing Ga | 981 | 238 |  | 05/25/2023 | 40102 | 203359594 | 05/25/2023
Carrier Corp. - Indianapolis | Bryant | 800SA36070E17 | Federally-Regulated Consumer Product | Non-Weatherized, Non-Condensin | 1051 | 228 |  | 05/25/2023 | 65904 | 203359617 | 05/25/2023
Carrier Corp. - Indianapolis | Bryant | 811SB48070M17* | Federally-Regulated Consumer Product | Non-Weatherized, Non-Condensin | 1776 | 260 |  | 05/25/2023 | 65952 | 211780365 | 05/25/2023
Carrier Corp. - Indianapolis | Bryant | 926TB36060V14 | Federally-Regulated Consumer Product | Non-Weatherized, Condensing Ga | 1238 | 249 |  | 05/25/2023 | 39205 | 203924814 | 05/25/2023
Carrier Corp. - Indianapolis | Bryant | 986TC66100C21*D | Federally-Regulated Consumer Product | Non-Weatherized, Condensing Ga | 2251 | 294 |  | 05/25/2023 | 64767 | 203359311 | 05/25/2023
Carrier Corp. - Indianapolis | Bryant | 926TB42060V17 | Federally-Regulated Consumer Product | Non-Weatherized, Condensing Ga | 1459 | 259 |  | 05/25/2023 | 39051 | 203359150 | 05/25/2023
Carrier Corp. - Indianapolis | Bryant | 801SA60155E24* | Federally-Regulated Consumer Product | Non-Weatherized, Non-Condensin | 2000 | 270 |  | 05/25/2023 | 153106 | 203360146 | 05/25/2023
Carrier Corp. - Indianapolis | Bryant | 801SB48070M17 | Federally-Regulated Consumer Product | Non-Weatherized, Non-Condensin | 1776 | 260 |  | 05/25/2023 | 65952 | 211780366 | 05/25/2023
Carrier Corp. - Indianapolis | Bryant | 801SB60155M24 | Federally-Regulated Consumer Product | Non-Weatherized, Non-Condensin | 2004 | 270 |  | 05/25/2023 | 153757 | 211780023 | 05/25/2023
Carrier Corp. - Indianapolis | Comfortmaker | N80MSL1102120A | Federally-Regulated Consumer Product | Non-Weatherized, Non-Condensin | 2444 | 290 |  | 05/25/2023 | 110371 | 211780063 | 05/25/2023
Carrier Corp. - Indianapolis | Comfortmaker | N80MSU0802120A | Federally-Regulated Consumer Product | Non-Weatherized, Non-Condensin | 2436 | 289 |  | 05/25/2023 | 80342 | 211781355 | 05/25/2023
Carrier Corp. - Indianapolis | Comfortmaker | N80VSL0451412A* | Federally-Regulated Consumer Product | Non-Weatherized, Non-Condensin | 1422 | 244 |  | 05/25/2023 | 43953 | 205822081 | 05/25/2023
Carrier Corp. - Indianapolis | Comfortmaker | G95CSU1002122A | Federally-Regulated Consumer Product | Non-Weatherized, Condensing Ga | 2271 | 273 |  | 05/25/2023 | 99648 | 206349952 | 05/25/2023
Carrier Corp. - Indianapolis | Comfortmaker | G96VTN0801716A | Federally-Regulated Consumer Product | Non-Weatherized, Condensing Ga | 1686 | 269 |  | 05/25/2023 | 51540 | 203359223 | 05/25/2023
Carrier Corp. - Indianapolis | Comfortmaker | N80MSN0701412A | Federally-Regulated Consumer Product | Non-Weatherized, Non-Condensin | 1170 | 233 |  | 05/25/2023 | 65912 | 211779939 | 05/25/2023
Carrier Corp. - Indianapolis | Comfortmaker | G96VTN0601714A | Federally-Regulated Consumer Product | Non-Weatherized, Condensing Ga | 1459 | 259 |  | 05/25/2023 | 39051 | 203359222 | 05/25/2023
Carrier Corp. - Indianapolis | Comfortmaker | N92ESN0601714A | Federally-Regulated Consumer Product | Non-Weatherized, Condensing Ga | 1205 | 248 |  | 05/25/2023 | 60119 | 203359740 | 05/25/2023
Carrier Corp. - Indianapolis | Comfortmaker | N80VSL1102422A* | Federally-Regulated Consumer Product | Non-Weatherized, Non-Condensin | 2478 | 290 |  | 05/25/2023 | 110020 | 204278399 | 05/25/2023
Carrier Corp. - Indianapolis | Comfortmaker | N80MSL0901714A* | Federally-Regulated Consumer Product | Non-Weatherized, Non-Condensin | 1592 | 252 |  | 05/25/2023 | 88547 | 211780175 | 05/25/2023
Carrier Corp. - Indianapolis | Comfortmaker | G96VTN0802120A | Federally-Regulated Consumer Product | Non-Weatherized, Condensing Ga | 2043 | 285 |  | 05/25/2023 | 52228 | 203359224 | 05/25/2023
Carrier Corp. - Indianapolis | Comfortmaker | N92MSN1202420A | Federally-Regulated Consumer Product | Non-Weatherized, Condensing Ga | 1871 | 277 |  | 05/25/2023 | 120577 | 211778989 | 05/25/2023
Carrier Corp. - Indianapolis | Comfortmaker | G97CMN1002122A | Federally-Regulated Consumer Product | Non-Weatherized, Condensing Ga | 2192 | 291 |  | 05/25/2023 | 39903 | 203924597 | 05/25/2023
Carrier Corp. - Indianapolis | Comfortmaker | G96CTN0801714A*D | Federally-Regulated Consumer Product | Non-Weatherized, Condensing Ga | 1364 | 255 |  | 05/25/2023 | 52072 | 203359359 | 05/25/2023
Carrier Corp. - Indianapolis | Comfortmaker | N80VSL0451412A | Federally-Regulated Consumer Product | Non-Weatherized, Non-Condensin | 1422 | 244 |  | 05/25/2023 | 43953 | 205822072 | 05/25/2023
Carrier Corp. - Indianapolis | Comfortmaker | N95MSU0401712A | Federally-Regulated Consumer Product | Non-Weatherized, Condensing Ga | 1244 | 250 |  | 05/25/2023 | 40132 | 211781270 | 05/25/2023
Carrier Corp. - Indianapolis | Comfortmaker | N95ESN1002120A**D | Federally-Regulated Consumer Product | Mobile Home Non-Weatherized, C | 2102 | 287 |  | 05/25/2023 | 99999 | 203360658 | 05/25/2023
Carrier Corp. - Indianapolis | Comfortmaker | G96CTN1002122A | Federally-Regulated Consumer Product | Non-Weatherized, Condensing Ga | 2251 | 294 |  | 05/25/2023 | 64767 | 203359356 | 05/25/2023
Carrier Corp. - Indianapolis | Comfortmaker | N96MSN1402422A | Federally-Regulated Consumer Product | Non-Weatherized, Condensing Ga | 2292 | 296 |  | 05/25/2023 | 139864 | 211779477 | 05/25/2023
Carrier Corp. - Indianapolis | Comfortmaker | N80MSU0601716A | Federally-Regulated Consumer Product | Non-Weatherized, Non-Condensin | 1955 | 268 |  | 05/25/2023 | 60649 | 211781371 | 05/25/2023
Carrier Corp. - Indianapolis | Comfortmaker | G80CTL0902120A* | Federally-Regulated Consumer Product | Non-Weatherized, Non-Condensin | 2488 | 291 |  | 05/25/2023 | 57811 | 203358988 | 05/25/2023
Carrier Corp. - Indianapolis | Comfortmaker | N96VSN0401410A*D | Federally-Regulated Consumer Product | Non-Weatherized, Condensing Ga | 1075 | 242 |  | 05/25/2023 | 40086 | 205822103 | 05/25/2023
Carrier Corp. - Indianapolis | Comfortmaker | N96MSN1002122A*D | Federally-Regulated Consumer Product | Non-Weatherized, Condensing Ga | 2283 | 295 |  | 05/25/2023 | 100454 | 211779432 | 05/25/2023
Carrier Corp. - Indianapolis | Comfortmaker | G80CTL1352422A* | Federally-Regulated Consumer Product | Non-Weatherized, Non-Condensin | 2422 | 287 |  | 05/25/2023 | 87787 | 203358990 | 05/25/2023
Carrier Corp. - Indianapolis | Comfortmaker | G80CTL0701716A | Federally-Regulated Consumer Product | Non-Weatherized, Non-Condensin | 1458 | 246 |  | 05/25/2023 | 43592 | 203358892 | 05/25/2023
Carrier Corp. - Indianapolis | Comfortmaker | G80CTL0702120A* | Federally-Regulated Consumer Product | Non-Weatherized, Non-Condensin | 2239 | 281 |  | 05/25/2023 | 43857 | 203358986 | 05/25/2023
Carrier Corp. - Indianapolis | Comfortmaker | N80MSN0702116A | Federally-Regulated Consumer Product | Non-Weatherized, Non-Condensin | 1949 | 268 |  | 05/25/2023 | 66143 | 211779941 | 05/25/2023
Carrier Corp. - Indianapolis | Comfortmaker | N96VSN0401410A | Federally-Regulated Consumer Product | Non-Weatherized, Condensing Ga | 1075 | 242 |  | 05/25/2023 | 40086 | 205822092 | 05/25/2023
Carrier Corp. - Indianapolis | Comfortmaker | N92ESN0401410A* | Federally-Regulated Consumer Product | Mobile Home Non-Weatherized, C | 981 | 238 |  | 05/25/2023 | 40102 | 203359648 | 05/25/2023
Carrier Corp. - Indianapolis | Comfortmaker | N96MSN1002122A* | Federally-Regulated Consumer Product | Mobile Home Non-Weatherized, C | 2283 | 295 |  | 05/25/2023 | 100454 | 211779414 | 05/25/2023
Carrier Corp. - Indianapolis | Comfortmaker | N92MSN0601412A* | Federally-Regulated Consumer Product | Mobile Home Non-Weatherized, C | 1277 | 251 |  | 05/25/2023 | 60142 | 211778890 | 05/25/2023
Carrier Corp. - Indianapolis | Comfortmaker | N96VSN1202422A | Federally-Regulated Consumer Product | Non-Weatherized, Condensing Ga | 2331 | 297 |  | 05/25/2023 | 119569 | 205822246 | 05/25/2023
Carrier Corp. - Indianapolis | Comfortmaker | N95ESN0802120A* | Federally-Regulated Consumer Product | Mobile Home Non-Weatherized, C | 1837 | 276 |  | 05/25/2023 | 79777 | 203360651 | 05/25/2023
Carrier Corp. - Indianapolis | Comfortmaker | N80VSL0702120A* | Federally-Regulated Consumer Product | Non-Weatherized, Non-Condensin | 2147 | 275 |  | 05/25/2023 | 65668 | 204278396 | 05/25/2023
Carrier Corp. - Indianapolis | Comfortmaker | N80VSL1102422A | Federally-Regulated Consumer Product | Non-Weatherized, Non-Condensin | 2478 | 290 |  | 05/25/2023 | 110020 | 204278333 | 05/25/2023
Carrier Corp. - Indianapolis | Comfortmaker | N96MSN0401410A**D | Federally-Regulated Consumer Product | Mobile Home Non-Weatherized, C | 1017 | 240 |  | 05/25/2023 | 40102 | 211779189 | 05/25/2023
Carrier Corp. - Indianapolis | Comfortmaker | PDD460115K**0G* | Federally-Regulated Consumer Product | Weatherized Non-Condensing Gas | 2187 | 295 |  | 05/25/2023 | 115163 | 204037582 | 05/25/2023
Carrier Corp. - Indianapolis | Comfortmaker | N92MSN0401712A | Federally-Regulated Consumer Product | Non-Weatherized, Condensing Ga | 1092 | 243 |  | 05/25/2023 | 39895 | 211778863 | 05/25/2023
Carrier Corp. - Indianapolis | Comfortmaker | N92MSN0802120A* | Federally-Regulated Consumer Product | Mobile Home Non-Weatherized, C | 2018 | 284 |  | 05/25/2023 | 81104 | 211778944 | 05/25/2023
Carrier Corp. - Indianapolis | Comfortmaker | G80CTL1102120A* | Federally-Regulated Consumer Product | Non-Weatherized, Non-Condensin | 2281 | 282 |  | 05/25/2023 | 72565 | 203358989 | 05/25/2023
Carrier Corp. - Indianapolis | Comfortmaker | N80MSL0701712A* | Federally-Regulated Consumer Product | Non-Weatherized, Non-Condensin | 1209 | 235 |  | 05/25/2023 | 65992 | 211780173 | 05/25/2023
Carrier Corp. - Indianapolis | Comfortmaker | PDS424060K**0G* | Federally-Regulated Consumer Product | Weatherized Non-Condensing Gas | 1285 | 256 |  | 05/25/2023 | 60738 | 204037598 | 05/25/2023
Carrier Corp. - Indianapolis | Comfortmaker | N80MSN1102120A | Federally-Regulated Consumer Product | Non-Weatherized, Non-Condensin | 2444 | 290 |  | 05/25/2023 | 110371 | 211779946 | 05/25/2023
Carrier Corp. - Indianapolis | Comfortmaker | PDD442090K**1K* | Federally-Regulated Consumer Product | Weatherized Non-Condensing Gas | 1478 | 264 |  | 05/25/2023 | 90002 | 210589543 | 05/25/2023
Carrier Corp. - Indianapolis | Comfortmaker | N80MSL1552420A | Federally-Regulated Consumer Product | Non-Weatherized, Non-Condensin | 2004 | 270 |  | 05/25/2023 | 153757 | 211780066 | 05/25/2023
Carrier Corp. - Indianapolis | Comfortmaker | N96MSN1002120A* | Federally-Regulated Consumer Product | Mobile Home Non-Weatherized, C | 2215 | 292 |  | 05/25/2023 | 99728 | 211779378 | 05/25/2023
Carrier Corp. - Indianapolis | Comfortmaker | G80CTL0902120A | Federally-Regulated Consumer Product | Non-Weatherized, Non-Condensin | 2488 | 291 |  | 05/25/2023 | 57811 | 203358895 | 05/25/2023
Carrier Corp. - Indianapolis | Comfortmaker | N96MSN0801716A* | Federally-Regulated Consumer Product | Mobile Home Non-Weatherized, C | 1671 | 269 |  | 05/25/2023 | 79335 | 211780738 | 05/25/2023
Carrier Corp. - Indianapolis | Comfortmaker | N80MSL0902120A* | Federally-Regulated Consumer Product | Non-Weatherized, Non-Condensin | 2438 | 289 |  | 05/25/2023 | 88368 | 211780177 | 05/25/2023
Carrier Corp. - Indianapolis | Comfortmaker | N96MSN0261410A*D | Federally-Regulated Consumer Product | Non-Weatherized, Condensing Ga | 1012 | 240 |  | 05/25/2023 | 26115 | 211779162 | 05/25/2023
Carrier Corp. - Indianapolis | Comfortmaker | N96MSN1002120A**D | Federally-Regulated Consumer Product | Mobile Home Non-Weatherized, C | 2215 | 292 |  | 05/25/2023 | 99728 | 211779387 | 05/25/2023
Carrier Corp. - Indianapolis | Comfortmaker | N92MSN0802120A | Federally-Regulated Consumer Product | Non-Weatherized, Condensing Ga | 2018 | 284 |  | 05/25/2023 | 81104 | 211778935 | 05/25/2023
Carrier Corp. - Indianapolis | Comfortmaker | PDD460130K**1K* | Federally-Regulated Consumer Product | Weatherized Non-Condensing Gas | 2038 | 289 |  | 05/25/2023 | 126976 | 212038608 | 05/25/2023
Carrier Corp. - Indianapolis | Comfortmaker | N96MSN0401410A*D | Federally-Regulated Consumer Product | Non-Weatherized, Condensing Ga | 1017 | 240 |  | 05/25/2023 | 40102 | 211779198 | 05/25/2023
Carrier Corp. - Indianapolis | Comfortmaker | N96VSN0801716A*D | Federally-Regulated Consumer Product | Non-Weatherized, Condensing Ga | 1766 | 272 |  | 05/25/2023 | 80180 | 205822191 | 05/25/2023
Carrier Corp. - Indianapolis | Comfortmaker | N80MSL1102420A | Federally-Regulated Consumer Product | Non-Weatherized, Non-Condensin | 2053 | 272 |  | 05/25/2023 | 110206 | 211780064 | 05/25/2023
Carrier Corp. - Indianapolis | Comfortmaker | N96VSN1202422A*D | Federally-Regulated Consumer Product | Non-Weatherized, Condensing Ga | 2331 | 297 |  | 05/25/2023 | 119569 | 205822257 | 05/25/2023
Carrier Corp. - Indianapolis | Comfortmaker | N96MSN1002122A**D | Federally-Regulated Consumer Product | Mobile Home Non-Weatherized, C | 2283 | 295 |  | 05/25/2023 | 100454 | 211779423 | 05/25/2023
Carrier Corp. - Indianapolis | Comfortmaker | N96VSN0801716A | Federally-Regulated Consumer Product | Non-Weatherized, Condensing Ga | 1766 | 272 |  | 05/25/2023 | 80180 | 205822180 | 05/25/2023
Carrier Corp. - Indianapolis | Comfortmaker | N92ESN0802120A* | Federally-Regulated Consumer Product | Mobile Home Non-Weatherized, C | 1832 | 276 |  | 05/25/2023 | 79860 | 203359824 | 05/25/2023
Carrier Corp. - Indianapolis | Comfortmaker | PDD448115K**1K* | Federally-Regulated Consumer Product | Weatherized Non-Condensing Gas | 2156 | 293 |  | 05/25/2023 | 115206 | 210589545 | 05/25/2023
Carrier Corp. - Indianapolis | Comfortmaker | N96VSN0401712A*D | Federally-Regulated Consumer Product | Non-Weatherized, Condensing Ga | 1103 | 243 |  | 05/25/2023 | 39803 | 205822125 | 05/25/2023
Carrier Corp. - Indianapolis | Comfortmaker | N92MSN0801716A* | Federally-Regulated Consumer Product | Mobile Home Non-Weatherized, C | 1845 | 276 |  | 05/25/2023 | 80520 | 211778926 | 05/25/2023
Carrier Corp. - Indianapolis | Comfortmaker | N80MSN0701712A | Federally-Regulated Consumer Product | Non-Weatherized, Non-Condensin | 1209 | 235 |  | 05/25/2023 | 65992 | 211779940 | 05/25/2023
Carrier Corp. - Indianapolis | Comfortmaker | G96VTN0601714A*D | Federally-Regulated Consumer Product | Non-Weatherized, Condensing Ga | 1459 | 259 |  | 05/25/2023 | 39051 | 203359228 | 05/25/2023
Carrier Corp. - Indianapolis | Comfortmaker | N92MSN1002122A | Federally-Regulated Consumer Product | Non-Weatherized, Condensing Ga | 2308 | 297 |  | 05/25/2023 | 99870 | 211778971 | 05/25/2023
Carrier Corp. - Indianapolis | Comfortmaker | G80CTL1352422A | Federally-Regulated Consumer Product | Non-Weatherized, Non-Condensin | 2422 | 287 |  | 05/25/2023 | 87787 | 203358897 | 05/25/2023
Carrier Corp. - Indianapolis | Comfortmaker | N80MSL1352420A | Federally-Regulated Consumer Product | Non-Weatherized, Non-Condensin | 1907 | 266 |  | 05/25/2023 | 131914 | 211780065 | 05/25/2023
Carrier Corp. - Indianapolis | Bryant | 912SE66100M21 | Federally-Regulated Consumer Product | Non-Weatherized, Condensing Ga | 2308 | 297 |  | 05/25/2023 | 99870 | 211778841 | 05/25/2023
Carrier Corp. - Indianapolis | Bryant | 987MB66100C21 | Federally-Regulated Consumer Product | Non-Weatherized, Condensing Ga | 2192 | 291 |  | 05/25/2023 | 39903 | 204032261 | 05/25/2023
Carrier Corp. - Indianapolis | Bryant | 801SA60090E21* | Federally-Regulated Consumer Product | Non-Weatherized, Non-Condensin | 2015 | 271 |  | 05/25/2023 | 88187 | 203360141 | 05/25/2023
Carrier Corp. - Indianapolis | Bryant | 810SA36045E14 | Federally-Regulated Consumer Product | Non-Weatherized, Non-Condensin | 1083 | 230 |  | 05/25/2023 | 43761 | 203360403 | 05/25/2023
Carrier Corp. - Indianapolis | Bryant | 987MB66120C24 | Federally-Regulated Consumer Product | Non-Weatherized, Condensing Ga | 2271 | 295 |  | 05/25/2023 | 48091 | 204032268 | 05/25/2023
Carrier Corp. - Indianapolis | Bryant | 830SA36040E17 | Federally-Regulated Consumer Product | Non-Weatherized, Non-Condensin | 1425 | 245 |  | 05/25/2023 | 40136 | 204443903 | 05/25/2023
Carrier Corp. - Indianapolis | Bryant | 821SA48070V17* | Federally-Regulated Consumer Product | Non-Weatherized, Non-Condensin | 1842 | 262 |  | 05/25/2023 | 65738 | 204278377 | 05/25/2023
Carrier Corp. - Indianapolis | Bryant | 811SA42090E17 | Federally-Regulated Consumer Product | Non-Weatherized, Non-Condensin | 1238 | 236 |  | 05/25/2023 | 88097 | 203360478 | 05/25/2023
Carrier Corp. - Indianapolis | Bryant | 677CNWK48115N* | Federally-Regulated Consumer Product | Weatherized Non-Condensing Gas | 2156 | 293 |  | 05/25/2023 | 115206 | 210589509 | 05/25/2023
Carrier Corp. - Indianapolis | Bryant | 916SA66100M21* | Federally-Regulated Consumer Product | Mobile Home Non-Weatherized, C | 2283 | 295 |  | 05/25/2023 | 100454 | 211779136 | 05/25/2023
Carrier Corp. - Indianapolis | Bryant | 801SA60090E21 | Federally-Regulated Consumer Product | Non-Weatherized, Non-Condensin | 2015 | 271 |  | 05/25/2023 | 88187 | 203359942 | 05/25/2023
Carrier Corp. - Indianapolis | Bryant | 881TA60090C21* | Federally-Regulated Consumer Product | Non-Weatherized, Non-Condensin | 2488 | 291 |  | 05/25/2023 | 57811 | 203358951 | 05/25/2023
Carrier Corp. - Indianapolis | Bryant | 915SB60100E21* | Federally-Regulated Consumer Product | Mobile Home Non-Weatherized, C | 2102 | 287 |  | 05/25/2023 | 99999 | 203360604 | 05/25/2023
Carrier Corp. - Indianapolis | Bryant | 916SA48060M17**D | Federally-Regulated Consumer Product | Mobile Home Non-Weatherized, C | 1611 | 266 |  | 05/25/2023 | 59946 | 211779123 | 05/25/2023
Carrier Corp. - Indianapolis | Bryant | 801SA42090E17* | Federally-Regulated Consumer Product | Non-Weatherized, Non-Condensin | 1238 | 236 |  | 05/25/2023 | 88097 | 203360139 | 05/25/2023
Carrier Corp. - Indianapolis | Bryant | 915SB30040E14* | Federally-Regulated Consumer Product | Mobile Home Non-Weatherized, C | 950 | 237 |  | 05/25/2023 | 40146 | 203924690 | 05/25/2023
Carrier Corp. - Indianapolis | Bryant | 821TA36070V14* | Federally-Regulated Consumer Product | Non-Weatherized, Non-Condensin | 1456 | 246 |  | 05/25/2023 | 43558 | 203358813 | 05/25/2023
Carrier Corp. - Indianapolis | Bryant | 987MB66100C21*D | Federally-Regulated Consumer Product | Non-Weatherized, Condensing Ga | 2192 | 291 |  | 05/25/2023 | 39903 | 204032267 | 05/25/2023
Carrier Corp. - Indianapolis | Bryant | 800SB60135M24 | Federally-Regulated Consumer Product | Non-Weatherized, Non-Condensin | 1907 | 266 |  | 05/25/2023 | 131914 | 211779893 | 05/25/2023
Carrier Corp. - Indianapolis | Bryant | 800SB60155M24 | Federally-Regulated Consumer Product | Non-Weatherized, Non-Condensin | 2004 | 270 |  | 05/25/2023 | 153757 | 211779897 | 05/25/2023
Carrier Corp. - Indianapolis | Bryant | 811SA60090E24* | Federally-Regulated Consumer Product | Non-Weatherized, Non-Condensin | 1987 | 269 |  | 05/25/2023 | 88320 | 203360529 | 05/25/2023
Carrier Corp. - Indianapolis | Bryant | 915SB66120E24**D | Federally-Regulated Consumer Product | Mobile Home Non-Weatherized, C | 2161 | 290 |  | 05/25/2023 | 119834 | 203360611 | 05/25/2023
Carrier Corp. - Indianapolis | Bryant | 801SA60110E24 | Federally-Regulated Consumer Product | Non-Weatherized, Non-Condensin | 2027 | 271 |  | 05/25/2023 | 109826 | 203359950 | 05/25/2023
Carrier Corp. - Indianapolis | Bryant | 915SB42060E17* | Federally-Regulated Consumer Product | Mobile Home Non-Weatherized, C | 1346 | 254 |  | 05/25/2023 | 60102 | 203360601 | 05/25/2023
Carrier Corp. - Indianapolis | Bryant | 915SB36060E14* | Federally-Regulated Consumer Product | Mobile Home Non-Weatherized, C | 1176 | 247 |  | 05/25/2023 | 59961 | 203924694 | 05/25/2023
Carrier Corp. - Indianapolis | Bryant | 912SE60120M24* | Federally-Regulated Consumer Product | Mobile Home Non-Weatherized, C | 1871 | 277 |  | 05/25/2023 | 120577 | 211778840 | 05/25/2023
Carrier Corp. - Indianapolis | Bryant | 821SA60090V24 | Federally-Regulated Consumer Product | Non-Weatherized, Non-Condensin | 2057 | 271 |  | 05/25/2023 | 88097 | 204278314 | 05/25/2023
Carrier Corp. - Indianapolis | Bryant | 916SA60100M21*D | Federally-Regulated Consumer Product | Non-Weatherized, Condensing Ga | 2215 | 292 |  | 05/25/2023 | 99728 | 211779134 | 05/25/2023
Carrier Corp. - Indianapolis | Bryant | 916SA48060M17*D | Federally-Regulated Consumer Product | Non-Weatherized, Condensing Ga | 1611 | 266 |  | 05/25/2023 | 59946 | 211779124 | 05/25/2023
Carrier Corp. - Indianapolis | Bryant | 916SA30040M14* | Federally-Regulated Consumer Product | Mobile Home Non-Weatherized, C | 1017 | 240 |  | 05/25/2023 | 40102 | 211779110 | 05/25/2023
Carrier Corp. - Indianapolis | Bryant | 677CNWK48090A* | Federally-Regulated Consumer Product | Weatherized Non-Condensing Gas | 2142 | 293 |  | 05/25/2023 | 90607 | 210589502 | 05/25/2023
Carrier Corp. - Indianapolis | Bryant | 916SA66120M24* | Federally-Regulated Consumer Product | Mobile Home Non-Weatherized, C | 2308 | 297 |  | 05/25/2023 | 119661 | 211779140 | 05/25/2023
Carrier Corp. - Indianapolis | Bryant | 810SA60110E21 | Federally-Regulated Consumer Product | Non-Weatherized, Non-Condensin | 2177 | 278 |  | 05/25/2023 | 110527 | 203360429 | 05/25/2023
Carrier Corp. - Indianapolis | Bryant | 912SE42060M17 | Federally-Regulated Consumer Product | Non-Weatherized, Condensing Ga | 1381 | 256 |  | 05/25/2023 | 60143 | 211778831 | 05/25/2023
Carrier Corp. - Indianapolis | Bryant | 820TA66110V21 | Federally-Regulated Consumer Product | Non-Weatherized, Non-Condensin | 2435 | 289 |  | 05/25/2023 | 72702 | 203358782 | 05/25/2023
Carrier Corp. - Indianapolis | Bryant | 811SA60110E21* | Federally-Regulated Consumer Product | Non-Weatherized, Non-Condensin | 2177 | 278 |  | 05/25/2023 | 110527 | 203360531 | 05/25/2023
Carrier Corp. - Indianapolis | Bryant | 915SB66140E24 | Federally-Regulated Consumer Product | Non-Weatherized, Condensing Ga | 2328 | 297 |  | 05/25/2023 | 139741 | 203360225 | 05/25/2023
Carrier Corp. - Indianapolis | Bryant | 987MB42060C17 | Federally-Regulated Consumer Product | Non-Weatherized, Condensing Ga | 1392 | 256 |  | 05/25/2023 | 23828 | 204032263 | 05/25/2023
Carrier Corp. - Indianapolis | Bryant | 915SB60100E21 | Federally-Regulated Consumer Product | Non-Weatherized, Condensing Ga | 2102 | 287 |  | 05/25/2023 | 99999 | 203360221 | 05/25/2023
Carrier Corp. - Indianapolis | Bryant | 821SA60090V21 | Federally-Regulated Consumer Product | Non-Weatherized, Non-Condensin | 2089 | 274 |  | 05/25/2023 | 87481 | 204278313 | 05/25/2023
Carrier Corp. - Indianapolis | Bryant | 912SE36060M14 | Federally-Regulated Consumer Product | Non-Weatherized, Condensing Ga | 1277 | 251 |  | 05/25/2023 | 60142 | 211778829 | 05/25/2023
Carrier Corp. - Indianapolis | Bryant | 915SB36040E17*D | Federally-Regulated Consumer Product | Non-Weatherized, Condensing Ga | 998 | 239 |  | 05/25/2023 | 40139 | 203360229 | 05/25/2023
Carrier Corp. - Indianapolis | Bryant | 801SA36070E14 | Federally-Regulated Consumer Product | Non-Weatherized, Non-Condensin | 1106 | 231 |  | 05/25/2023 | 65995 | 203359931 | 05/25/2023
Carrier Corp. - Indianapolis | Bryant | 811SA60090E21 | Federally-Regulated Consumer Product | Non-Weatherized, Non-Condensin | 2015 | 271 |  | 05/25/2023 | 88187 | 203360483 | 05/25/2023
Carrier Corp. - Indianapolis | Bryant | 800SB60090M21 | Federally-Regulated Consumer Product | Non-Weatherized, Non-Condensin | 2438 | 289 |  | 05/25/2023 | 88368 | 211780474 | 05/25/2023
Carrier Corp. - Indianapolis | Bryant | 801SA60135E24* | Federally-Regulated Consumer Product | Non-Weatherized, Non-Condensin | 1887 | 265 |  | 05/25/2023 | 131482 | 203360145 | 05/25/2023
Carrier Corp. - Indianapolis | Bryant | 915SB66120E24 | Federally-Regulated Consumer Product | Non-Weatherized, Condensing Ga | 2161 | 290 |  | 05/25/2023 | 119834 | 203360223 | 05/25/2023
Carrier Corp. - Indianapolis | Bryant | 801SA36070E17 | Federally-Regulated Consumer Product | Non-Weatherized, Non-Condensin | 1051 | 228 |  | 05/25/2023 | 65904 | 203359933 | 05/25/2023
Carrier Corp. - Indianapolis | Bryant | 821SA48070V17 | Federally-Regulated Consumer Product | Non-Weatherized, Non-Condensin | 1842 | 262 |  | 05/25/2023 | 65738 | 204278311 | 05/25/2023
Carrier Corp. - Indianapolis | Bryant | 801SA60110E21 | Federally-Regulated Consumer Product | Non-Weatherized, Non-Condensin | 2177 | 278 |  | 05/25/2023 | 110527 | 203359947 | 05/25/2023
Carrier Corp. - Indianapolis | Bryant | 811SA60090E21* | Federally-Regulated Consumer Product | Non-Weatherized, Non-Condensin | 2015 | 271 |  | 05/25/2023 | 88187 | 203360528 | 05/25/2023
Carrier Corp. - Indianapolis | Bryant | 821SA60090V21* | Federally-Regulated Consumer Product | Non-Weatherized, Non-Condensin | 2089 | 274 |  | 05/25/2023 | 87481 | 204278379 | 05/25/2023
Carrier Corp. - Indianapolis | Bryant | 820SA48045V17 | Federally-Regulated Consumer Product | Non-Weatherized, Non-Condensin | 1431 | 244 |  | 05/25/2023 | 44106 | 204278298 | 05/25/2023
Carrier Corp. - Indianapolis | Bryant | 677CNWK42090N* | Federally-Regulated Consumer Product | Weatherized Non-Condensing Gas | 1478 | 264 |  | 05/25/2023 | 90002 | 210589507 | 05/25/2023
Carrier Corp. - Indianapolis | Bryant | 916SA48080M17*D | Federally-Regulated Consumer Product | Non-Weatherized, Condensing Ga | 1671 | 269 |  | 05/25/2023 | 79335 | 211779126 | 05/25/2023
Carrier Corp. - Indianapolis | Bryant | 821SA48045V17* | Federally-Regulated Consumer Product | Non-Weatherized, Non-Condensin | 1431 | 244 |  | 05/25/2023 | 44106 | 204278376 | 05/25/2023
Carrier Corp. - Indianapolis | Bryant | 801SA48090E21 | Federally-Regulated Consumer Product | Non-Weatherized, Non-Condensin | 1450 | 246 |  | 05/25/2023 | 87792 | 203359939 | 05/25/2023
Carrier Corp. - Indianapolis | Bryant | 801SB36070M14 | Federally-Regulated Consumer Product | Non-Weatherized, Non-Condensin | 1170 | 233 |  | 05/25/2023 | 65912 | 211780490 | 05/25/2023
Carrier Corp. - Indianapolis | Bryant | 830SA60100E21 | Federally-Regulated Consumer Product | Non-Weatherized, Non-Condensin | 2018 | 271 |  | 05/25/2023 | 99865 | 204443918 | 05/25/2023
Carrier Corp. - Indianapolis | Bryant | 987MB66120C24*D | Federally-Regulated Consumer Product | Non-Weatherized, Condensing Ga | 2271 | 295 |  | 05/25/2023 | 48091 | 204032262 | 05/25/2023
Carrier Corp. - Indianapolis | Bryant | 821SA60090V24* | Federally-Regulated Consumer Product | Non-Weatherized, Non-Condensin | 2057 | 271 |  | 05/25/2023 | 88097 | 204278380 | 05/25/2023
Carrier Corp. - Indianapolis | Bryant | 677CNWK24060N* | Federally-Regulated Consumer Product | Weatherized Non-Condensing Gas | 1073 | 246 |  | 05/25/2023 | 60738 | 210589504 | 05/25/2023
Carrier Corp. - Indianapolis | Bryant | 916SA66120M24**D | Federally-Regulated Consumer Product | Mobile Home Non-Weatherized, C | 2308 | 297 |  | 05/25/2023 | 119661 | 211779141 | 05/25/2023
Carrier Corp. - Indianapolis | Bryant | 810SA36070E17 | Federally-Regulated Consumer Product | Non-Weatherized, Non-Condensin | 1051 | 228 |  | 05/25/2023 | 65904 | 203360411 | 05/25/2023
Carrier Corp. - Indianapolis | Bryant | 820SA60090V24 | Federally-Regulated Consumer Product | Non-Weatherized, Non-Condensin | 2057 | 271 |  | 05/25/2023 | 88097 | 204278302 | 05/25/2023
Carrier Corp. - Indianapolis | Bryant | 677CNWK42090A* | Federally-Regulated Consumer Product | Weatherized Non-Condensing Gas | 1478 | 264 |  | 05/25/2023 | 90002 | 210589501 | 05/25/2023
Carrier Corp. - Indianapolis | Bryant | 912SE36040M17 | Federally-Regulated Consumer Product | Non-Weatherized, Condensing Ga | 1092 | 243 |  | 05/25/2023 | 39895 | 211778827 | 05/25/2023
Carrier Corp. - Indianapolis | Bryant | 821TA48090V17* | Federally-Regulated Consumer Product | Non-Weatherized, Non-Condensin | 1594 | 252 |  | 05/25/2023 | 57941 | 203358815 | 05/25/2023
Carrier Corp. - Indianapolis | Bryant | 912SE66100M21* | Federally-Regulated Consumer Product | Mobile Home Non-Weatherized, C | 2308 | 297 |  | 05/25/2023 | 99870 | 211778842 | 05/25/2023
Carrier Corp. - Indianapolis | Bryant | 915SB30026E14*D | Federally-Regulated Consumer Product | Non-Weatherized, Condensing Ga | 890 | 234 |  | 05/25/2023 | 26050 | 203360227 | 05/25/2023
Carrier Corp. - Indianapolis | Bryant | 811SB36070M17* | Federally-Regulated Consumer Product | Non-Weatherized, Non-Condensin | 1209 | 235 |  | 05/25/2023 | 65992 | 211780565 | 05/25/2023
Carrier Corp. - Indianapolis | Bryant | 811SA48090E21 | Federally-Regulated Consumer Product | Non-Weatherized, Non-Condensin | 1450 | 246 |  | 05/25/2023 | 87792 | 203360481 | 05/25/2023
Carrier Corp. - Indianapolis | Bryant | 801SB48070M17* | Federally-Regulated Consumer Product | Non-Weatherized, Non-Condensin | 1776 | 260 |  | 05/25/2023 | 65952 | 211780382 | 05/25/2023
Carrier Corp. - Indianapolis | Bryant | 811SA36070E17 | Federally-Regulated Consumer Product | Non-Weatherized, Non-Condensin | 1051 | 228 |  | 05/25/2023 | 65904 | 203360474 | 05/25/2023
Carrier Corp. - Indianapolis | Bryant | 821SA66110V24* | Federally-Regulated Consumer Product | Non-Weatherized, Non-Condensin | 2478 | 290 |  | 05/25/2023 | 110020 | 204278381 | 05/25/2023
Carrier Corp. - Indianapolis | Bryant | 677CNWK36090N* | Federally-Regulated Consumer Product | Weatherized Non-Condensing Gas | 1354 | 258 |  | 05/25/2023 | 90364 | 210589506 | 05/25/2023
Carrier Corp. - Indianapolis | Bryant | 916SA30026M14 | Federally-Regulated Consumer Product | Non-Weatherized, Condensing Ga | 1012 | 240 |  | 05/25/2023 | 26115 | 211779107 | 05/25/2023
Carrier Corp. - Indianapolis | Bryant | 821SA60070V21 | Federally-Regulated Consumer Product | Non-Weatherized, Non-Condensin | 2147 | 275 |  | 05/25/2023 | 65668 | 204278312 | 05/25/2023
Carrier Corp. - Indianapolis | Bryant | 912SE36040M14 | Federally-Regulated Consumer Product | Non-Weatherized, Condensing Ga | 1089 | 243 |  | 05/25/2023 | 39846 | 211778825 | 05/25/2023
Carrier Corp. - Indianapolis | WEATHERMAKER | PG96MSAA66120D*D | Federally-Regulated Consumer Product | Non-Weatherized, Condensing Ga | 2308 | 297 |  | 05/25/2023 | 119661 | 211779573 | 05/25/2023
Carrier Corp. - Indianapolis | WEATHERMAKER | PG96MSAA60100C**D | Federally-Regulated Consumer Product | Mobile Home Non-Weatherized, C | 2215 | 292 |  | 05/25/2023 | 99728 | 211779560 | 05/25/2023
Carrier Corp. - Indianapolis | WEATHERMAKER | PG80MSAA60135D | Federally-Regulated Consumer Product | Non-Weatherized, Non-Condensin | 1907 | 266 |  | 05/25/2023 | 131914 | 211780331 | 05/25/2023
Carrier Corp. - Indianapolis | WEATHERMAKER | PG80MSAA48070C | Federally-Regulated Consumer Product | Non-Weatherized, Non-Condensin | 1949 | 268 |  | 05/25/2023 | 66143 | 211780326 | 05/25/2023
Carrier Corp. - Indianapolis | WEATHERMAKER | PG96MSAA36040B*D | Federally-Regulated Consumer Product | Non-Weatherized, Condensing Ga | 1097 | 243 |  | 05/25/2023 | 40216 | 211779518 | 05/25/2023
Carrier Corp. - Indianapolis | WEATHERMAKER | PG96MSAA66120D**D | Federally-Regulated Consumer Product | Mobile Home Non-Weatherized, C | 2308 | 297 |  | 05/25/2023 | 119661 | 211779570 | 05/25/2023
Carrier Corp. - Indianapolis | WEATHERMAKER | PG92MSAA36040A* | Federally-Regulated Consumer Product | Mobile Home Non-Weatherized, C | 1089 | 243 |  | 05/25/2023 | 39846 | 211779008 | 05/25/2023
Carrier Corp. - Indianapolis | WEATHERMAKER | PG80MSLA60135D* | Federally-Regulated Consumer Product | Non-Weatherized, Non-Condensin | 1907 | 266 |  | 05/25/2023 | 131914 | 211780346 | 05/25/2023
Carrier Corp. - Indianapolis | WEATHERMAKER | PG80MSLA48070B | Federally-Regulated Consumer Product | Non-Weatherized, Non-Condensin | 1776 | 260 |  | 05/25/2023 | 65952 | 211780368 | 05/25/2023
Carrier Corp. - Indianapolis | WEATHERMAKER | PG96MSAA36040B* | Federally-Regulated Consumer Product | Mobile Home Non-Weatherized, C | 1097 | 243 |  | 05/25/2023 | 40216 | 211779513 | 05/25/2023
Carrier Corp. - Indianapolis | WEATHERMAKER | PG96MSAA66140D*D | Federally-Regulated Consumer Product | Non-Weatherized, Condensing Ga | 2292 | 296 |  | 05/25/2023 | 139864 | 211779579 | 05/25/2023
Carrier Corp. - Indianapolis | WEATHERMAKER | PG96MSAA60100C* | Federally-Regulated Consumer Product | Mobile Home Non-Weatherized, C | 2215 | 292 |  | 05/25/2023 | 99728 | 211779558 | 05/25/2023
Carrier Corp. - Indianapolis | WEATHERMAKER | PG96MSAA36040B | Federally-Regulated Consumer Product | Non-Weatherized, Condensing Ga | 1097 | 243 |  | 05/25/2023 | 40216 | 211779511 | 05/25/2023
Carrier Corp. - Indianapolis | WEATHERMAKER | PG96MSAA60080C*D | Federally-Regulated Consumer Product | Non-Weatherized, Condensing Ga | 2169 | 290 |  | 05/25/2023 | 79638 | 211779553 | 05/25/2023
Carrier Corp. - Indianapolis | WEATHERMAKER | PG96MSAA60100C*D | Federally-Regulated Consumer Product | Non-Weatherized, Condensing Ga | 2215 | 292 |  | 05/25/2023 | 99728 | 211779563 | 05/25/2023
Carrier Corp. - Indianapolis | WEATHERMAKER | PG96MSAA48060B**D | Federally-Regulated Consumer Product | Mobile Home Non-Weatherized, C | 1611 | 266 |  | 05/25/2023 | 59946 | 211779535 | 05/25/2023
Carrier Corp. - Indianapolis | WEATHERMAKER | PG92MSAA60080C | Federally-Regulated Consumer Product | Non-Weatherized, Condensing Ga | 2018 | 284 |  | 05/25/2023 | 81104 | 211779026 | 05/25/2023
Carrier Corp. - Indianapolis | WEATHERMAKER | PG80MSLA48090C* | Federally-Regulated Consumer Product | Non-Weatherized, Non-Condensin | 1569 | 251 |  | 05/25/2023 | 87754 | 211780340 | 05/25/2023
Carrier Corp. - Indianapolis | WEATHERMAKER | PG96MSAA66120D* | Federally-Regulated Consumer Product | Mobile Home Non-Weatherized, C | 2308 | 297 |  | 05/25/2023 | 119661 | 211779568 | 05/25/2023
Carrier Corp. - Indianapolis | WEATHERMAKER | PG96MSAA66120D | Federally-Regulated Consumer Product | Non-Weatherized, Condensing Ga | 2308 | 297 |  | 05/25/2023 | 119661 | 211779566 | 05/25/2023
Carrier Corp. - Indianapolis | Keeprite | N80MSN0451714A | Federally-Regulated Consumer Product | Non-Weatherized, Non-Condensin | 1343 | 241 |  | 05/25/2023 | 43896 | 211779977 | 05/25/2023
Carrier Corp. - Indianapolis | Keeprite | G80CSU0401712A | Federally-Regulated Consumer Product | Non-Weatherized, Non-Condensin | 1552 | 250 |  | 05/25/2023 | 39730 | 204631605 | 05/25/2023
Carrier Corp. - Indianapolis | Keeprite | N80MSL0701712A | Federally-Regulated Consumer Product | Non-Weatherized, Non-Condensin | 1209 | 235 |  | 05/25/2023 | 65992 | 211780094 | 05/25/2023
Carrier Corp. - Indianapolis | Keeprite | N92ESN1002120A* | Federally-Regulated Consumer Product | Mobile Home Non-Weatherized, C | 1821 | 275 |  | 05/25/2023 | 99460 | 203359864 | 05/25/2023
Carrier Corp. - Indianapolis | Keeprite | N80ESN0902420A | Federally-Regulated Consumer Product | Non-Weatherized, Non-Condensin | 1987 | 269 |  | 05/25/2023 | 88320 | 203359810 | 05/25/2023
Carrier Corp. - Indianapolis | Keeprite | G97CMN1002122A*D | Federally-Regulated Consumer Product | Non-Weatherized, Condensing Ga | 2192 | 291 |  | 05/25/2023 | 39903 | 203924667 | 05/25/2023
Carrier Corp. - Indianapolis | Keeprite | N92ESN1202420A | Federally-Regulated Consumer Product | Non-Weatherized, Condensing Ga | 1904 | 279 |  | 05/25/2023 | 119302 | 203359882 | 05/25/2023
Carrier Corp. - Indianapolis | Keeprite | N80VSL1102422A* | Federally-Regulated Consumer Product | Non-Weatherized, Non-Condensin | 2478 | 290 |  | 05/25/2023 | 110020 | 204278423 | 05/25/2023
Carrier Corp. - Indianapolis | Keeprite | N80MSN1552420A | Federally-Regulated Consumer Product | Non-Weatherized, Non-Condensin | 2004 | 270 |  | 05/25/2023 | 153757 | 211779988 | 05/25/2023
Carrier Corp. - Indianapolis | Keeprite | N96MSN0601412A | Federally-Regulated Consumer Product | Non-Weatherized, Condensing Ga | 1218 | 249 |  | 05/25/2023 | 60319 | 211779247 | 05/25/2023
Carrier Corp. - Indianapolis | Keeprite | N92ESN1002120A | Federally-Regulated Consumer Product | Non-Weatherized, Condensing Ga | 1821 | 275 |  | 05/25/2023 | 99460 | 203359848 | 05/25/2023
Carrier Corp. - Indianapolis | Keeprite | N92MSN1002122A* | Federally-Regulated Consumer Product | Mobile Home Non-Weatherized, C | 2308 | 297 |  | 05/25/2023 | 99870 | 211778984 | 05/25/2023
Carrier Corp. - Indianapolis | Keeprite | G97CMN0802120A*D | Federally-Regulated Consumer Product | Non-Weatherized, Condensing Ga | 2026 | 284 |  | 05/25/2023 | 31724 | 203924659 | 05/25/2023
Carrier Corp. - Indianapolis | Keeprite | N80ESN1102420A | Federally-Regulated Consumer Product | Non-Weatherized, Non-Condensin | 2027 | 271 |  | 05/25/2023 | 109826 | 203359815 | 05/25/2023
Carrier Corp. - Indianapolis | Keeprite | G96VTN0601412A | Federally-Regulated Consumer Product | Non-Weatherized, Condensing Ga | 1238 | 249 |  | 05/25/2023 | 39205 | 203924854 | 05/25/2023
Carrier Corp. - Indianapolis | Keeprite | N96MSN0401410A | Federally-Regulated Consumer Product | Non-Weatherized, Condensing Ga | 1017 | 240 |  | 05/25/2023 | 40102 | 211779175 | 05/25/2023
Carrier Corp. - Indianapolis | Keeprite | N80ESL1102420A* | Federally-Regulated Consumer Product | Non-Weatherized, Non-Condensin | 2027 | 271 |  | 05/25/2023 | 109826 | 203360288 | 05/25/2023
Carrier Corp. - Indianapolis | Keeprite | N80VSL0701716A | Federally-Regulated Consumer Product | Non-Weatherized, Non-Condensin | 1842 | 262 |  | 05/25/2023 | 65738 | 204278353 | 05/25/2023
Carrier Corp. - Indianapolis | Keeprite | N95ESN0401410A* | Federally-Regulated Consumer Product | Mobile Home Non-Weatherized, C | 950 | 237 |  | 05/25/2023 | 40146 | 203924786 | 05/25/2023
Carrier Corp. - Indianapolis | Keeprite | N92ESN0601714A* | Federally-Regulated Consumer Product | Mobile Home Non-Weatherized, C | 1205 | 248 |  | 05/25/2023 | 60119 | 203359766 | 05/25/2023
Carrier Corp. - Indianapolis | Keeprite | N96MSN0261410A*D | Federally-Regulated Consumer Product | Non-Weatherized, Condensing Ga | 1012 | 240 |  | 05/25/2023 | 26115 | 211779166 | 05/25/2023
Carrier Corp. - Indianapolis | Keeprite | N96MSN1402422A | Federally-Regulated Consumer Product | Non-Weatherized, Condensing Ga | 2292 | 296 |  | 05/25/2023 | 139864 | 211779481 | 05/25/2023
Carrier Corp. - Indianapolis | Keeprite | N80ESL0701712A | Federally-Regulated Consumer Product | Non-Weatherized, Non-Condensin | 1051 | 228 |  | 05/25/2023 | 65904 | 203360073 | 05/25/2023
Carrier Corp. - Indianapolis | Keeprite | N95ESN0801716A* | Federally-Regulated Consumer Product | Mobile Home Non-Weatherized, C | 1771 | 273 |  | 05/25/2023 | 80331 | 203360686 | 05/25/2023
Carrier Corp. - Indianapolis | Keeprite | N80ESL1552420A | Federally-Regulated Consumer Product | Non-Weatherized, Non-Condensin | 2000 | 270 |  | 05/25/2023 | 153106 | 203360082 | 05/25/2023
Carrier Corp. - Indianapolis | Keeprite | N80ESN1352420A | Federally-Regulated Consumer Product | Non-Weatherized, Non-Condensin | 1887 | 265 |  | 05/25/2023 | 131482 | 203359818 | 05/25/2023
Carrier Corp. - Indianapolis | Keeprite | N80VSL0451716A | Federally-Regulated Consumer Product | Non-Weatherized, Non-Condensin | 1431 | 244 |  | 05/25/2023 | 44106 | 204278352 | 05/25/2023
Carrier Corp. - Indianapolis | Keeprite | G96VTN0601412A*D | Federally-Regulated Consumer Product | Non-Weatherized, Condensing Ga | 1238 | 249 |  | 05/25/2023 | 39205 | 203924862 | 05/25/2023
Carrier Corp. - Indianapolis | Keeprite | PGR536060K**1G* | Federally-Regulated Consumer Product | Weatherized Non-Condensing Gas | 1413 | 261 |  | 05/25/2023 | 39780 | 204038221 | 05/25/2023
Carrier Corp. - Indianapolis | Keeprite | N80ESL0901714A | Federally-Regulated Consumer Product | Non-Weatherized, Non-Condensin | 1238 | 236 |  | 05/25/2023 | 88097 | 203360075 | 05/25/2023
Carrier Corp. - Indianapolis | Keeprite | N80MSL0901714A* | Federally-Regulated Consumer Product | Non-Weatherized, Non-Condensin | 1592 | 252 |  | 05/25/2023 | 88547 | 211780211 | 05/25/2023
Carrier Corp. - Indianapolis | Keeprite | N95ESN1202422A | Federally-Regulated Consumer Product | Non-Weatherized, Condensing Ga | 2161 | 290 |  | 05/25/2023 | 119834 | 203360446 | 05/25/2023
Carrier Corp. - Indianapolis | Keeprite | N92ESN0802120A* | Federally-Regulated Consumer Product | Mobile Home Non-Weatherized, C | 1832 | 276 |  | 05/25/2023 | 79860 | 203359832 | 05/25/2023
Carrier Corp. - Indianapolis | Keeprite | N96MSN1002122A**D | Federally-Regulated Consumer Product | Mobile Home Non-Weatherized, C | 2283 | 295 |  | 05/25/2023 | 100454 | 211779427 | 05/25/2023
Carrier Corp. - Indianapolis | Keeprite | N92ESN0601714A | Federally-Regulated Consumer Product | Non-Weatherized, Condensing Ga | 1205 | 248 |  | 05/25/2023 | 60119 | 203359748 | 05/25/2023
Carrier Corp. - Indianapolis | Keeprite | N80ESL1552420A* | Federally-Regulated Consumer Product | Non-Weatherized, Non-Condensin | 2000 | 270 |  | 05/25/2023 | 153106 | 203360292 | 05/25/2023
Carrier Corp. - Indianapolis | Keeprite | N80MSN0701412A | Federally-Regulated Consumer Product | Non-Weatherized, Non-Condensin | 1170 | 233 |  | 05/25/2023 | 65912 | 211779978 | 05/25/2023
Carrier Corp. - Indianapolis | Keeprite | N96MSN1202422A*D | Federally-Regulated Consumer Product | Non-Weatherized, Condensing Ga | 2308 | 297 |  | 05/25/2023 | 119661 | 211779472 | 05/25/2023
Carrier Corp. - Indianapolis | Keeprite | PGD430040K**2H* | Federally-Regulated Consumer Product | Weatherized Non-Condensing Gas | 1361 | 257 |  | 05/25/2023 | 45745 | 206908753 | 05/25/2023
Carrier Corp. - Indianapolis | Keeprite | N80VSL0902420A* | Federally-Regulated Consumer Product | Non-Weatherized, Non-Condensin | 2057 | 271 |  | 05/25/2023 | 88097 | 204278422 | 05/25/2023
Carrier Corp. - Indianapolis | Keeprite | N96MSN1402422A*D | Federally-Regulated Consumer Product | Non-Weatherized, Condensing Ga | 2292 | 296 |  | 05/25/2023 | 139864 | 211779490 | 05/25/2023
Carrier Corp. - Indianapolis | Keeprite | N80VSL1102422A | Federally-Regulated Consumer Product | Non-Weatherized, Non-Condensin | 2478 | 290 |  | 05/25/2023 | 110020 | 204278357 | 05/25/2023
Carrier Corp. - Indianapolis | Keeprite | N92ESN1202420A* | Federally-Regulated Consumer Product | Mobile Home Non-Weatherized, C | 1904 | 279 |  | 05/25/2023 | 119302 | 203359900 | 05/25/2023
Carrier Corp. - Indianapolis | Keeprite | N80MSN1352420A | Federally-Regulated Consumer Product | Non-Weatherized, Non-Condensin | 1907 | 266 |  | 05/25/2023 | 131914 | 211779987 | 05/25/2023
Carrier Corp. - Indianapolis | Keeprite | N92ESN0801716A* | Federally-Regulated Consumer Product | Mobile Home Non-Weatherized, C | 1390 | 256 |  | 05/25/2023 | 79599 | 203359802 | 05/25/2023
Carrier Corp. - Indianapolis | Keeprite | PGD424040K**2G* | Federally-Regulated Consumer Product | Weatherized Non-Condensing Gas | 1361 | 257 |  | 05/25/2023 | 45745 | 206908752 | 05/25/2023
Carrier Corp. - Indianapolis | Keeprite | G97CMN0602120A*D | Federally-Regulated Consumer Product | Non-Weatherized, Condensing Ga | 1897 | 278 |  | 05/25/2023 | 24235 | 203924643 | 05/25/2023
Carrier Corp. - Indianapolis | Keeprite | N80ESL0901714A* | Federally-Regulated Consumer Product | Non-Weatherized, Non-Condensin | 1238 | 236 |  | 05/25/2023 | 88097 | 203360278 | 05/25/2023
Carrier Corp. - Indianapolis | Keeprite | N96MSN1202422A | Federally-Regulated Consumer Product | Non-Weatherized, Condensing Ga | 2308 | 297 |  | 05/25/2023 | 119661 | 211779445 | 05/25/2023
Carrier Corp. - Indianapolis | Keeprite | N92MSN1202420A | Federally-Regulated Consumer Product | Non-Weatherized, Condensing Ga | 1871 | 277 |  | 05/25/2023 | 120577 | 211778993 | 05/25/2023
Carrier Corp. - Indianapolis | Keeprite | N80ESN0701712A | Federally-Regulated Consumer Product | Non-Weatherized, Non-Condensin | 1051 | 228 |  | 05/25/2023 | 65904 | 203359796 | 05/25/2023
Carrier Corp. - Indianapolis | Keeprite | N80VSL0701716A* | Federally-Regulated Consumer Product | Non-Weatherized, Non-Condensin | 1842 | 262 |  | 05/25/2023 | 65738 | 204278419 | 05/25/2023
Carrier Corp. - Indianapolis | Keeprite | N95ESN1002120A | Federally-Regulated Consumer Product | Non-Weatherized, Condensing Ga | 2102 | 287 |  | 05/25/2023 | 99999 | 203360444 | 05/25/2023
Carrier Corp. - Indianapolis | Keeprite | N92MSN0401712A* | Federally-Regulated Consumer Product | Mobile Home Non-Weatherized, C | 1092 | 243 |  | 05/25/2023 | 39895 | 211778876 | 05/25/2023
Carrier Corp. - Indianapolis | Keeprite | N92ESN0401712A | Federally-Regulated Consumer Product | Non-Weatherized, Condensing Ga | 1024 | 240 |  | 05/25/2023 | 39894 | 203359674 | 05/25/2023
Carrier Corp. - Indianapolis | Keeprite | N96MSN0601412A* | Federally-Regulated Consumer Product | Mobile Home Non-Weatherized, C | 1218 | 249 |  | 05/25/2023 | 60319 | 211779256 | 05/25/2023
Carrier Corp. - Indianapolis | Keeprite | N80ESN0902116A | Federally-Regulated Consumer Product | Non-Weatherized, Non-Condensin | 1450 | 246 |  | 05/25/2023 | 87792 | 203359804 | 05/25/2023
Carrier Corp. - Indianapolis | Keeprite | G97CMN1202422A*D | Federally-Regulated Consumer Product | Non-Weatherized, Condensing Ga | 2271 | 295 |  | 05/25/2023 | 48091 | 203924675 | 05/25/2023
Carrier Corp. - Indianapolis | Keeprite | G97CMN0601714A | Federally-Regulated Consumer Product | Non-Weatherized, Condensing Ga | 1392 | 256 |  | 05/25/2023 | 23828 | 203924569 | 05/25/2023
Carrier Corp. - Indianapolis | Keeprite | N95ESN0401410A**D | Federally-Regulated Consumer Product | Mobile Home Non-Weatherized, C | 950 | 237 |  | 05/25/2023 | 40146 | 203924787 | 05/25/2023
Carrier Corp. - Indianapolis | Keeprite | PDD460130K**1K* | Federally-Regulated Consumer Product | Weatherized Non-Condensing Gas | 2038 | 289 |  | 05/25/2023 | 126976 | 212038637 | 05/25/2023
Carrier Corp. - Indianapolis | Keeprite | N95ESN1002120A**D | Federally-Regulated Consumer Product | Mobile Home Non-Weatherized, C | 2102 | 287 |  | 05/25/2023 | 99999 | 203360694 | 05/25/2023
Carrier Corp. - Indianapolis | Keeprite | PGS460115K**0G* | Federally-Regulated Consumer Product | Weatherized Non-Condensing Gas | 2187 | 295 |  | 05/25/2023 | 115163 | 204038188 | 05/25/2023
Carrier Corp. - Indianapolis | Carrier | 48VG-K600903* | Federally-Regulated Consumer Product | Weatherized Non-Condensing Gas | 1763 | 276 |  | 05/25/2023 | 58303 | 212409598 | 05/25/2023
Carrier Corp. - Indianapolis | Carrier | 59SC6A100M21--22*D | Federally-Regulated Consumer Product | Non-Weatherized, Condensing Ga | 2283 | 295 |  | 05/25/2023 | 100454 | 211779100 | 05/25/2023
Carrier Corp. - Indianapolis | Carrier | 59MN7B100C21--22*D | Federally-Regulated Consumer Product | Non-Weatherized, Condensing Ga | 2192 | 291 |  | 05/25/2023 | 39903 | 204032255 | 05/25/2023
Carrier Corp. - Indianapolis | Carrier | 59SC6A100M21--22* | Federally-Regulated Consumer Product | Mobile Home Non-Weatherized, C | 2283 | 295 |  | 05/25/2023 | 100454 | 211779098 | 05/25/2023
Carrier Corp. - Indianapolis | Carrier | 48VGNE300403* | Federally-Regulated Consumer Product | Weatherized Non-Condensing Gas | 1166 | 250 |  | 05/25/2023 | 26017 | 204037081 | 05/25/2023
Carrier Corp. - Indianapolis | Carrier | 59SC2E080M21--20 | Federally-Regulated Consumer Product | Non-Weatherized, Condensing Ga | 2018 | 284 |  | 05/25/2023 | 81104 | 211778817 | 05/25/2023
Carrier Corp. - Indianapolis | Carrier | 59SC6A060M14--12* | Federally-Regulated Consumer Product | Mobile Home Non-Weatherized, C | 1218 | 249 |  | 05/25/2023 | 60319 | 211779080 | 05/25/2023
Carrier Corp. - Indianapolis | Carrier | 58SC1B045M14--12* | Federally-Regulated Consumer Product | Non-Weatherized, Non-Condensin | 1161 | 233 |  | 05/25/2023 | 44099 | 211780505 | 05/25/2023
Carrier Corp. - Indianapolis | Carrier | 58SC1B070M14--12 | Federally-Regulated Consumer Product | Non-Weatherized, Non-Condensin | 1170 | 233 |  | 05/25/2023 | 65912 | 211780538 | 05/25/2023
Carrier Corp. - Indianapolis | Carrier | 48VG-K360603* | Federally-Regulated Consumer Product | Weatherized Non-Condensing Gas | 1416 | 261 |  | 05/25/2023 | 39812 | 212409593 | 05/25/2023
Carrier Corp. - Indianapolis | Carrier | 58SB1B090M21--20 | Federally-Regulated Consumer Product | Non-Weatherized, Non-Condensin | 2438 | 289 |  | 05/25/2023 | 88368 | 211780484 | 05/25/2023
Carrier Corp. - Indianapolis | Carrier | 59SC6A040M17--12 | Federally-Regulated Consumer Product | Non-Weatherized, Condensing Ga | 1097 | 243 |  | 05/25/2023 | 40216 | 211779075 | 05/25/2023
Carrier Corp. - Indianapolis | Carrier | 59SC6A060M14--12*D | Federally-Regulated Consumer Product | Non-Weatherized, Condensing Ga | 1218 | 249 |  | 05/25/2023 | 60319 | 211779082 | 05/25/2023
Carrier Corp. - Indianapolis | Carrier | 58SC1B045M17--14* | Federally-Regulated Consumer Product | Non-Weatherized, Non-Condensin | 1343 | 241 |  | 05/25/2023 | 43896 | 211780537 | 05/25/2023
Carrier Corp. - Indianapolis | Carrier | 59MN7B080C21--20 | Federally-Regulated Consumer Product | Non-Weatherized, Condensing Ga | 2026 | 284 |  | 05/25/2023 | 31724 | 204032248 | 05/25/2023
Carrier Corp. - Indianapolis | Carrier | 48VTNK601303* | Federally-Regulated Consumer Product | Weatherized Non-Condensing Gas | 2038 | 289 |  | 05/25/2023 | 126976 | 212038576 | 05/25/2023
Carrier Corp. - Indianapolis | Carrier | 48VG-K480903* | Federally-Regulated Consumer Product | Weatherized Non-Condensing Gas | 1763 | 276 |  | 05/25/2023 | 58303 | 212409595 | 05/25/2023
Carrier Corp. - Indianapolis | Carrier | 58SC1B090M21--16 | Federally-Regulated Consumer Product | Non-Weatherized, Non-Condensin | 1569 | 251 |  | 05/25/2023 | 87754 | 211780557 | 05/25/2023
Carrier Corp. - Indianapolis | Carrier | 59SC6A040M17--12*D | Federally-Regulated Consumer Product | Non-Weatherized, Condensing Ga | 1097 | 243 |  | 05/25/2023 | 40216 | 211779078 | 05/25/2023
Carrier Corp. - Indianapolis | Carrier | 58SC0B070M21--16 | Federally-Regulated Consumer Product | Non-Weatherized, Non-Condensin | 1949 | 268 |  | 05/25/2023 | 66143 | 211780518 | 05/25/2023
Carrier Corp. - Indianapolis | Carrier | 58SB1A155E24--20* | Federally-Regulated Consumer Product | Non-Weatherized, Non-Condensin | 2000 | 270 |  | 05/25/2023 | 153106 | 203360133 | 05/25/2023
Carrier Corp. - Indianapolis | Carrier | 48VG-K240603* | Federally-Regulated Consumer Product | Weatherized Non-Condensing Gas | 1151 | 249 |  | 05/25/2023 | 39299 | 212409592 | 05/25/2023
Carrier Corp. - Indianapolis | Carrier | 59SC6A140M24--22 | Federally-Regulated Consumer Product | Non-Weatherized, Condensing Ga | 2292 | 296 |  | 05/25/2023 | 139864 | 211779105 | 05/25/2023
Carrier Corp. - Indianapolis | Carrier | 48VLNK481153* | Federally-Regulated Consumer Product | Weatherized Non-Condensing Gas | 2156 | 293 |  | 05/25/2023 | 114957 | 212005474 | 05/25/2023
Carrier Corp. - Indianapolis | Carrier | 58SC0B090M21--20 | Federally-Regulated Consumer Product | Non-Weatherized, Non-Condensin | 2438 | 289 |  | 05/25/2023 | 88368 | 211780521 | 05/25/2023
Carrier Corp. - Indianapolis | Carrier | 58SB1B135M24--20 | Federally-Regulated Consumer Product | Non-Weatherized, Non-Condensin | 1907 | 266 |  | 05/25/2023 | 131914 | 211780500 | 05/25/2023
Carrier Corp. - Indianapolis | Carrier | 59SC2E060M14--12 | Federally-Regulated Consumer Product | Non-Weatherized, Condensing Ga | 1277 | 251 |  | 05/25/2023 | 60142 | 211778811 | 05/25/2023
Carrier Corp. - Indianapolis | Carrier | 59SC6A100M21--22 | Federally-Regulated Consumer Product | Non-Weatherized, Condensing Ga | 2283 | 295 |  | 05/25/2023 | 100454 | 211779097 | 05/25/2023
Carrier Corp. - Indianapolis | Carrier | 58SB1B045M17--14 | Federally-Regulated Consumer Product | Non-Weatherized, Non-Condensin | 1343 | 241 |  | 05/25/2023 | 43896 | 211780131 | 05/25/2023
Carrier Corp. - Indianapolis | Carrier | 58SB1B155M24--20 | Federally-Regulated Consumer Product | Non-Weatherized, Non-Condensin | 2004 | 270 |  | 05/25/2023 | 153757 | 211780502 | 05/25/2023
Carrier Corp. - Indianapolis | Carrier | 59SU5B060M17--16 | Federally-Regulated Consumer Product | Non-Weatherized, Condensing Ga | 1794 | 274 |  | 05/25/2023 | 60012 | 211781228 | 05/25/2023
Carrier Corp. - Indianapolis | Carrier | 59SC6A100M21--22**D | Federally-Regulated Consumer Product | Mobile Home Non-Weatherized, C | 2283 | 295 |  | 05/25/2023 | 100454 | 211779099 | 05/25/2023
Carrier Corp. - Indianapolis | Carrier | 58SC1B070M21--16 | Federally-Regulated Consumer Product | Non-Weatherized, Non-Condensin | 1949 | 268 |  | 05/25/2023 | 66143 | 211780544 | 05/25/2023
Carrier Corp. - Indianapolis | Carrier | 58SC0B110M21--20 | Federally-Regulated Consumer Product | Non-Weatherized, Non-Condensin | 2444 | 290 |  | 05/25/2023 | 110371 | 211780522 | 05/25/2023
Carrier Corp. - Indianapolis | Carrier | 58SC0B135M24--20 | Federally-Regulated Consumer Product | Non-Weatherized, Non-Condensin | 1907 | 266 |  | 05/25/2023 | 131914 | 211780524 | 05/25/2023
Carrier Corp. - Indianapolis | Carrier | 48VLUK300403* | Federally-Regulated Consumer Product | Weatherized Non-Condensing Gas | 1121 | 248 |  | 05/25/2023 | 45305 | 212005509 | 05/25/2023
Carrier Corp. - Indianapolis | Carrier | 48VL-K360903* | Federally-Regulated Consumer Product | Weatherized Non-Condensing Gas | 1353 | 258 |  | 05/25/2023 | 89606 | 212005357 | 05/25/2023
Carrier Corp. - Indianapolis | Carrier | 58SB1B090M21--20* | Federally-Regulated Consumer Product | Non-Weatherized, Non-Condensin | 2438 | 289 |  | 05/25/2023 | 88368 | 211780485 | 05/25/2023
Carrier Corp. - Indianapolis | Carrier | 48VLNK601153* | Federally-Regulated Consumer Product | Weatherized Non-Condensing Gas | 2156 | 293 |  | 05/25/2023 | 114957 | 212026733 | 05/25/2023
Carrier Corp. - Indianapolis | Carrier | 59MN7B060C21--20*D | Federally-Regulated Consumer Product | Non-Weatherized, Condensing Ga | 1897 | 278 |  | 05/25/2023 | 24235 | 204032252 | 05/25/2023
Carrier Corp. - Indianapolis | Carrier | 59SC2E100M21--20* | Federally-Regulated Consumer Product | Mobile Home Non-Weatherized, C | 1931 | 280 |  | 05/25/2023 | 100411 | 211778820 | 05/25/2023
Carrier Corp. - Indianapolis | Carrier | 58SB1A045E17--12* | Federally-Regulated Consumer Product | Non-Weatherized, Non-Condensin | 1206 | 235 |  | 05/25/2023 | 44058 | 203360122 | 05/25/2023
Carrier Corp. - Indianapolis | Carrier | 58SB0B155M24--20 | Federally-Regulated Consumer Product | Non-Weatherized, Non-Condensin | 2004 | 270 |  | 05/25/2023 | 153757 | 211780465 | 05/25/2023
Carrier Corp. - Indianapolis | Carrier | 58SB1B135M24--20* | Federally-Regulated Consumer Product | Non-Weatherized, Non-Condensin | 1907 | 266 |  | 05/25/2023 | 131914 | 211780501 | 05/25/2023
Carrier Corp. - Indianapolis | Carrier | 58SB0B045M14--12 | Federally-Regulated Consumer Product | Non-Weatherized, Non-Condensin | 1161 | 233 |  | 05/25/2023 | 44099 | 211779888 | 05/25/2023
Carrier Corp. - Indianapolis | Carrier | 58SB0B090M21--20 | Federally-Regulated Consumer Product | Non-Weatherized, Non-Condensin | 2438 | 289 |  | 05/25/2023 | 88368 | 211780460 | 05/25/2023
Carrier Corp. - Indianapolis | Carrier | 48VL-K420603* | Federally-Regulated Consumer Product | Weatherized Non-Condensing Gas | 1478 | 264 |  | 05/25/2023 | 60485 | 212005363 | 05/25/2023
Carrier Corp. - Indianapolis | Carrier | 58SC0B090M17--14 | Federally-Regulated Consumer Product | Non-Weatherized, Non-Condensin | 1592 | 252 |  | 05/25/2023 | 88547 | 211780519 | 05/25/2023
Carrier Corp. - Indianapolis | Carrier | 58SC1B070M17--16 | Federally-Regulated Consumer Product | Non-Weatherized, Non-Condensin | 1776 | 260 |  | 05/25/2023 | 65952 | 211780542 | 05/25/2023
Carrier Corp. - Indianapolis | Carrier | 58SC1B090M21--20* | Federally-Regulated Consumer Product | Non-Weatherized, Non-Condensin | 2438 | 289 |  | 05/25/2023 | 88368 | 211780560 | 05/25/2023
Carrier Corp. - Indianapolis | Carrier | 58SC0B070M14--12 | Federally-Regulated Consumer Product | Non-Weatherized, Non-Condensin | 1170 | 233 |  | 05/25/2023 | 65912 | 211780515 | 05/25/2023
Carrier Corp. - Indianapolis | Carrier | 48VG-K240403* | Federally-Regulated Consumer Product | Weatherized Non-Condensing Gas | 1066 | 245 |  | 05/25/2023 | 26216 | 212409591 | 05/25/2023
Carrier Corp. - Indianapolis | Carrier | 48VL-K481303* | Federally-Regulated Consumer Product | Weatherized Non-Condensing Gas | 2038 | 288 |  | 05/25/2023 | 127500 | 212005395 | 05/25/2023
Carrier Corp. - Indianapolis | Carrier | 59SC6A060M17--16* | Federally-Regulated Consumer Product | Mobile Home Non-Weatherized, C | 1611 | 266 |  | 05/25/2023 | 59946 | 211779084 | 05/25/2023
Carrier Corp. - Indianapolis | Carrier | 58SB1B110M24--20 | Federally-Regulated Consumer Product | Non-Weatherized, Non-Condensin | 2053 | 272 |  | 05/25/2023 | 110206 | 211780498 | 05/25/2023
Carrier Corp. - Indianapolis | Carrier | 58SC1B070M17--12 | Federally-Regulated Consumer Product | Non-Weatherized, Non-Condensin | 1209 | 235 |  | 05/25/2023 | 65992 | 211780540 | 05/25/2023
Carrier Corp. - Indianapolis | Carrier | 58SB0B110M21--20 | Federally-Regulated Consumer Product | Non-Weatherized, Non-Condensin | 2444 | 290 |  | 05/25/2023 | 110371 | 211780462 | 05/25/2023
Carrier Corp. - Indianapolis | Carrier | 59SU5B100M21--20 | Federally-Regulated Consumer Product | Non-Weatherized, Condensing Ga | 2049 | 285 |  | 05/25/2023 | 100109 | 211781230 | 05/25/2023
Carrier Corp. - Indianapolis | Carrier | 59SC6A100M21--20* | Federally-Regulated Consumer Product | Mobile Home Non-Weatherized, C | 2215 | 292 |  | 05/25/2023 | 99728 | 211779094 | 05/25/2023
Carrier Corp. - Indianapolis | Carrier | 48VL-K600903* | Federally-Regulated Consumer Product | Weatherized Non-Condensing Gas | 2142 | 293 |  | 05/25/2023 | 89758 | 212026728 | 05/25/2023
Carrier Corp. - Indianapolis | Carrier | 59SC6A040M14--10**D | Federally-Regulated Consumer Product | Mobile Home Non-Weatherized, C | 1017 | 240 |  | 05/25/2023 | 40102 | 211779073 | 05/25/2023
Carrier Corp. - Indianapolis | Carrier | 58SC1B090M21--20 | Federally-Regulated Consumer Product | Non-Weatherized, Non-Condensin | 2438 | 289 |  | 05/25/2023 | 88368 | 211780559 | 05/25/2023
Carrier Corp. - Indianapolis | Carrier | 48VG-K360903* | Federally-Regulated Consumer Product | Weatherized Non-Condensing Gas | 1355 | 258 |  | 05/25/2023 | 59892 | 212409594 | 05/25/2023
Carrier Corp. - Indianapolis | Carrier | 58SB1B110M21--20* | Federally-Regulated Consumer Product | Non-Weatherized, Non-Condensin | 2444 | 290 |  | 05/25/2023 | 110371 | 211780487 | 05/25/2023
Carrier Corp. - Indianapolis | Carrier | 58SC0B070M17--16 | Federally-Regulated Consumer Product | Non-Weatherized, Non-Condensin | 1776 | 260 |  | 05/25/2023 | 65952 | 211780517 | 05/25/2023
Carrier Corp. - Indianapolis | Carrier | 58SB1B070M14--12 | Federally-Regulated Consumer Product | Non-Weatherized, Non-Condensin | 1170 | 233 |  | 05/25/2023 | 65912 | 211780133 | 05/25/2023
Carrier Corp. - Indianapolis | Carrier | 58SB0B090M17--14 | Federally-Regulated Consumer Product | Non-Weatherized, Non-Condensin | 1592 | 252 |  | 05/25/2023 | 88547 | 211780458 | 05/25/2023
Carrier Corp. - Indianapolis | Carrier | 59SC5B060E14--12**D | Federally-Regulated Consumer Product | Mobile Home Non-Weatherized, C | 1176 | 247 |  | 05/25/2023 | 59961 | 203924687 | 05/25/2023
Carrier Corp. - Indianapolis | Carrier | 59SC2E080M17--16 | Federally-Regulated Consumer Product | Non-Weatherized, Condensing Ga | 1845 | 276 |  | 05/25/2023 | 80520 | 211778815 | 05/25/2023
Carrier Corp. - Indianapolis | Carrier | 48VLNK600903* | Federally-Regulated Consumer Product | Weatherized Non-Condensing Gas | 2142 | 293 |  | 05/25/2023 | 89758 | 212026731 | 05/25/2023
Carrier Corp. - Indianapolis | Carrier | 58SC1B090M21--16* | Federally-Regulated Consumer Product | Non-Weatherized, Non-Condensin | 1569 | 251 |  | 05/25/2023 | 87754 | 211780558 | 05/25/2023
Carrier Corp. - Indianapolis | Carrier | 59SC6A060M17--16 | Federally-Regulated Consumer Product | Non-Weatherized, Condensing Ga | 1611 | 266 |  | 05/25/2023 | 59946 | 211779083 | 05/25/2023
Carrier Corp. - Indianapolis | Carrier | 48VT-K601153* | Federally-Regulated Consumer Product | Weatherized Non-Condensing Gas | 2156 | 294 |  | 05/25/2023 | 115163 | 212038570 | 05/25/2023
Carrier Corp. - Indianapolis | Carrier | 48VL-K601153* | Federally-Regulated Consumer Product | Weatherized Non-Condensing Gas | 2156 | 293 |  | 05/25/2023 | 114957 | 212026729 | 05/25/2023
Carrier Corp. - Indianapolis | Carrier | 58SC1B045M14--12 | Federally-Regulated Consumer Product | Non-Weatherized, Non-Condensin | 1161 | 233 |  | 05/25/2023 | 44099 | 211780504 | 05/25/2023
Carrier Corp. - Indianapolis | Carrier | 59SC6A060M14--12 | Federally-Regulated Consumer Product | Non-Weatherized, Condensing Ga | 1218 | 249 |  | 05/25/2023 | 60319 | 211779079 | 05/25/2023
Carrier Corp. - Indianapolis | Carrier | 58SU0B040M17--12 | Federally-Regulated Consumer Product | Non-Weatherized, Non-Condensin | 1440 | 245 |  | 05/25/2023 | 40185 | 211781237 | 05/25/2023
Carrier Corp. - Indianapolis | Carrier | 58SB0B135M24--20 | Federally-Regulated Consumer Product | Non-Weatherized, Non-Condensin | 1907 | 266 |  | 05/25/2023 | 131914 | 211780464 | 05/25/2023
Carrier Corp. - Indianapolis | Carrier | 58SC1B070M17--16* | Federally-Regulated Consumer Product | Non-Weatherized, Non-Condensin | 1776 | 260 |  | 05/25/2023 | 65952 | 211780543 | 05/25/2023
Carrier Corp. - Indianapolis | Carrier | 59MN7B060C17--14*D | Federally-Regulated Consumer Product | Non-Weatherized, Condensing Ga | 1392 | 256 |  | 05/25/2023 | 23828 | 204032251 | 05/25/2023
Carrier Corp. - Indianapolis | Carrier | 58SB0B110M24--20 | Federally-Regulated Consumer Product | Non-Weatherized, Non-Condensin | 2053 | 272 |  | 05/25/2023 | 110206 | 211780463 | 05/25/2023
Carrier Corp. - Indianapolis | Carrier | 59SC5B120E24--22 | Federally-Regulated Consumer Product | Non-Weatherized, Condensing Ga | 2161 | 290 |  | 05/25/2023 | 119834 | 203360191 | 05/25/2023
Carrier Corp. - Indianapolis | Carrier | 59SU5B040M17--12 | Federally-Regulated Consumer Product | Non-Weatherized, Condensing Ga | 1244 | 250 |  | 05/25/2023 | 40132 | 211781227 | 05/25/2023
Carrier Corp. - Indianapolis | Carrier | 58SB1B090M17--14* | Federally-Regulated Consumer Product | Non-Weatherized, Non-Condensin | 1592 | 252 |  | 05/25/2023 | 88547 | 211780481 | 05/25/2023
Carrier Corp. - Indianapolis | Carrier | 58SC1B070M21--16* | Federally-Regulated Consumer Product | Non-Weatherized, Non-Condensin | 1949 | 268 |  | 05/25/2023 | 66143 | 211780554 | 05/25/2023
Carrier Corp. - Indianapolis | Carrier | 58SB1B155M24--20* | Federally-Regulated Consumer Product | Non-Weatherized, Non-Condensin | 2004 | 270 |  | 05/25/2023 | 153757 | 211780503 | 05/25/2023
Carrier Corp. - Indianapolis | Carrier | 58SC1B070M17--12* | Federally-Regulated Consumer Product | Non-Weatherized, Non-Condensin | 1209 | 235 |  | 05/25/2023 | 65992 | 211780541 | 05/25/2023
Carrier Corp. - Indianapolis | Carrier | 58SC0B045M17--14 | Federally-Regulated Consumer Product | Non-Weatherized, Non-Condensin | 1343 | 241 |  | 05/25/2023 | 43896 | 211780514 | 05/25/2023
Carrier Corp. - Indianapolis | Carrier | 58SC0B090M21--16 | Federally-Regulated Consumer Product | Non-Weatherized, Non-Condensin | 1569 | 251 |  | 05/25/2023 | 87754 | 211780520 | 05/25/2023
Carrier Corp. - Indianapolis | Carrier | 59SC2E040M14--12 | Federally-Regulated Consumer Product | Non-Weatherized, Condensing Ga | 1089 | 243 |  | 05/25/2023 | 39846 | 211778807 | 05/25/2023
Carrier Corp. - Indianapolis | Carrier | 59SC6A120M24--22 | Federally-Regulated Consumer Product | Non-Weatherized, Condensing Ga | 2308 | 297 |  | 05/25/2023 | 119661 | 211779101 | 05/25/2023
Carrier Corp. - Indianapolis | Carrier | 48VT-K601303* | Federally-Regulated Consumer Product | Weatherized Non-Condensing Gas | 2038 | 289 |  | 05/25/2023 | 126976 | 212038572 | 05/25/2023
Carrier Corp. - Indianapolis | Carrier | 58SU0B060M17--16 | Federally-Regulated Consumer Product | Non-Weatherized, Non-Condensin | 1955 | 268 |  | 05/25/2023 | 60649 | 211781365 | 05/25/2023
Carrier Corp. - Indianapolis | Carrier | 59SC6A120M24--22*D | Federally-Regulated Consumer Product | Non-Weatherized, Condensing Ga | 2308 | 297 |  | 05/25/2023 | 119661 | 211779104 | 05/25/2023
Carrier Corp. - Indianapolis | Carrier | 58SC1B110M21--20* | Federally-Regulated Consumer Product | Non-Weatherized, Non-Condensin | 2444 | 290 |  | 05/25/2023 | 110371 | 211780562 | 05/25/2023
Carrier Corp. - Syracuse | Arcoaire | RGW048KD* | Federally-Regulated Consumer Product | Weatherized Non-Condensing Gas | 2640 | 312 |  | 05/25/2023 | 53 | 202535127 | 05/25/2023
Carrier Corp. - Syracuse | Arcoaire | RGW060KF* | Federally-Regulated Consumer Product | Weatherized Non-Condensing Gas | 2694 | 302 |  | 05/25/2023 | 106 | 202535133 | 05/25/2023
Carrier Corp. - Syracuse | Bryant | 581KJ06F082* | Federally-Regulated Consumer Product | Weatherized Non-Condensing Gas | 2730 | 315 |  | 05/25/2023 | 82000 | 208131906 | 05/25/2023
Carrier Corp. - Indianapolis | Airquest | N95ESN1002120A**D | Federally-Regulated Consumer Product | Mobile Home Non-Weatherized, C | 2102 | 287 |  | 05/25/2023 | 99999 | 203360634 | 05/25/2023
Carrier Corp. - Indianapolis | Airquest | G96CTN0601714A | Federally-Regulated Consumer Product | Non-Weatherized, Condensing Ga | 1364 | 255 |  | 05/25/2023 | 38749 | 203359343 | 05/25/2023
Carrier Corp. - Indianapolis | Airquest | N95ESN0601714A* | Federally-Regulated Consumer Product | Mobile Home Non-Weatherized, C | 1346 | 254 |  | 05/25/2023 | 60102 | 203360625 | 05/25/2023
Carrier Corp. - Indianapolis | Airquest | N95ESN1002120A | Federally-Regulated Consumer Product | Non-Weatherized, Condensing Ga | 2102 | 287 |  | 05/25/2023 | 99999 | 203360285 | 05/25/2023
Carrier Corp. - Indianapolis | Airquest | N80MSL0701412A | Federally-Regulated Consumer Product | Non-Weatherized, Non-Condensin | 1170 | 233 |  | 05/25/2023 | 65912 | 211780033 | 05/25/2023
Carrier Corp. - Indianapolis | Airquest | G80VTL1102122A* | Federally-Regulated Consumer Product | Non-Weatherized, Non-Condensin | 2435 | 289 |  | 05/25/2023 | 72702 | 207207207 | 05/25/2023
Carrier Corp. - Indianapolis | Airquest | N92ESN1202420A | Federally-Regulated Consumer Product | Non-Weatherized, Condensing Ga | 1904 | 279 |  | 05/25/2023 | 119302 | 203359870 | 05/25/2023
Carrier Corp. - Indianapolis | Airquest | G80CTL0701716A* | Federally-Regulated Consumer Product | Non-Weatherized, Non-Condensin | 1458 | 246 |  | 05/25/2023 | 43592 | 203358977 | 05/25/2023
Carrier Corp. - Indianapolis | Airquest | N95ESN1202422A**D | Federally-Regulated Consumer Product | Mobile Home Non-Weatherized, C | 2161 | 290 |  | 05/25/2023 | 119834 | 203360635 | 05/25/2023
Carrier Corp. - Indianapolis | Airquest | G96CTN1002122A | Federally-Regulated Consumer Product | Non-Weatherized, Condensing Ga | 2251 | 294 |  | 05/25/2023 | 64767 | 203359346 | 05/25/2023
Carrier Corp. - Indianapolis | Airquest | PGD430040K**2H* | Federally-Regulated Consumer Product | Weatherized Non-Condensing Gas | 1361 | 257 |  | 05/25/2023 | 45745 | 206908729 | 05/25/2023
Carrier Corp. - Indianapolis | Airquest | N92ESN0601412A* | Federally-Regulated Consumer Product | Mobile Home Non-Weatherized, C | 945 | 237 |  | 05/25/2023 | 59375 | 203359717 | 05/25/2023
Carrier Corp. - Indianapolis | Airquest | PDD448090K**0K* | Federally-Regulated Consumer Product | Weatherized Non-Condensing Gas | 2142 | 293 |  | 05/25/2023 | 90607 | 210589514 | 05/25/2023
Carrier Corp. - Indianapolis | Airquest | N80ESN0701712A | Federally-Regulated Consumer Product | Non-Weatherized, Non-Condensin | 1051 | 228 |  | 05/25/2023 | 65904 | 203359669 | 05/25/2023
Carrier Corp. - Indianapolis | Airquest | N95ESN0802120A**D | Federally-Regulated Consumer Product | Mobile Home Non-Weatherized, C | 1837 | 276 |  | 05/25/2023 | 79777 | 203360633 | 05/25/2023
Carrier Corp. - Indianapolis | Airquest | G96CTN1002122A*D | Federally-Regulated Consumer Product | Non-Weatherized, Condensing Ga | 2251 | 294 |  | 05/25/2023 | 64767 | 203359351 | 05/25/2023
Carrier Corp. - Indianapolis | Airquest | G80CTL1352422A | Federally-Regulated Consumer Product | Non-Weatherized, Non-Condensin | 2422 | 287 |  | 05/25/2023 | 87787 | 203358889 | 05/25/2023
Carrier Corp. - Indianapolis | Airquest | G96VTN0601714A | Federally-Regulated Consumer Product | Non-Weatherized, Condensing Ga | 1459 | 259 |  | 05/25/2023 | 39051 | 203359210 | 05/25/2023
Carrier Corp. - Indianapolis | Airquest | G96CTN0601714A*D | Federally-Regulated Consumer Product | Non-Weatherized, Condensing Ga | 1364 | 255 |  | 05/25/2023 | 38749 | 203359348 | 05/25/2023
Carrier Corp. - Indianapolis | Airquest | G96VTN0401712A*D | Federally-Regulated Consumer Product | Non-Weatherized, Condensing Ga | 1075 | 242 |  | 05/25/2023 | 25768 | 203359215 | 05/25/2023
Carrier Corp. - Indianapolis | Airquest | G80VTL0902120A* | Federally-Regulated Consumer Product | Non-Weatherized, Non-Condensin | 2025 | 271 |  | 05/25/2023 | 57947 | 207207205 | 05/25/2023
Carrier Corp. - Indianapolis | Airquest | G96CTN0802120A | Federally-Regulated Consumer Product | Non-Weatherized, Condensing Ga | 2095 | 287 |  | 05/25/2023 | 52507 | 203359345 | 05/25/2023
Carrier Corp. - Indianapolis | Airquest | G96CTN0801714A | Federally-Regulated Consumer Product | Non-Weatherized, Condensing Ga | 1364 | 255 |  | 05/25/2023 | 52072 | 203359344 | 05/25/2023
Carrier Corp. - Indianapolis | Airquest | G96VTN0401712A | Federally-Regulated Consumer Product | Non-Weatherized, Condensing Ga | 1075 | 242 |  | 05/25/2023 | 25768 | 203359209 | 05/25/2023
Carrier Corp. - Indianapolis | Airquest | G96VTN0601714A*D | Federally-Regulated Consumer Product | Non-Weatherized, Condensing Ga | 1459 | 259 |  | 05/25/2023 | 39051 | 203359216 | 05/25/2023
Carrier Corp. - Indianapolis | Airquest | N95ESN1402422A | Federally-Regulated Consumer Product | Non-Weatherized, Condensing Ga | 2328 | 297 |  | 05/25/2023 | 139741 | 203360289 | 05/25/2023
Carrier Corp. - Indianapolis | Airquest | G95CSU1002122A | Federally-Regulated Consumer Product | Non-Weatherized, Condensing Ga | 2271 | 273 |  | 05/25/2023 | 99648 | 206349951 | 05/25/2023
Carrier Corp. - Indianapolis | Airquest | G80CTL0902120A | Federally-Regulated Consumer Product | Non-Weatherized, Non-Condensin | 2488 | 291 |  | 05/25/2023 | 57811 | 203358887 | 05/25/2023
Carrier Corp. - Indianapolis | Airquest | N80MSL0701716A* | Federally-Regulated Consumer Product | Non-Weatherized, Non-Condensin | 1776 | 260 |  | 05/25/2023 | 65952 | 211780385 | 05/25/2023
Carrier Corp. - Indianapolis | Airquest | G80CTL1102120A | Federally-Regulated Consumer Product | Non-Weatherized, Non-Condensin | 2281 | 282 |  | 05/25/2023 | 72565 | 203358888 | 05/25/2023
Carrier Corp. - Indianapolis | Airquest | N92ESN0401410A* | Federally-Regulated Consumer Product | Mobile Home Non-Weatherized, C | 981 | 238 |  | 05/25/2023 | 40102 | 203359644 | 05/25/2023
Carrier Corp. - Indianapolis | Airquest | G96VTN0801716A*D | Federally-Regulated Consumer Product | Non-Weatherized, Condensing Ga | 1686 | 269 |  | 05/25/2023 | 51540 | 203359217 | 05/25/2023
Carrier Corp. - Indianapolis | Airquest | N95ESN0261410A*D | Federally-Regulated Consumer Product | Non-Weatherized, Condensing Ga | 890 | 234 |  | 05/25/2023 | 26050 | 203360291 | 05/25/2023
Carrier Corp. - Indianapolis | Airquest | N80ESL1352420A* | Federally-Regulated Consumer Product | Non-Weatherized, Non-Condensin | 1887 | 265 |  | 05/25/2023 | 131482 | 203360170 | 05/25/2023
Carrier Corp. - Indianapolis | Airquest | G96CTN0802120A*D | Federally-Regulated Consumer Product | Non-Weatherized, Condensing Ga | 2095 | 287 |  | 05/25/2023 | 52507 | 203359350 | 05/25/2023
Carrier Corp. - Indianapolis | Airquest | G96CTN0801714A*D | Federally-Regulated Consumer Product | Non-Weatherized, Condensing Ga | 1364 | 255 |  | 05/25/2023 | 52072 | 203359349 | 05/25/2023
Carrier Corp. - Indianapolis | Airquest | G96VTN0801716A | Federally-Regulated Consumer Product | Non-Weatherized, Condensing Ga | 1686 | 269 |  | 05/25/2023 | 51540 | 203359211 | 05/25/2023
Carrier Corp. - Indianapolis | Airquest | G96VTN0601412A | Federally-Regulated Consumer Product | Non-Weatherized, Condensing Ga | 1238 | 249 |  | 05/25/2023 | 39205 | 203924834 | 05/25/2023
Carrier Corp. - Indianapolis | Airquest | N80MSL0701716A | Federally-Regulated Consumer Product | Non-Weatherized, Non-Condensin | 1776 | 260 |  | 05/25/2023 | 65952 | 211780369 | 05/25/2023
Carrier Corp. - Syracuse | Arcoaire | RGV048KE* | Federally-Regulated Consumer Product | Weatherized Non-Condensing Gas | 2640 | 312 |  | 05/25/2023 | 73 | 202535114 | 05/25/2023
Carrier Corp. - Syracuse | Arcoaire | RGW036KD* | Federally-Regulated Consumer Product | Weatherized Non-Condensing Gas | 1889 | 281 |  | 05/25/2023 | 53 | 202535126 | 05/25/2023
Carrier Corp. - Syracuse | Arcoaire | RGV048KF* | Federally-Regulated Consumer Product | Weatherized Non-Condensing Gas | 2640 | 312 |  | 05/25/2023 | 106 | 202535116 | 05/25/2023
Carrier Corp. - Syracuse | Arcoaire | RGW036KR* | Federally-Regulated Consumer Product | Weatherized Non-Condensing Gas | 1889 | 281 |  | 05/25/2023 | 73 | 202535137 | 05/25/2023
Carrier Corp. - Syracuse | Arcoaire | RGV048KT* | Federally-Regulated Consumer Product | Weatherized Non-Condensing Gas | 2640 | 312 |  | 05/25/2023 | 106 | 202535124 | 05/25/2023
Carrier Corp. - Syracuse | Arcoaire | RGW060KS* | Federally-Regulated Consumer Product | Weatherized Non-Condensing Gas | 2694 | 302 |  | 05/25/2023 | 53 | 202535136 | 05/25/2023
Carrier Corp. - Syracuse | Arcoaire | RGW060KE* | Federally-Regulated Consumer Product | Weatherized Non-Condensing Gas | 2694 | 302 |  | 05/25/2023 | 73 | 202535131 | 05/25/2023
Carrier Corp. - Syracuse | Arcoaire | RGV060KS* | Federally-Regulated Consumer Product | Weatherized Non-Condensing Gas | 2694 | 302 |  | 05/25/2023 | 53 | 202535120 | 05/25/2023
Carrier Corp. - Syracuse | Arcoaire | RGV036KE* | Federally-Regulated Consumer Product | Weatherized Non-Condensing Gas | 1889 | 281 |  | 05/25/2023 | 73 | 202535113 | 05/25/2023
Carrier Corp. - Syracuse | Arcoaire | RGW036KS* | Federally-Regulated Consumer Product | Weatherized Non-Condensing Gas | 1889 | 281 |  | 05/25/2023 | 53 | 202535134 | 05/25/2023
Carrier Corp. - Syracuse | Arcoaire | RGW036KE* | Federally-Regulated Consumer Product | Weatherized Non-Condensing Gas | 1889 | 281 |  | 05/25/2023 | 73 | 202535129 | 05/25/2023
Carrier Corp. - Syracuse | Arcoaire | RGW060KT* | Federally-Regulated Consumer Product | Weatherized Non-Condensing Gas | 2694 | 302 |  | 05/25/2023 | 106 | 202535141 | 05/25/2023
Carrier Corp. - Syracuse | Arcoaire | RGV060KD* | Federally-Regulated Consumer Product | Weatherized Non-Condensing Gas | 2694 | 302 |  | 05/25/2023 | 53 | 202535112 | 05/25/2023
Carrier Corp. - Syracuse | Arcoaire | RGV060KE* | Federally-Regulated Consumer Product | Weatherized Non-Condensing Gas | 2694 | 302 |  | 05/25/2023 | 73 | 202535115 | 05/25/2023
Carrier Corp. - Syracuse | Arcoaire | RGW060KD* | Federally-Regulated Consumer Product | Weatherized Non-Condensing Gas | 2694 | 302 |  | 05/25/2023 | 53 | 202535128 | 05/25/2023
Carrier Corp. - Syracuse | Arcoaire | RGV036KR* | Federally-Regulated Consumer Product | Weatherized Non-Condensing Gas | 1889 | 281 |  | 05/25/2023 | 73 | 202535121 | 05/25/2023
Carrier Corp. - Syracuse | Arcoaire | RGV036KS* | Federally-Regulated Consumer Product | Weatherized Non-Condensing Gas | 1889 | 281 |  | 05/25/2023 | 53 | 202535118 | 05/25/2023
Carrier Corp. - Syracuse | Arcoaire | RGV048KR* | Federally-Regulated Consumer Product | Weatherized Non-Condensing Gas | 2640 | 312 |  | 05/25/2023 | 73 | 202535122 | 05/25/2023
Carrier Corp. - Syracuse | Arcoaire | RGW048KR* | Federally-Regulated Consumer Product | Weatherized Non-Condensing Gas | 2640 | 312 |  | 05/25/2023 | 73 | 202535138 | 05/25/2023
Carrier Corp. - Syracuse | Arcoaire | RGV060KF* | Federally-Regulated Consumer Product | Weatherized Non-Condensing Gas | 2694 | 302 |  | 05/25/2023 | 106 | 202535117 | 05/25/2023
Carrier Corp. - Syracuse | Arcoaire | RGW048KS* | Federally-Regulated Consumer Product | Weatherized Non-Condensing Gas | 2640 | 312 |  | 05/25/2023 | 53 | 202535135 | 05/25/2023
Carrier Corp. - Syracuse | Arcoaire | RGV060KT* | Federally-Regulated Consumer Product | Weatherized Non-Condensing Gas | 2694 | 302 |  | 05/25/2023 | 106 | 202535125 | 05/25/2023
Carrier Corp. - Syracuse | Arcoaire | RGW048KF* | Federally-Regulated Consumer Product | Weatherized Non-Condensing Gas | 2640 | 312 |  | 05/25/2023 | 106 | 202535132 | 05/25/2023
Carrier Corp. - Syracuse | Arcoaire | RGV048KS* | Federally-Regulated Consumer Product | Weatherized Non-Condensing Gas | 2640 | 312 |  | 05/25/2023 | 53 | 202535119 | 05/25/2023
Carrier Corp. - Syracuse | Arcoaire | RGV060KR* | Federally-Regulated Consumer Product | Weatherized Non-Condensing Gas | 2694 | 302 |  | 05/25/2023 | 73 | 202535123 | 05/25/2023
Carrier Corp. - Syracuse | Arcoaire | RGW048KT* | Federally-Regulated Consumer Product | Weatherized Non-Condensing Gas | 2640 | 312 |  | 05/25/2023 | 106 | 202535140 | 05/25/2023
Carrier Corp. - Syracuse | Arcoaire | RGV036KD* | Federally-Regulated Consumer Product | Weatherized Non-Condensing Gas | 1889 | 281 |  | 05/25/2023 | 53 | 202535110 | 05/25/2023
Carrier Corp. - Syracuse | Arcoaire | RGV048KD* | Federally-Regulated Consumer Product | Weatherized Non-Condensing Gas | 2640 | 312 |  | 05/25/2023 | 53 | 202535111 | 05/25/2023
Carrier Corp. - Syracuse | Carrier | 48FCH*05***3* | Federally-Regulated Consumer Product | Weatherized Non-Condensing Gas | 2280 | 295 |  | 05/25/2023 | 82000 | 208131893 | 05/25/2023
Carrier Corp. - Indianapolis | Bryant | 912SD36060E14* | Federally-Regulated Consumer Product | Mobile Home Non-Weatherized, C | 945 | 237 |  | 05/25/2023 | 59375 | 203359604 | 05/25/2023
Carrier Corp. - Indianapolis | Bryant | 881TA60090C21 | Federally-Regulated Consumer Product | Non-Weatherized, Non-Condensin | 2488 | 291 |  | 05/25/2023 | 57811 | 203358855 | 05/25/2023
Carrier Corp. - Indianapolis | Bryant | 986TC42060C17*D | Federally-Regulated Consumer Product | Non-Weatherized, Condensing Ga | 1364 | 255 |  | 05/25/2023 | 38749 | 203359308 | 05/25/2023
Carrier Corp. - Indianapolis | Bryant | 830CA36040C17 | Federally-Regulated Consumer Product | Non-Weatherized, Non-Condensin | 1552 | 250 |  | 05/25/2023 | 39730 | 204631596 | 05/25/2023
Carrier Corp. - Indianapolis | Bryant | 821SA48045V17 | Federally-Regulated Consumer Product | Non-Weatherized, Non-Condensin | 1431 | 244 |  | 05/25/2023 | 44106 | 204278310 | 05/25/2023
Carrier Corp. - Indianapolis | Bryant | 800SA42090E17 | Federally-Regulated Consumer Product | Non-Weatherized, Non-Condensin | 1238 | 236 |  | 05/25/2023 | 88097 | 203359621 | 05/25/2023
Carrier Corp. - Indianapolis | Bryant | 881TA48070C17* | Federally-Regulated Consumer Product | Non-Weatherized, Non-Condensin | 1458 | 246 |  | 05/25/2023 | 43592 | 203358948 | 05/25/2023
Carrier Corp. - Indianapolis | Bryant | 821SA60070V21* | Federally-Regulated Consumer Product | Non-Weatherized, Non-Condensin | 2147 | 275 |  | 05/25/2023 | 65668 | 204278378 | 05/25/2023
Carrier Corp. - Indianapolis | Bryant | 880TA66135C24 | Federally-Regulated Consumer Product | Non-Weatherized, Non-Condensin | 2422 | 287 |  | 05/25/2023 | 87787 | 203358841 | 05/25/2023
Carrier Corp. - Indianapolis | Bryant | 926SA60100V21*D | Federally-Regulated Consumer Product | Non-Weatherized, Condensing Ga | 2188 | 291 |  | 05/25/2023 | 99935 | 205822232 | 05/25/2023
Carrier Corp. - Indianapolis | Bryant | 926SA66120V24 | Federally-Regulated Consumer Product | Non-Weatherized, Condensing Ga | 2331 | 297 |  | 05/25/2023 | 119569 | 205822243 | 05/25/2023
Carrier Corp. - Indianapolis | Bryant | 912SD60120E24 | Federally-Regulated Consumer Product | Non-Weatherized, Condensing Ga | 1904 | 279 |  | 05/25/2023 | 119302 | 203359622 | 05/25/2023
Carrier Corp. - Indianapolis | Bryant | 926SA60080V21*D | Federally-Regulated Consumer Product | Non-Weatherized, Condensing Ga | 2231 | 293 |  | 05/25/2023 | 79961 | 205822210 | 05/25/2023
Carrier Corp. - Indianapolis | Bryant | 820TA36045V14 | Federally-Regulated Consumer Product | Non-Weatherized, Non-Condensin | 1205 | 235 |  | 05/25/2023 | 28909 | 203358777 | 05/25/2023
Carrier Corp. - Indianapolis | Bryant | 821TA60090V21* | Federally-Regulated Consumer Product | Non-Weatherized, Non-Condensin | 2025 | 271 |  | 05/25/2023 | 57947 | 203358816 | 05/25/2023
Carrier Corp. - Indianapolis | Bryant | 820TA66135V24 | Federally-Regulated Consumer Product | Non-Weatherized, Non-Condensin | 2420 | 288 |  | 05/25/2023 | 87246 | 203358783 | 05/25/2023
Carrier Corp. - Indianapolis | Bryant | 820SA48070V17 | Federally-Regulated Consumer Product | Non-Weatherized, Non-Condensin | 1842 | 262 |  | 05/25/2023 | 65738 | 204278299 | 05/25/2023
Carrier Corp. - Indianapolis | Bryant | 935CA48060C17 | Federally-Regulated Consumer Product | Non-Weatherized, Condensing Ga | 1413 | 247 |  | 05/25/2023 | 59505 | 206237475 | 05/25/2023
Carrier Corp. - Indianapolis | Bryant | 800SA60110E24 | Federally-Regulated Consumer Product | Non-Weatherized, Non-Condensin | 2027 | 271 |  | 05/25/2023 | 109826 | 203359630 | 05/25/2023
Carrier Corp. - Indianapolis | Bryant | 880TA48070C17 | Federally-Regulated Consumer Product | Non-Weatherized, Non-Condensin | 1458 | 246 |  | 05/25/2023 | 43592 | 203358836 | 05/25/2023
Carrier Corp. - Indianapolis | Bryant | 986TC60080C21 | Federally-Regulated Consumer Product | Non-Weatherized, Condensing Ga | 2095 | 287 |  | 05/25/2023 | 52507 | 203359305 | 05/25/2023
Carrier Corp. - Indianapolis | Bryant | 881TA60110C21 | Federally-Regulated Consumer Product | Non-Weatherized, Non-Condensin | 2281 | 282 |  | 05/25/2023 | 72565 | 203358856 | 05/25/2023
Carrier Corp. - Indianapolis | Bryant | 880TA60110C21 | Federally-Regulated Consumer Product | Non-Weatherized, Non-Condensin | 2281 | 282 |  | 05/25/2023 | 72565 | 203358840 | 05/25/2023
Carrier Corp. - Indianapolis | Bryant | 821TA48090V17 | Federally-Regulated Consumer Product | Non-Weatherized, Non-Condensin | 1594 | 252 |  | 05/25/2023 | 57941 | 203358794 | 05/25/2023
Carrier Corp. - Indianapolis | Bryant | 820TA48090V17 | Federally-Regulated Consumer Product | Non-Weatherized, Non-Condensin | 1594 | 252 |  | 05/25/2023 | 57941 | 203358780 | 05/25/2023
Carrier Corp. - Indianapolis | Bryant | 880TA60090C21 | Federally-Regulated Consumer Product | Non-Weatherized, Non-Condensin | 2488 | 291 |  | 05/25/2023 | 57811 | 203358839 | 05/25/2023
Carrier Corp. - Indianapolis | Bryant | 926SA66120V24*D | Federally-Regulated Consumer Product | Non-Weatherized, Condensing Ga | 2331 | 297 |  | 05/25/2023 | 119569 | 205822254 | 05/25/2023
Carrier Corp. - Indianapolis | Bryant | 926SA36040V17*D | Federally-Regulated Consumer Product | Non-Weatherized, Condensing Ga | 1103 | 243 |  | 05/25/2023 | 39803 | 205822122 | 05/25/2023
Carrier Corp. - Indianapolis | Bryant | 800SA60135E24 | Federally-Regulated Consumer Product | Non-Weatherized, Non-Condensin | 1887 | 265 |  | 05/25/2023 | 131482 | 203359633 | 05/25/2023
Carrier Corp. - Indianapolis | Bryant | 912SD48080E17* | Federally-Regulated Consumer Product | Mobile Home Non-Weatherized, C | 1390 | 256 |  | 05/25/2023 | 79599 | 203359612 | 05/25/2023
Carrier Corp. - Indianapolis | Bryant | 926SA30040V14 | Federally-Regulated Consumer Product | Non-Weatherized, Condensing Ga | 1075 | 242 |  | 05/25/2023 | 40086 | 205822089 | 05/25/2023
Carrier Corp. - Indianapolis | Bryant | 912SD30040E14* | Federally-Regulated Consumer Product | Mobile Home Non-Weatherized, C | 981 | 238 |  | 05/25/2023 | 40102 | 203359596 | 05/25/2023
Carrier Corp. - Indianapolis | Bryant | 821SA66110V24 | Federally-Regulated Consumer Product | Non-Weatherized, Non-Condensin | 2478 | 290 |  | 05/25/2023 | 110020 | 204278315 | 05/25/2023
Carrier Corp. - Indianapolis | Bryant | 926TB36040V17 | Federally-Regulated Consumer Product | Non-Weatherized, Condensing Ga | 1075 | 242 |  | 05/25/2023 | 25768 | 203359149 | 05/25/2023
Carrier Corp. - Indianapolis | Bryant | 820TA60090V21 | Federally-Regulated Consumer Product | Non-Weatherized, Non-Condensin | 2025 | 271 |  | 05/25/2023 | 57947 | 203358781 | 05/25/2023
Carrier Corp. - Indianapolis | Bryant | 821TA60090V21 | Federally-Regulated Consumer Product | Non-Weatherized, Non-Condensin | 2025 | 271 |  | 05/25/2023 | 57947 | 203358795 | 05/25/2023
Carrier Corp. - Indianapolis | Bryant | 912SD36040E17* | Federally-Regulated Consumer Product | Mobile Home Non-Weatherized, C | 1024 | 240 |  | 05/25/2023 | 39894 | 203359600 | 05/25/2023
Carrier Corp. - Indianapolis | Bryant | 800SA60155E24 | Federally-Regulated Consumer Product | Non-Weatherized, Non-Condensin | 2000 | 270 |  | 05/25/2023 | 153106 | 203359635 | 05/25/2023
Carrier Corp. - Indianapolis | Bryant | 926SA42060V17 | Federally-Regulated Consumer Product | Non-Weatherized, Condensing Ga | 1591 | 265 |  | 05/25/2023 | 60186 | 205822155 | 05/25/2023
Carrier Corp. - Indianapolis | Bryant | 926SA42060V17*D | Federally-Regulated Consumer Product | Non-Weatherized, Condensing Ga | 1591 | 265 |  | 05/25/2023 | 60186 | 205822166 | 05/25/2023
Carrier Corp. - Indianapolis | Bryant | 821TA66110V21* | Federally-Regulated Consumer Product | Non-Weatherized, Non-Condensin | 2435 | 289 |  | 05/25/2023 | 72702 | 203358817 | 05/25/2023
Carrier Corp. - Indianapolis | Bryant | 912SD60120E24* | Federally-Regulated Consumer Product | Mobile Home Non-Weatherized, C | 1904 | 279 |  | 05/25/2023 | 119302 | 203359624 | 05/25/2023
Carrier Corp. - Indianapolis | Bryant | 821TA36045V14 | Federally-Regulated Consumer Product | Non-Weatherized, Non-Condensin | 1205 | 235 |  | 05/25/2023 | 28909 | 203358791 | 05/25/2023
Carrier Corp. - Indianapolis | Bryant | 926SA48080V17 | Federally-Regulated Consumer Product | Non-Weatherized, Condensing Ga | 1766 | 272 |  | 05/25/2023 | 80180 | 205822177 | 05/25/2023
Carrier Corp. - Indianapolis | Bryant | 926SA36060V14*D | Federally-Regulated Consumer Product | Non-Weatherized, Condensing Ga | 1224 | 248 |  | 05/25/2023 | 59736 | 205822144 | 05/25/2023
Carrier Corp. - Indianapolis | Bryant | 821TA36045V14* | Federally-Regulated Consumer Product | Non-Weatherized, Non-Condensin | 1205 | 235 |  | 05/25/2023 | 28909 | 203358812 | 05/25/2023
Carrier Corp. - Indianapolis | Bryant | 820SA66110V24 | Federally-Regulated Consumer Product | Non-Weatherized, Non-Condensin | 2478 | 290 |  | 05/25/2023 | 110020 | 204278303 | 05/25/2023
Carrier Corp. - Indianapolis | Bryant | 881TA66135C24 | Federally-Regulated Consumer Product | Non-Weatherized, Non-Condensin | 2422 | 287 |  | 05/25/2023 | 87787 | 203358857 | 05/25/2023
Carrier Corp. - Indianapolis | Bryant | 926TB36040V17*D | Federally-Regulated Consumer Product | Non-Weatherized, Condensing Ga | 1075 | 242 |  | 05/25/2023 | 25768 | 203359155 | 05/25/2023
Carrier Corp. - Indianapolis | Bryant | 926SA48080V17*D | Federally-Regulated Consumer Product | Non-Weatherized, Condensing Ga | 1766 | 272 |  | 05/25/2023 | 80180 | 205822188 | 05/25/2023
Carrier Corp. - Indianapolis | Bryant | 821TA66110V21 | Federally-Regulated Consumer Product | Non-Weatherized, Non-Condensin | 2435 | 289 |  | 05/25/2023 | 72702 | 203358796 | 05/25/2023
Carrier Corp. - Indianapolis | Bryant | 926SA36040V17 | Federally-Regulated Consumer Product | Non-Weatherized, Condensing Ga | 1103 | 243 |  | 05/25/2023 | 39803 | 205822111 | 05/25/2023
Carrier Corp. - Indianapolis | Bryant | 820TA36070V14 | Federally-Regulated Consumer Product | Non-Weatherized, Non-Condensin | 1456 | 246 |  | 05/25/2023 | 43558 | 203358778 | 05/25/2023
Carrier Corp. - Indianapolis | Bryant | 800SA60090E24 | Federally-Regulated Consumer Product | Non-Weatherized, Non-Condensin | 1987 | 269 |  | 05/25/2023 | 88320 | 203359627 | 05/25/2023
Carrier Corp. - Indianapolis | Bryant | 912SD60100E21* | Federally-Regulated Consumer Product | Mobile Home Non-Weatherized, C | 1821 | 275 |  | 05/25/2023 | 99460 | 203359620 | 05/25/2023
Carrier Corp. - Indianapolis | Bryant | 820SA60090V21 | Federally-Regulated Consumer Product | Non-Weatherized, Non-Condensin | 2089 | 274 |  | 05/25/2023 | 87481 | 204278301 | 05/25/2023
Carrier Corp. - Indianapolis | Bryant | 800SA48090E21 | Federally-Regulated Consumer Product | Non-Weatherized, Non-Condensin | 1450 | 246 |  | 05/25/2023 | 87792 | 203359623 | 05/25/2023
Carrier Corp. - Indianapolis | Bryant | 986TC42060C17 | Federally-Regulated Consumer Product | Non-Weatherized, Condensing Ga | 1364 | 255 |  | 05/25/2023 | 38749 | 203359303 | 05/25/2023
Carrier Corp. - Indianapolis | Bryant | 821TA66135V24 | Federally-Regulated Consumer Product | Non-Weatherized, Non-Condensin | 2420 | 288 |  | 05/25/2023 | 87246 | 203358797 | 05/25/2023
Carrier Corp. - Indianapolis | Bryant | 821SA36045V14* | Federally-Regulated Consumer Product | Non-Weatherized, Non-Condensin | 1422 | 244 |  | 05/25/2023 | 43953 | 205822069 | 05/25/2023
Carrier Corp. - Indianapolis | Bryant | 912SD60080E21* | Federally-Regulated Consumer Product | Mobile Home Non-Weatherized, C | 1832 | 276 |  | 05/25/2023 | 79860 | 203359616 | 05/25/2023
Carrier Corp. - Indianapolis | Bryant | 821TA36070V14 | Federally-Regulated Consumer Product | Non-Weatherized, Non-Condensin | 1456 | 246 |  | 05/25/2023 | 43558 | 203358792 | 05/25/2023
Carrier Corp. - Indianapolis | Bryant | 926SA30040V14*D | Federally-Regulated Consumer Product | Non-Weatherized, Condensing Ga | 1075 | 242 |  | 05/25/2023 | 40086 | 205822100 | 05/25/2023
Carrier Corp. - Indianapolis | Bryant | 912SD36040E17 | Federally-Regulated Consumer Product | Non-Weatherized, Condensing Ga | 1024 | 240 |  | 05/25/2023 | 39894 | 203359598 | 05/25/2023
Carrier Corp. - Indianapolis | Bryant | 830CA60100C21 | Federally-Regulated Consumer Product | Non-Weatherized, Non-Condensin | 2371 | 286 |  | 05/25/2023 | 99785 | 204631632 | 05/25/2023
Carrier Corp. - Indianapolis | Bryant | 820SA60070V21 | Federally-Regulated Consumer Product | Non-Weatherized, Non-Condensin | 2147 | 275 |  | 05/25/2023 | 65668 | 204278300 | 05/25/2023
Carrier Corp. - Indianapolis | Bryant | 577CNWE42060U* | Federally-Regulated Consumer Product | Weatherized Non-Condensing Gas | 1589 | 268 |  | 05/25/2023 | 60153 | 205822852 | 05/25/2023
Carrier Corp. - Indianapolis | Bryant | 926SA60100V21 | Federally-Regulated Consumer Product | Non-Weatherized, Condensing Ga | 2188 | 291 |  | 05/25/2023 | 99935 | 205822221 | 05/25/2023
Carrier Corp. - Indianapolis | Bryant | 926SA60080V21 | Federally-Regulated Consumer Product | Non-Weatherized, Condensing Ga | 2231 | 293 |  | 05/25/2023 | 79961 | 205822199 | 05/25/2023
Carrier Corp. - Indianapolis | Bryant | 881TA66135C24* | Federally-Regulated Consumer Product | Non-Weatherized, Non-Condensin | 2422 | 287 |  | 05/25/2023 | 87787 | 203358953 | 05/25/2023
Carrier Corp. - Indianapolis | Arcoaire | N80VSL0701716A | Federally-Regulated Consumer Product | Non-Weatherized, Non-Condensin | 1842 | 262 |  | 05/25/2023 | 65738 | 204278323 | 05/25/2023
Carrier Corp. - Indianapolis | Arcoaire | PDD448090K**0K* | Federally-Regulated Consumer Product | Weatherized Non-Condensing Gas | 2142 | 293 |  | 05/25/2023 | 90607 | 210589526 | 05/25/2023
Carrier Corp. - Indianapolis | Arcoaire | F97CMN0601714A*D | Federally-Regulated Consumer Product | Non-Weatherized, Condensing Ga | 1392 | 256 |  | 05/25/2023 | 23828 | 203924612 | 05/25/2023
Carrier Corp. - Indianapolis | Arcoaire | N80ESL0902116A | Federally-Regulated Consumer Product | Non-Weatherized, Non-Condensin | 1450 | 246 |  | 05/25/2023 | 87792 | 203360024 | 05/25/2023
Carrier Corp. - Indianapolis | Arcoaire | N80ESN0902420A | Federally-Regulated Consumer Product | Non-Weatherized, Non-Condensin | 1987 | 269 |  | 05/25/2023 | 88320 | 203359704 | 05/25/2023
Carrier Corp. - Indianapolis | Arcoaire | F80VTL0902120A* | Federally-Regulated Consumer Product | Non-Weatherized, Non-Condensin | 2025 | 271 |  | 05/25/2023 | 57947 | 207207173 | 05/25/2023
Carrier Corp. - Indianapolis | Arcoaire | F80VTL0902120A | Federally-Regulated Consumer Product | Non-Weatherized, Non-Condensin | 2025 | 271 |  | 05/25/2023 | 57947 | 207207172 | 05/25/2023
Carrier Corp. - Indianapolis | Arcoaire | N96MSN1002122A* | Federally-Regulated Consumer Product | Mobile Home Non-Weatherized, C | 2283 | 295 |  | 05/25/2023 | 100454 | 211779413 | 05/25/2023
Carrier Corp. - Indianapolis | Arcoaire | N92MSN1002122A | Federally-Regulated Consumer Product | Non-Weatherized, Condensing Ga | 2308 | 297 |  | 05/25/2023 | 99870 | 211778970 | 05/25/2023
Carrier Corp. - Indianapolis | Arcoaire | N95ESN0401410A**D | Federally-Regulated Consumer Product | Mobile Home Non-Weatherized, C | 950 | 237 |  | 05/25/2023 | 40146 | 203924747 | 05/25/2023
Carrier Corp. - Indianapolis | Arcoaire | F97CMN1202422A*D | Federally-Regulated Consumer Product | Non-Weatherized, Condensing Ga | 2271 | 295 |  | 05/25/2023 | 48091 | 203924627 | 05/25/2023
Carrier Corp. - Indianapolis | Arcoaire | N92ESN0802120A* | Federally-Regulated Consumer Product | Mobile Home Non-Weatherized, C | 1832 | 276 |  | 05/25/2023 | 79860 | 203359822 | 05/25/2023
Carrier Corp. - Indianapolis | Arcoaire | N80ESL0902420A | Federally-Regulated Consumer Product | Non-Weatherized, Non-Condensin | 1987 | 269 |  | 05/25/2023 | 88320 | 203360026 | 05/25/2023
Carrier Corp. - Indianapolis | Arcoaire | N80ESL0701712A* | Federally-Regulated Consumer Product | Non-Weatherized, Non-Condensin | 1051 | 228 |  | 05/25/2023 | 65904 | 203360175 | 05/25/2023
Carrier Corp. - Indianapolis | Arcoaire | N80MSN0901714A | Federally-Regulated Consumer Product | Non-Weatherized, Non-Condensin | 1592 | 252 |  | 05/25/2023 | 88547 | 211779929 | 05/25/2023
Carrier Corp. - Indianapolis | Arcoaire | N92ESN0601412A* | Federally-Regulated Consumer Product | Mobile Home Non-Weatherized, C | 945 | 237 |  | 05/25/2023 | 59375 | 203359719 | 05/25/2023
Carrier Corp. - Indianapolis | Arcoaire | PGD442060K**1G* | Federally-Regulated Consumer Product | Weatherized Non-Condensing Gas | 1514 | 266 |  | 05/25/2023 | 60394 | 204037510 | 05/25/2023
Carrier Corp. - Indianapolis | Arcoaire | N80ESL1352420A* | Federally-Regulated Consumer Product | Non-Weatherized, Non-Condensin | 1887 | 265 |  | 05/25/2023 | 131482 | 203360187 | 05/25/2023
Carrier Corp. - Indianapolis | Arcoaire | N96MSN1202422A**D | Federally-Regulated Consumer Product | Mobile Home Non-Weatherized, C | 2308 | 297 |  | 05/25/2023 | 119661 | 211779458 | 05/25/2023
Carrier Corp. - Indianapolis | Arcoaire | N80ESL1102420A | Federally-Regulated Consumer Product | Non-Weatherized, Non-Condensin | 2027 | 271 |  | 05/25/2023 | 109826 | 203360028 | 05/25/2023
Carrier Corp. - Indianapolis | Arcoaire | N92ESN0802120A | Federally-Regulated Consumer Product | Non-Weatherized, Condensing Ga | 1832 | 276 |  | 05/25/2023 | 79860 | 203359808 | 05/25/2023
Carrier Corp. - Indianapolis | Arcoaire | PGD430040K**2H* | Federally-Regulated Consumer Product | Weatherized Non-Condensing Gas | 1361 | 257 |  | 05/25/2023 | 45745 | 206908733 | 05/25/2023
Carrier Corp. - Indianapolis | Arcoaire | N80MSL0451714A | Federally-Regulated Consumer Product | Non-Weatherized, Non-Condensin | 1343 | 241 |  | 05/25/2023 | 43896 | 211780044 | 05/25/2023
Carrier Corp. - Indianapolis | Arcoaire | N80MSN0902120A | Federally-Regulated Consumer Product | Non-Weatherized, Non-Condensin | 2438 | 289 |  | 05/25/2023 | 88368 | 211779931 | 05/25/2023
Carrier Corp. - Indianapolis | Arcoaire | N80ESL1102420A* | Federally-Regulated Consumer Product | Non-Weatherized, Non-Condensin | 2027 | 271 |  | 05/25/2023 | 109826 | 203360185 | 05/25/2023
Carrier Corp. - Indianapolis | Arcoaire | N96MSN0401410A*D | Federally-Regulated Consumer Product | Non-Weatherized, Condensing Ga | 1017 | 240 |  | 05/25/2023 | 40102 | 211779197 | 05/25/2023
Carrier Corp. - Indianapolis | Arcoaire | N92ESN0401712A | Federally-Regulated Consumer Product | Non-Weatherized, Condensing Ga | 1024 | 240 |  | 05/25/2023 | 39894 | 203359664 | 05/25/2023
Carrier Corp. - Indianapolis | Arcoaire | F80CTL1102120A | Federally-Regulated Consumer Product | Non-Weatherized, Non-Condensin | 2281 | 282 |  | 05/25/2023 | 72565 | 203358864 | 05/25/2023
Carrier Corp. - Indianapolis | Arcoaire | PDD430060K**0K* | Federally-Regulated Consumer Product | Weatherized Non-Condensing Gas | 1118 | 248 |  | 05/25/2023 | 60738 | 210589523 | 05/25/2023
Carrier Corp. - Indianapolis | Arcoaire | N80ESL0902420A* | Federally-Regulated Consumer Product | Non-Weatherized, Non-Condensin | 1987 | 269 |  | 05/25/2023 | 88320 | 203360182 | 05/25/2023
Carrier Corp. - Indianapolis | Arcoaire | N95ESN1002120A**D | Federally-Regulated Consumer Product | Mobile Home Non-Weatherized, C | 2102 | 287 |  | 05/25/2023 | 99999 | 203360646 | 05/25/2023
Carrier Corp. - Indianapolis | Arcoaire | N96MSN0401712A* | Federally-Regulated Consumer Product | Mobile Home Non-Weatherized, C | 1097 | 243 |  | 05/25/2023 | 40216 | 211779215 | 05/25/2023
Carrier Corp. - Indianapolis | Arcoaire | N96MSN0261410A*D | Federally-Regulated Consumer Product | Non-Weatherized, Condensing Ga | 1012 | 240 |  | 05/25/2023 | 26115 | 211779161 | 05/25/2023
Carrier Corp. - Indianapolis | Arcoaire | PGR536060K**1G* | Federally-Regulated Consumer Product | Weatherized Non-Condensing Gas | 1413 | 261 |  | 05/25/2023 | 39780 | 204037561 | 05/25/2023
Carrier Corp. - Indianapolis | Arcoaire | N80VSL0701716A* | Federally-Regulated Consumer Product | Non-Weatherized, Non-Condensin | 1842 | 262 |  | 05/25/2023 | 65738 | 204278389 | 05/25/2023
Carrier Corp. - Indianapolis | Arcoaire | PDD424060K**1K* | Federally-Regulated Consumer Product | Weatherized Non-Condensing Gas | 1073 | 246 |  | 05/25/2023 | 60738 | 210589528 | 05/25/2023
Carrier Corp. - Indianapolis | Arcoaire | N95ESN0801716A**D | Federally-Regulated Consumer Product | Mobile Home Non-Weatherized, C | 1771 | 273 |  | 05/25/2023 | 80331 | 203360644 | 05/25/2023
Carrier Corp. - Indianapolis | Arcoaire | N92ESN1202420A | Federally-Regulated Consumer Product | Non-Weatherized, Condensing Ga | 1904 | 279 |  | 05/25/2023 | 119302 | 203359872 | 05/25/2023
Carrier Corp. - Indianapolis | Arcoaire | N80VSL0902420A* | Federally-Regulated Consumer Product | Non-Weatherized, Non-Condensin | 2057 | 271 |  | 05/25/2023 | 88097 | 204278392 | 05/25/2023
Carrier Corp. - Indianapolis | Arcoaire | F80VTL0701716A* | Federally-Regulated Consumer Product | Non-Weatherized, Non-Condensin | 1813 | 262 |  | 05/25/2023 | 43434 | 207207171 | 05/25/2023
Carrier Corp. - Indianapolis | Arcoaire | N92ESN1002120A* | Federally-Regulated Consumer Product | Mobile Home Non-Weatherized, C | 1821 | 275 |  | 05/25/2023 | 99460 | 203359854 | 05/25/2023
Carrier Corp. - Indianapolis | Arcoaire | F96VTN0601412A*D | Federally-Regulated Consumer Product | Non-Weatherized, Condensing Ga | 1238 | 249 |  | 05/25/2023 | 39205 | 203924824 | 05/25/2023
Carrier Corp. - Indianapolis | Arcoaire | N80ESL1552420A | Federally-Regulated Consumer Product | Non-Weatherized, Non-Condensin | 2000 | 270 |  | 05/25/2023 | 153106 | 203360030 | 05/25/2023
Carrier Corp. - Indianapolis | Arcoaire | N80MSN0701712A | Federally-Regulated Consumer Product | Non-Weatherized, Non-Condensin | 1209 | 235 |  | 05/25/2023 | 65992 | 211779927 | 05/25/2023
Carrier Corp. - Indianapolis | Arcoaire | N92MSN0801716A | Federally-Regulated Consumer Product | Non-Weatherized, Condensing Ga | 1845 | 276 |  | 05/25/2023 | 80520 | 211778916 | 05/25/2023
Carrier Corp. - Indianapolis | Arcoaire | N80MSL0702116A* | Federally-Regulated Consumer Product | Non-Weatherized, Non-Condensin | 1949 | 268 |  | 05/25/2023 | 66143 | 211780162 | 05/25/2023
Carrier Corp. - Indianapolis | Arcoaire | N95ESN0802120A**D | Federally-Regulated Consumer Product | Mobile Home Non-Weatherized, C | 1837 | 276 |  | 05/25/2023 | 79777 | 203360645 | 05/25/2023
Carrier Corp. - Indianapolis | Arcoaire | F97CMN0601714A | Federally-Regulated Consumer Product | Non-Weatherized, Condensing Ga | 1392 | 256 |  | 05/25/2023 | 23828 | 203924549 | 05/25/2023
Carrier Corp. - Indianapolis | Arcoaire | N80MSL0702116A | Federally-Regulated Consumer Product | Non-Weatherized, Non-Condensin | 1949 | 268 |  | 05/25/2023 | 66143 | 211780047 | 05/25/2023
Carrier Corp. - Indianapolis | Arcoaire | F80VTL0451412A* | Federally-Regulated Consumer Product | Non-Weatherized, Non-Condensin | 1205 | 235 |  | 05/25/2023 | 28909 | 207207169 | 05/25/2023
Carrier Corp. - Indianapolis | Arcoaire | PDD448115K**0K* | Federally-Regulated Consumer Product | Weatherized Non-Condensing Gas | 2156 | 293 |  | 05/25/2023 | 115206 | 210589527 | 05/25/2023
Carrier Corp. - Indianapolis | Arcoaire | N80ESL0901714A | Federally-Regulated Consumer Product | Non-Weatherized, Non-Condensin | 1238 | 236 |  | 05/25/2023 | 88097 | 203360023 | 05/25/2023
Carrier Corp. - Indianapolis | Arcoaire | N95ESN0401410A* | Federally-Regulated Consumer Product | Mobile Home Non-Weatherized, C | 950 | 237 |  | 05/25/2023 | 40146 | 203924746 | 05/25/2023
Carrier Corp. - Indianapolis | Arcoaire | N92MSN0802120A* | Federally-Regulated Consumer Product | Mobile Home Non-Weatherized, C | 2018 | 284 |  | 05/25/2023 | 81104 | 211778943 | 05/25/2023
Carrier Corp. - Indianapolis | Arcoaire | F97CMN0802120A | Federally-Regulated Consumer Product | Non-Weatherized, Condensing Ga | 2026 | 284 |  | 05/25/2023 | 31724 | 203924678 | 05/25/2023
Carrier Corp. - Indianapolis | Arcoaire | N80ESN0451412A | Federally-Regulated Consumer Product | Non-Weatherized, Non-Condensin | 1083 | 230 |  | 05/25/2023 | 43761 | 203359689 | 05/25/2023
Carrier Corp. - Indianapolis | Arcoaire | N80ESL1552420A* | Federally-Regulated Consumer Product | Non-Weatherized, Non-Condensin | 2000 | 270 |  | 05/25/2023 | 153106 | 203360188 | 05/25/2023
Carrier Corp. - Indianapolis | Arcoaire | N80ESN0451712A | Federally-Regulated Consumer Product | Non-Weatherized, Non-Condensin | 1206 | 235 |  | 05/25/2023 | 44058 | 203359691 | 05/25/2023
Carrier Corp. - Indianapolis | Arcoaire | N96MSN1402422A | Federally-Regulated Consumer Product | Non-Weatherized, Condensing Ga | 2292 | 296 |  | 05/25/2023 | 139864 | 211779476 | 05/25/2023
Carrier Corp. - Indianapolis | Arcoaire | N80ESL0451712A* | Federally-Regulated Consumer Product | Non-Weatherized, Non-Condensin | 1206 | 235 |  | 05/25/2023 | 44058 | 203360173 | 05/25/2023
Carrier Corp. - Indianapolis | Arcoaire | N96MSN1202422A*D | Federally-Regulated Consumer Product | Non-Weatherized, Condensing Ga | 2308 | 297 |  | 05/25/2023 | 119661 | 211779467 | 05/25/2023
Carrier Corp. - Indianapolis | Arcoaire | N80ESN0901714A | Federally-Regulated Consumer Product | Non-Weatherized, Non-Condensin | 1238 | 236 |  | 05/25/2023 | 88097 | 203359698 | 05/25/2023
Carrier Corp. - Indianapolis | Arcoaire | N80MSL0701712A | Federally-Regulated Consumer Product | Non-Weatherized, Non-Condensin | 1209 | 235 |  | 05/25/2023 | 65992 | 211780046 | 05/25/2023
Carrier Corp. - Indianapolis | Arcoaire | N80VSL0451716A* | Federally-Regulated Consumer Product | Non-Weatherized, Non-Condensin | 1431 | 244 |  | 05/25/2023 | 44106 | 204278388 | 05/25/2023
Carrier Corp. - Indianapolis | Arcoaire | PDD436090K**0K* | Federally-Regulated Consumer Product | Weatherized Non-Condensing Gas | 1354 | 258 |  | 05/25/2023 | 90364 | 210589524 | 05/25/2023
Carrier Corp. - Indianapolis | Arcoaire | N96MSN0802120A*D | Federally-Regulated Consumer Product | Non-Weatherized, Condensing Ga | 2169 | 290 |  | 05/25/2023 | 79638 | 211779359 | 05/25/2023
Carrier Corp. - Indianapolis | Arcoaire | N80MSL0701412A* | Federally-Regulated Consumer Product | Non-Weatherized, Non-Condensin | 1170 | 233 |  | 05/25/2023 | 65912 | 211780160 | 05/25/2023
Carrier Corp. - Indianapolis | Arcoaire | N80ESN0902120A | Federally-Regulated Consumer Product | Non-Weatherized, Non-Condensin | 2015 | 271 |  | 05/25/2023 | 88187 | 203359702 | 05/25/2023
Carrier Corp. - Indianapolis | Arcoaire | N96MSN0601412A | Federally-Regulated Consumer Product | Non-Weatherized, Condensing Ga | 1218 | 249 |  | 05/25/2023 | 60319 | 211779242 | 05/25/2023
Carrier Corp. - Indianapolis | Arcoaire | N96MSN1402422A*D | Federally-Regulated Consumer Product | Non-Weatherized, Condensing Ga | 2292 | 296 |  | 05/25/2023 | 139864 | 211779485 | 05/25/2023
Carrier Corp. - Indianapolis | Arcoaire | F80VTL0451412A | Federally-Regulated Consumer Product | Non-Weatherized, Non-Condensin | 1205 | 235 |  | 05/25/2023 | 28909 | 207207168 | 05/25/2023
Carrier Corp. - Indianapolis | Arcoaire | N95ESN1202422A**D | Federally-Regulated Consumer Product | Mobile Home Non-Weatherized, C | 2161 | 290 |  | 05/25/2023 | 119834 | 203360647 | 05/25/2023
Carrier Corp. - Indianapolis | Arcoaire | N80MSL0451412A | Federally-Regulated Consumer Product | Non-Weatherized, Non-Condensin | 1161 | 233 |  | 05/25/2023 | 44099 | 211780043 | 05/25/2023
Carrier Corp. - Indianapolis | Arcoaire | PDD424060K**0K* | Federally-Regulated Consumer Product | Weatherized Non-Condensing Gas | 1073 | 246 |  | 05/25/2023 | 60738 | 210589522 | 05/25/2023
Carrier Corp. - Indianapolis | Arcoaire | F97CMN0602120A | Federally-Regulated Consumer Product | Non-Weatherized, Condensing Ga | 1897 | 278 |  | 05/25/2023 | 24235 | 203924552 | 05/25/2023
Carrier Corp. - Indianapolis | Arcoaire | N96MSN0601412A* | Federally-Regulated Consumer Product | Mobile Home Non-Weatherized, C | 1218 | 249 |  | 05/25/2023 | 60319 | 211779251 | 05/25/2023
Carrier Corp. - Indianapolis | Arcoaire | N80ESL0701712A | Federally-Regulated Consumer Product | Non-Weatherized, Non-Condensin | 1051 | 228 |  | 05/25/2023 | 65904 | 203360019 | 05/25/2023
Carrier Corp. - Indianapolis | Arcoaire | N92MSN0601714A | Federally-Regulated Consumer Product | Non-Weatherized, Condensing Ga | 1381 | 256 |  | 05/25/2023 | 60143 | 211778898 | 05/25/2023
Carrier Corp. - Indianapolis | Arcoaire | N80MSL1102420A | Federally-Regulated Consumer Product | Non-Weatherized, Non-Condensin | 2053 | 272 |  | 05/25/2023 | 110206 | 211780052 | 05/25/2023
Carrier Corp. - Indianapolis | Arcoaire | N92MSN1202420A* | Federally-Regulated Consumer Product | Mobile Home Non-Weatherized, C | 1871 | 277 |  | 05/25/2023 | 120577 | 211778997 | 05/25/2023
Carrier Corp. - Indianapolis | Arcoaire | N95ESN1202422A | Federally-Regulated Consumer Product | Non-Weatherized, Condensing Ga | 2161 | 290 |  | 05/25/2023 | 119834 | 203360318 | 05/25/2023
Carrier Corp. - Indianapolis | Arcoaire | N95MSU0601716A | Federally-Regulated Consumer Product | Non-Weatherized, Condensing Ga | 1794 | 274 |  | 05/25/2023 | 60012 | 211781281 | 05/25/2023
Carrier Corp. - Indianapolis | Arcoaire | N92MSN0802120A | Federally-Regulated Consumer Product | Non-Weatherized, Condensing Ga | 2018 | 284 |  | 05/25/2023 | 81104 | 211778934 | 05/25/2023
Carrier Corp. - Indianapolis | Arcoaire | N80MSL1102420A* | Federally-Regulated Consumer Product | Non-Weatherized, Non-Condensin | 2053 | 272 |  | 05/25/2023 | 110206 | 211780167 | 05/25/2023
Carrier Corp. - Indianapolis | Arcoaire | F97CMN1202422A | Federally-Regulated Consumer Product | Non-Weatherized, Condensing Ga | 2271 | 295 |  | 05/25/2023 | 48091 | 203924561 | 05/25/2023
Carrier Corp. - Indianapolis | Arcoaire | F80VTL1102122A | Federally-Regulated Consumer Product | Non-Weatherized, Non-Condensin | 2435 | 289 |  | 05/25/2023 | 72702 | 207207174 | 05/25/2023
Carrier Corp. - Indianapolis | Arcoaire | N92ESN1002120A | Federally-Regulated Consumer Product | Non-Weatherized, Condensing Ga | 1821 | 275 |  | 05/25/2023 | 99460 | 203359840 | 05/25/2023
Carrier Corp. - Indianapolis | Arcoaire | N92MSN1002122A* | Federally-Regulated Consumer Product | Mobile Home Non-Weatherized, C | 2308 | 297 |  | 05/25/2023 | 99870 | 211778979 | 05/25/2023
Carrier Corp. - Indianapolis | Arcoaire | N80MSL0902120A* | Federally-Regulated Consumer Product | Non-Weatherized, Non-Condensin | 2438 | 289 |  | 05/25/2023 | 88368 | 211780165 | 05/25/2023
Carrier Corp. - Indianapolis | Arcoaire | N80MSN1552420A | Federally-Regulated Consumer Product | Non-Weatherized, Non-Condensin | 2004 | 270 |  | 05/25/2023 | 153757 | 211779936 | 05/25/2023
Carrier Corp. - Indianapolis | Arcoaire | N95ESN0601412A* | Federally-Regulated Consumer Product | Mobile Home Non-Weatherized, C | 1176 | 247 |  | 05/25/2023 | 59961 | 203924750 | 05/25/2023
Carrier Corp. - Indianapolis | Arcoaire | N96MSN0601412A*D | Federally-Regulated Consumer Product | Non-Weatherized, Condensing Ga | 1218 | 249 |  | 05/25/2023 | 60319 | 211779269 | 05/25/2023
Carrier Corp. - Indianapolis | Arcoaire | N80MSN0451412A | Federally-Regulated Consumer Product | Non-Weatherized, Non-Condensin | 1161 | 233 |  | 05/25/2023 | 44099 | 211779924 | 05/25/2023
Carrier Corp. - Indianapolis | Arcoaire | N92MSN1202420A | Federally-Regulated Consumer Product | Non-Weatherized, Condensing Ga | 1871 | 277 |  | 05/25/2023 | 120577 | 211778988 | 05/25/2023
Carrier Corp. - Indianapolis | Arcoaire | N96MSN0401712A*D | Federally-Regulated Consumer Product | Non-Weatherized, Condensing Ga | 1097 | 243 |  | 05/25/2023 | 40216 | 211779233 | 05/25/2023
Carrier Corp. - Indianapolis | Arcoaire | N92ESN0601714A* | Federally-Regulated Consumer Product | Mobile Home Non-Weatherized, C | 1205 | 248 |  | 05/25/2023 | 60119 | 203359756 | 05/25/2023
Carrier Corp. - Indianapolis | Arcoaire | N96MSN1002122A**D | Federally-Regulated Consumer Product | Mobile Home Non-Weatherized, C | 2283 | 295 |  | 05/25/2023 | 100454 | 211779422 | 05/25/2023
Carrier Corp. - Indianapolis | Arcoaire | PDD442090K**1K* | Federally-Regulated Consumer Product | Weatherized Non-Condensing Gas | 1478 | 264 |  | 05/25/2023 | 90002 | 210589531 | 05/25/2023
Carrier Corp. - Indianapolis | Arcoaire | PDD448090K**1K* | Federally-Regulated Consumer Product | Weatherized Non-Condensing Gas | 2142 | 293 |  | 05/25/2023 | 90607 | 210589532 | 05/25/2023
Carrier Corp. - Indianapolis | Arcoaire | N95MSU1002122A | Federally-Regulated Consumer Product | Non-Weatherized, Condensing Ga | 2338 | 298 |  | 05/25/2023 | 100165 | 211781312 | 05/25/2023
Carrier Corp. - Indianapolis | Arcoaire | N92ESN0601412A | Federally-Regulated Consumer Product | Non-Weatherized, Condensing Ga | 945 | 237 |  | 05/25/2023 | 59375 | 203359701 | 05/25/2023
Carrier Corp. - Indianapolis | Arcoaire | N80ESN0902116A | Federally-Regulated Consumer Product | Non-Weatherized, Non-Condensin | 1450 | 246 |  | 05/25/2023 | 87792 | 203359700 | 05/25/2023
Carrier Corp. - Indianapolis | Arcoaire | N92ESN0401712A* | Federally-Regulated Consumer Product | Mobile Home Non-Weatherized, C | 1024 | 240 |  | 05/25/2023 | 39894 | 203359683 | 05/25/2023
Carrier Corp. - Indianapolis | Arcoaire | N96MSN0261410A | Federally-Regulated Consumer Product | Non-Weatherized, Condensing Ga | 1012 | 240 |  | 05/25/2023 | 26115 | 211779152 | 05/25/2023
Carrier Corp. - Indianapolis | Arcoaire | F97CMN1002122A*D | Federally-Regulated Consumer Product | Non-Weatherized, Condensing Ga | 2192 | 291 |  | 05/25/2023 | 39903 | 203924624 | 05/25/2023
Carrier Corp. - Indianapolis | Arcoaire | N95ESN0801716A* | Federally-Regulated Consumer Product | Mobile Home Non-Weatherized, C | 1771 | 273 |  | 05/25/2023 | 80331 | 203360638 | 05/25/2023
Carrier Corp. - Indianapolis | Arcoaire | N96MSN0401712A**D | Federally-Regulated Consumer Product | Mobile Home Non-Weatherized, C | 1097 | 243 |  | 05/25/2023 | 40216 | 211779224 | 05/25/2023
Carrier Corp. - Indianapolis | Arcoaire | N80MSL0902116A* | Federally-Regulated Consumer Product | Non-Weatherized, Non-Condensin | 1569 | 251 |  | 05/25/2023 | 87754 | 211780164 | 05/25/2023
Carrier Corp. - Indianapolis | Arcoaire | N80ESL1352420A | Federally-Regulated Consumer Product | Non-Weatherized, Non-Condensin | 1887 | 265 |  | 05/25/2023 | 131482 | 203360029 | 05/25/2023
Carrier Corp. - Indianapolis | Arcoaire | N96MSN1202422A | Federally-Regulated Consumer Product | Non-Weatherized, Condensing Ga | 2308 | 297 |  | 05/25/2023 | 119661 | 211779440 | 05/25/2023
Carrier Corp. - Indianapolis | Arcoaire | N96MSN0401410A**D | Federally-Regulated Consumer Product | Mobile Home Non-Weatherized, C | 1017 | 240 |  | 05/25/2023 | 40102 | 211779188 | 05/25/2023
Carrier Corp. - Indianapolis | Arcoaire | N80MSN1102420A | Federally-Regulated Consumer Product | Non-Weatherized, Non-Condensin | 2053 | 272 |  | 05/25/2023 | 110206 | 211779934 | 05/25/2023
Carrier Corp. - Indianapolis | Arcoaire | F80VTL1102122A* | Federally-Regulated Consumer Product | Non-Weatherized, Non-Condensin | 2435 | 289 |  | 05/25/2023 | 72702 | 207207175 | 05/25/2023
Carrier Corp. - Indianapolis | Arcoaire | N95ESN0601412A**D | Federally-Regulated Consumer Product | Mobile Home Non-Weatherized, C | 1176 | 247 |  | 05/25/2023 | 59961 | 203924751 | 05/25/2023
Carrier Corp. - Indianapolis | Arcoaire | N92MSN0401412A | Federally-Regulated Consumer Product | Non-Weatherized, Condensing Ga | 1089 | 243 |  | 05/25/2023 | 39846 | 211778844 | 05/25/2023
Carrier Corp. - Indianapolis | Arcoaire | N95ESN1402422A*D | Federally-Regulated Consumer Product | Non-Weatherized, Condensing Ga | 2328 | 297 |  | 05/25/2023 | 139741 | 203360334 | 05/25/2023
Carrier Corp. - Indianapolis | Arcoaire | N92ESN0601714A | Federally-Regulated Consumer Product | Non-Weatherized, Condensing Ga | 1205 | 248 |  | 05/25/2023 | 60119 | 203359738 | 05/25/2023
Carrier Corp. - Indianapolis | Arcoaire | N92MSN0401712A* | Federally-Regulated Consumer Product | Mobile Home Non-Weatherized, C | 1092 | 243 |  | 05/25/2023 | 39895 | 211778871 | 05/25/2023
Carrier Corp. - Indianapolis | Arcoaire | N96MSN1002122A | Federally-Regulated Consumer Product | Non-Weatherized, Condensing Ga | 2283 | 295 |  | 05/25/2023 | 100454 | 211779404 | 05/25/2023
Carrier Corp. - Indianapolis | Arcoaire | N80ESN0701412A | Federally-Regulated Consumer Product | Non-Weatherized, Non-Condensin | 1106 | 231 |  | 05/25/2023 | 65995 | 203359692 | 05/25/2023
Carrier Corp. - Indianapolis | Arcoaire | N80ESN1352420A | Federally-Regulated Consumer Product | Non-Weatherized, Non-Condensin | 1887 | 265 |  | 05/25/2023 | 131482 | 203359710 | 05/25/2023
Carrier Corp. - Indianapolis | Arcoaire | N80ESN0701712A | Federally-Regulated Consumer Product | Non-Weatherized, Non-Condensin | 1051 | 228 |  | 05/25/2023 | 65904 | 203359694 | 05/25/2023
Carrier Corp. - Indianapolis | Arcoaire | F97CMN0802120A*D | Federally-Regulated Consumer Product | Non-Weatherized, Condensing Ga | 2026 | 284 |  | 05/25/2023 | 31724 | 203924621 | 05/25/2023
Carrier Corp. - Indianapolis | Arcoaire | N80ESN1102420A | Federally-Regulated Consumer Product | Non-Weatherized, Non-Condensin | 2027 | 271 |  | 05/25/2023 | 109826 | 203359708 | 05/25/2023
Carrier Corp. - Indianapolis | Arcoaire | N80ESL0902116A* | Federally-Regulated Consumer Product | Non-Weatherized, Non-Condensin | 1450 | 246 |  | 05/25/2023 | 87792 | 203360178 | 05/25/2023
Carrier Corp. - Indianapolis | Arcoaire | N80ESN0702116A | Federally-Regulated Consumer Product | Non-Weatherized, Non-Condensin | 1565 | 251 |  | 05/25/2023 | 65903 | 203359696 | 05/25/2023
Carrier Corp. - Indianapolis | Arcoaire | PDD436090K**1K* | Federally-Regulated Consumer Product | Weatherized Non-Condensing Gas | 1354 | 258 |  | 05/25/2023 | 90364 | 210589530 | 05/25/2023
Carrier Corp. - Indianapolis | Arcoaire | N96MSN0401410A* | Federally-Regulated Consumer Product | Mobile Home Non-Weatherized, C | 1017 | 240 |  | 05/25/2023 | 40102 | 211779179 | 05/25/2023
Carrier Corp. - Indianapolis | Arcoaire | N80MSL0901714A | Federally-Regulated Consumer Product | Non-Weatherized, Non-Condensin | 1592 | 252 |  | 05/25/2023 | 88547 | 211780048 | 05/25/2023
Carrier Corp. - Indianapolis | Arcoaire | PDD442090K**0K* | Federally-Regulated Consumer Product | Weatherized Non-Condensing Gas | 1478 | 264 |  | 05/25/2023 | 90002 | 210589525 | 05/25/2023
Carrier Corp. - Indianapolis | Arcoaire | N96MSN1002122A*D | Federally-Regulated Consumer Product | Non-Weatherized, Condensing Ga | 2283 | 295 |  | 05/25/2023 | 100454 | 211779431 | 05/25/2023
Carrier Corp. - Indianapolis | Arcoaire | N92ESN0801716A | Federally-Regulated Consumer Product | Non-Weatherized, Condensing Ga | 1390 | 256 |  | 05/25/2023 | 79599 | 203359775 | 05/25/2023
Carrier Corp. - Indianapolis | Arcoaire | F97CMN1002122A | Federally-Regulated Consumer Product | Non-Weatherized, Condensing Ga | 2192 | 291 |  | 05/25/2023 | 39903 | 203924558 | 05/25/2023
Carrier Corp. - Indianapolis | Arcoaire | N80MSL1552420A | Federally-Regulated Consumer Product | Non-Weatherized, Non-Condensin | 2004 | 270 |  | 05/25/2023 | 153757 | 211780054 | 05/25/2023
Carrier Corp. - Indianapolis | Arcoaire | N96MSN0802120A* | Federally-Regulated Consumer Product | Mobile Home Non-Weatherized, C | 2169 | 290 |  | 05/25/2023 | 79638 | 211779341 | 05/25/2023
Carrier Corp. - Indianapolis | Arcoaire | PDS448090K**0G* | Federally-Regulated Consumer Product | Weatherized Non-Condensing Gas | 2067 | 290 |  | 05/25/2023 | 90607 | 204037472 | 05/25/2023
Carrier Corp. - Indianapolis | Arcoaire | N80ESN1552420A | Federally-Regulated Consumer Product | Non-Weatherized, Non-Condensin | 2000 | 270 |  | 05/25/2023 | 153106 | 203359712 | 05/25/2023
Carrier Corp. - Indianapolis | Arcoaire | F97CMN0602120A*D | Federally-Regulated Consumer Product | Non-Weatherized, Condensing Ga | 1897 | 278 |  | 05/25/2023 | 24235 | 203924615 | 05/25/2023
Carrier Corp. - Indianapolis | Arcoaire | N80MSL1352420A | Federally-Regulated Consumer Product | Non-Weatherized, Non-Condensin | 1907 | 266 |  | 05/25/2023 | 131914 | 211780053 | 05/25/2023
Carrier Corp. - Indianapolis | Arcoaire | PDD460130K**0K* | Federally-Regulated Consumer Product | Weatherized Non-Condensing Gas | 2038 | 289 |  | 05/25/2023 | 126976 | 212038596 | 05/25/2023
Carrier Corp. - Indianapolis | Arcoaire | N92ESN0801716A* | Federally-Regulated Consumer Product | Mobile Home Non-Weatherized, C | 1390 | 256 |  | 05/25/2023 | 79599 | 203359793 | 05/25/2023
Carrier Corp. - Indianapolis | Arcoaire | N80MSL0902116A | Federally-Regulated Consumer Product | Non-Weatherized, Non-Condensin | 1569 | 251 |  | 05/25/2023 | 87754 | 211780049 | 05/25/2023
Carrier Corp. - Indianapolis | Arcoaire | F96VTN0601412A | Federally-Regulated Consumer Product | Non-Weatherized, Condensing Ga | 1238 | 249 |  | 05/25/2023 | 39205 | 203924822 | 05/25/2023
Carrier Corp. - Indianapolis | Arcoaire | PDS424060K**0G* | Federally-Regulated Consumer Product | Weatherized Non-Condensing Gas | 1285 | 256 |  | 05/25/2023 | 60738 | 204037466 | 05/25/2023
Carrier Corp. - Indianapolis | Arcoaire | N96MSN0802120A**D | Federally-Regulated Consumer Product | Mobile Home Non-Weatherized, C | 2169 | 290 |  | 05/25/2023 | 79638 | 211779350 | 05/25/2023
Carrier Corp. - Indianapolis | Arcoaire | N96MSN1002120A* | Federally-Regulated Consumer Product | Mobile Home Non-Weatherized, C | 2215 | 292 |  | 05/25/2023 | 99728 | 211779377 | 05/25/2023
Carrier Corp. - Indianapolis | Arcoaire | N80ESL0901714A* | Federally-Regulated Consumer Product | Non-Weatherized, Non-Condensin | 1238 | 236 |  | 05/25/2023 | 88097 | 203360177 | 05/25/2023
Carrier Corp. - Indianapolis | Arcoaire | N96MSN0802120A | Federally-Regulated Consumer Product | Non-Weatherized, Condensing Ga | 2169 | 290 |  | 05/25/2023 | 79638 | 211779332 | 05/25/2023
Carrier Corp. - Indianapolis | Arcoaire | N96MSN1002120A**D | Federally-Regulated Consumer Product | Mobile Home Non-Weatherized, C | 2215 | 292 |  | 05/25/2023 | 99728 | 211779386 | 05/25/2023
Carrier Corp. - Indianapolis | Arcoaire | N96MSN0601716A | Federally-Regulated Consumer Product | Non-Weatherized, Condensing Ga | 1611 | 266 |  | 05/25/2023 | 59946 | 211779278 | 05/25/2023
Carrier Corp. - Indianapolis | Arcoaire | N95ESN0601714A* | Federally-Regulated Consumer Product | Mobile Home Non-Weatherized, C | 1346 | 254 |  | 05/25/2023 | 60102 | 203360637 | 05/25/2023
Carrier Corp. - Indianapolis | Arcoaire | N80MSL1352420A* | Federally-Regulated Consumer Product | Non-Weatherized, Non-Condensin | 1907 | 266 |  | 05/25/2023 | 131914 | 211780168 | 05/25/2023
Carrier Corp. - Indianapolis | Arcoaire | N80MSU0601716A | Federally-Regulated Consumer Product | Non-Weatherized, Non-Condensin | 1955 | 268 |  | 05/25/2023 | 60649 | 211781369 | 05/25/2023
Carrier Corp. - Indianapolis | Arcoaire | PGD442060K**0G* | Federally-Regulated Consumer Product | Weatherized Non-Condensing Gas | 1514 | 266 |  | 05/25/2023 | 60394 | 204037497 | 05/25/2023
Carrier Corp. - Indianapolis | Arcoaire | N96MSN1002120A | Federally-Regulated Consumer Product | Non-Weatherized, Condensing Ga | 2215 | 292 |  | 05/25/2023 | 99728 | 211779368 | 05/25/2023
Carrier Corp. - Indianapolis | Arcoaire | N80MSN1352420A | Federally-Regulated Consumer Product | Non-Weatherized, Non-Condensin | 1907 | 266 |  | 05/25/2023 | 131914 | 211779935 | 05/25/2023
Carrier Corp. - Indianapolis | Arcoaire | N96MSN1002120A*D | Federally-Regulated Consumer Product | Non-Weatherized, Condensing Ga | 2215 | 292 |  | 05/25/2023 | 99728 | 211779395 | 05/25/2023
Carrier Corp. - Indianapolis | Arcoaire | N80MSN0902116A | Federally-Regulated Consumer Product | Non-Weatherized, Non-Condensin | 1569 | 251 |  | 05/25/2023 | 87754 | 211779930 | 05/25/2023
Carrier Corp. - Indianapolis | Arcoaire | N92ESN1202420A* | Federally-Regulated Consumer Product | Mobile Home Non-Weatherized, C | 1904 | 279 |  | 05/25/2023 | 119302 | 203359890 | 05/25/2023
Rheem Sales Company, Inc. | Ruud | R802V1255A24UHS | Federally-Regulated Consumer Product | Non-Weatherized, Non-Condensin | 2073 | 273 |  | 05/25/2023 | 87500 | 208243274 | 05/25/2023
Rheem Sales Company, Inc. | Ruud | R802V0503A14UHN | Federally-Regulated Consumer Product | Non-Weatherized, Non-Condensin | 1318 | 240 |  | 05/25/2023 | 35484 | 208243275 | 05/25/2023
Rheem Sales Company, Inc. | Ruud | R801T1255A24DZS | Federally-Regulated Consumer Product | Non-Weatherized, Non-Condensin | 1835 | 263 |  | 05/25/2023 | 124389 | 208242391 | 05/25/2023
Rheem Sales Company, Inc. | Ruud | R801CA075421MSA | Federally-Regulated Consumer Product | Non-Weatherized, Non-Condensin | 1634 | 254 |  | 05/25/2023 | 75736 | 203327145 | 05/25/2023
Rheem Sales Company, Inc. | Ruud | R802V1004A17UHS | Federally-Regulated Consumer Product | Non-Weatherized, Non-Condensin | 1730 | 258 |  | 05/25/2023 | 70020 | 208243270 | 05/25/2023
Rheem Sales Company, Inc. | Ruud | R921V0403A17M4 | Federally-Regulated Consumer Product | Non-Weatherized, Condensing Ga | 1292 | 228 |  | 05/25/2023 | 42494 | 208676286 | 05/25/2023
Rheem Sales Company, Inc. | Ruud | RGEA14036AJT08XAC | Federally-Regulated Consumer Product | Weatherized Non-Condensing Gas | 1430 | 262 |  | 05/25/2023 | 99665 | 206606625 | 05/25/2023
Rheem Sales Company, Inc. | Ruud | RGEA14030AJT081AC | Federally-Regulated Consumer Product | Weatherized Non-Condensing Gas | 1147 | 249 |  | 05/25/2023 | 79965 | 206606602 | 05/25/2023
Rheem Sales Company, Inc. | Ruud | R95TC0701521MSA | Federally-Regulated Consumer Product | Non-Weatherized, Condensing Ga | 1983 | 279 |  | 05/25/2023 | 70360 | 203261700 | 05/25/2023
Rheem Sales Company, Inc. | Ruud | RGEA14036AJT06UAA | Federally-Regulated Consumer Product | Weatherized Non-Condensing Gas | 1434 | 262 |  | 05/25/2023 | 60723 | 205965534 | 05/25/2023
Rheem Sales Company, Inc. | Ruud | R801CA125524ZXA | Federally-Regulated Consumer Product | Non-Weatherized, Non-Condensin | 1835 | 263 |  | 05/25/2023 | 124289 | 203327184 | 05/25/2023
Rheem Sales Company, Inc. | Ruud | R96TA0702521MSA | Federally-Regulated Consumer Product | Non-Weatherized, Condensing Ga | 1854 | 277 |  | 05/25/2023 | 49250 | 203261705 | 05/25/2023
Rheem Sales Company, Inc. | Ruud | R801V0754A17UH | Federally-Regulated Consumer Product | Non-Weatherized, Non-Condensin | 1830 | 223 |  | 05/25/2023 | 75693 | 208665958 | 05/25/2023
Rheem Sales Company, Inc. | Ruud | R951V0705A21M4 | Federally-Regulated Consumer Product | Non-Weatherized, Condensing Ga | 1835 | 248 |  | 05/25/2023 | 69808 | 208676322 | 05/25/2023
Rheem Sales Company, Inc. | Ruud | U97MV1155A24DHS | Federally-Regulated Consumer Product | Non-Weatherized, Condensing Ga | 1959 | 281 |  | 05/25/2023 | 44459 | 208157035 | 05/25/2023
Rheem Sales Company, Inc. | Ruud | RGEA14036AJT08UAA | Federally-Regulated Consumer Product | Weatherized Non-Condensing Gas | 1382 | 260 |  | 05/25/2023 | 80891 | 205965535 | 05/25/2023
Rheem Sales Company, Inc. | Ruud | R921V1155A24M4 | Federally-Regulated Consumer Product | Non-Weatherized, Condensing Ga | 2137 | 231 |  | 05/25/2023 | 111605 | 208676292 | 05/25/2023
Rheem Sales Company, Inc. | Ruud | R801T0754A21UHN | Federally-Regulated Consumer Product | Non-Weatherized, Non-Condensin | 1634 | 254 |  | 05/25/2023 | 75736 | 208242383 | 05/25/2023
Rheem Sales Company, Inc. | Ruud | RGEA14030AJT08XAC | Federally-Regulated Consumer Product | Weatherized Non-Condensing Gas | 1147 | 249 |  | 05/25/2023 | 79965 | 206606607 | 05/25/2023
Rheem Sales Company, Inc. | Ruud | R801T0754A17UHN | Federally-Regulated Consumer Product | Non-Weatherized, Non-Condensin | 1496 | 248 |  | 05/25/2023 | 75177 | 208242382 | 05/25/2023
Rheem Sales Company, Inc. | Ruud | R92TA0701317MSA | Federally-Regulated Consumer Product | Non-Weatherized, Condensing Ga | 1362 | 255 |  | 05/25/2023 | 69960 | 201712982 | 05/25/2023
Rheem Sales Company, Inc. | Ruud | U802VA075421MSA | Federally-Regulated Consumer Product | Non-Weatherized, Non-Condensin | 1718 | 258 |  | 05/25/2023 | 52500 | 7979966 | 05/25/2023
Rheem Sales Company, Inc. | Ruud | R801T0754A21UHS | Federally-Regulated Consumer Product | Non-Weatherized, Non-Condensin | 1634 | 254 |  | 05/25/2023 | 75736 | 208242378 | 05/25/2023
Rheem Sales Company, Inc. | Ruud | R801T1005A21UHU | Federally-Regulated Consumer Product | Non-Weatherized, Non-Condensin | 2096 | 274 |  | 05/25/2023 | 100583 | 208430278 | 05/25/2023
Rheem Sales Company, Inc. | Ruud | RGECZR060AJT12**B | Federally-Regulated Consumer Product | Weatherized Non-Condensing Gas | 2183 | 266 |  | 05/25/2023 | 83968 | 206778653 | 05/25/2023
Rheem Sales Company, Inc. | Ruud | RGEAZR060AJT081NA | Federally-Regulated Consumer Product | Weatherized Non-Condensing Gas | 2041 | 289 |  | 05/25/2023 | 79422 | 208676454 | 05/25/2023
Rheem Sales Company, Inc. | Ruud | RGEAZS036ACV082CA | Federally-Regulated Consumer Product | Weatherized Non-Condensing Gas | 1662 | 272 |  | 05/25/2023 | 60830 | 211726898 | 05/25/2023
Rheem Sales Company, Inc. | Ruud | RGECZR036AJT07**B | Federally-Regulated Consumer Product | Weatherized Non-Condensing Gas | 1475 | 165 |  | 05/25/2023 | 53157 | 206778648 | 05/25/2023
Rheem Sales Company, Inc. | Ruud | R951T0403A17M4 | Federally-Regulated Consumer Product | Non-Weatherized, Condensing Ga | 1107 | 244 |  | 05/25/2023 | 41877 | 208663415 | 05/25/2023
Rheem Sales Company, Inc. | Ruud | R951T0603A17M4 | Federally-Regulated Consumer Product | Non-Weatherized, Condensing Ga | 1156 | 246 |  | 05/25/2023 | 55624 | 208663416 | 05/25/2023
Rheem Sales Company, Inc. | Ruud | RGEA14042AJT08XAC | Federally-Regulated Consumer Product | Weatherized Non-Condensing Gas | 1494 | 265 |  | 05/25/2023 | 99609 | 206606642 | 05/25/2023
Rheem Sales Company, Inc. | Ruud | RGEA14048AJT08UAA | Federally-Regulated Consumer Product | Weatherized Non-Condensing Gas | 2026 | 288 |  | 05/25/2023 | 80019 | 205965536 | 05/25/2023
Rheem Sales Company, Inc. | Ruud | R92TA0851521MSA | Federally-Regulated Consumer Product | Non-Weatherized, Condensing Ga | 1929 | 280 |  | 05/25/2023 | 84515 | 201712984 | 05/25/2023
Rheem Sales Company, Inc. | Ruud | U98MV1155A24UPS | Federally-Regulated Consumer Product | Non-Weatherized, Condensing Ga | 1971 | 282 |  | 05/25/2023 | 44499 | 208157040 | 05/25/2023
Rheem Sales Company, Inc. | Ruud | RGEA14030AJT04UAA | Federally-Regulated Consumer Product | Weatherized Non-Condensing Gas | 1189 | 251 |  | 05/25/2023 | 39887 | 205965532 | 05/25/2023
Rheem Sales Company, Inc. | Ruud | R801T1005A21DZS | Federally-Regulated Consumer Product | Non-Weatherized, Non-Condensin | 1895 | 265 |  | 05/25/2023 | 100302 | 208242390 | 05/25/2023
Rheem Sales Company, Inc. | Ruud | R801T0703A17UHU | Federally-Regulated Consumer Product | Non-Weatherized, Non-Condensin | 1189 | 234 |  | 05/25/2023 | 70542 | 208430275 | 05/25/2023
Rheem Sales Company, Inc. | Ruud | RGEAZR030AJT08XNA | Federally-Regulated Consumer Product | Weatherized Non-Condensing Gas | 1216 | 253 |  | 05/25/2023 | 80365 | 208676509 | 05/25/2023
Rheem Sales Company, Inc. | Ruud | R96TA0852521MSA | Federally-Regulated Consumer Product | Non-Weatherized, Condensing Ga | 2115 | 288 |  | 05/25/2023 | 58240 | 201712924 | 05/25/2023
Rheem Sales Company, Inc. | Ruud | U97MV0703A17DHS | Federally-Regulated Consumer Product | Non-Weatherized, Condensing Ga | 1282 | 251 |  | 05/25/2023 | 28494 | 208157032 | 05/25/2023
Rheem Sales Company, Inc. | Ruud | R801T1005A21UHN | Federally-Regulated Consumer Product | Non-Weatherized, Non-Condensin | 1812 | 262 |  | 05/25/2023 | 99863 | 208242384 | 05/25/2023
Rheem Sales Company, Inc. | Ruud | R96TA0702317MSA | Federally-Regulated Consumer Product | Non-Weatherized, Condensing Ga | 1321 | 253 |  | 05/25/2023 | 49242 | 201712922 | 05/25/2023
Rheem Sales Company, Inc. | Ruud | RGEA14036AJT081AC | Federally-Regulated Consumer Product | Weatherized Non-Condensing Gas | 1430 | 262 |  | 05/25/2023 | 99665 | 206606620 | 05/25/2023
Rheem Sales Company, Inc. | Ruud | R802V0503A14UHS | Federally-Regulated Consumer Product | Non-Weatherized, Non-Condensin | 1318 | 240 |  | 05/25/2023 | 35484 | 208243266 | 05/25/2023
Rheem Sales Company, Inc. | Ruud | R962V0705A21M4S | Federally-Regulated Consumer Product | Non-Weatherized, Condensing Ga | 1923 | 280 |  | 05/25/2023 | 49235 | 208243290 | 05/25/2023
Rheem Sales Company, Inc. | Ruud | R951T1005A21M4 | Federally-Regulated Consumer Product | Non-Weatherized, Condensing Ga | 2066 | 286 |  | 05/25/2023 | 98023 | 208663420 | 05/25/2023
Rheem Sales Company, Inc. | Ruud | R801T0753A17DZN | Federally-Regulated Consumer Product | Non-Weatherized, Non-Condensin | 1253 | 237 |  | 05/25/2023 | 74903 | 208429532 | 05/25/2023
Rheem Sales Company, Inc. | Ruud | RGEAZR048AJT08XNA | Federally-Regulated Consumer Product | Weatherized Non-Condensing Gas | 1847 | 280 |  | 05/25/2023 | 80515 | 208676559 | 05/25/2023
Rheem Sales Company, Inc. | Ruud | R921V0705A21M4 | Federally-Regulated Consumer Product | Non-Weatherized, Condensing Ga | 1835 | 248 |  | 05/25/2023 | 69808 | 208676289 | 05/25/2023
Rheem Sales Company, Inc. | Ruud | R921T0703A17M4 | Federally-Regulated Consumer Product | Non-Weatherized, Condensing Ga | 1362 | 255 |  | 05/25/2023 | 69960 | 208663449 | 05/25/2023
Rheem Sales Company, Inc. | Ruud | RGEAZR030AJT061NA | Federally-Regulated Consumer Product | Weatherized Non-Condensing Gas | 1342 | 258 |  | 05/25/2023 | 61240 | 208676409 | 05/25/2023
Rheem Sales Company, Inc. | Ruud | R801T0503A14DZN | Federally-Regulated Consumer Product | Non-Weatherized, Non-Condensin | 1223 | 236 |  | 05/25/2023 | 51119 | 208242392 | 05/25/2023
Rheem Sales Company, Inc. | Ruud | RGEA14030AJT06UAA | Federally-Regulated Consumer Product | Weatherized Non-Condensing Gas | 1125 | 248 |  | 05/25/2023 | 60094 | 205965531 | 05/25/2023
Rheem Sales Company, Inc. | Ruud | R801CA100521ZXA | Federally-Regulated Consumer Product | Non-Weatherized, Non-Condensin | 1895 | 265 |  | 05/25/2023 | 100302 | 203327178 | 05/25/2023
Rheem Sales Company, Inc. | Ruud | U96VA0702521MSA | Federally-Regulated Consumer Product | Non-Weatherized, Condensing Ga | 1923 | 280 |  | 05/25/2023 | 49235 | 203261703 | 05/25/2023
Rheem Sales Company, Inc. | Ruud | R96TA1152524MSA | Federally-Regulated Consumer Product | Non-Weatherized, Condensing Ga | 1935 | 280 |  | 05/25/2023 | 78711 | 201712928 | 05/25/2023
Rheem Sales Company, Inc. | Ruud | R801CA125524MSA | Federally-Regulated Consumer Product | Non-Weatherized, Non-Condensin | 1991 | 270 |  | 05/25/2023 | 123598 | 203327157 | 05/25/2023
Rheem Sales Company, Inc. | Ruud | R801T0753A17DZS | Federally-Regulated Consumer Product | Non-Weatherized, Non-Condensin | 1253 | 237 |  | 05/25/2023 | 74903 | 208429531 | 05/25/2023
Rheem Sales Company, Inc. | Ruud | RGEA14042AJT081AC | Federally-Regulated Consumer Product | Weatherized Non-Condensing Gas | 1494 | 265 |  | 05/25/2023 | 99609 | 206606638 | 05/25/2023
Rheem Sales Company, Inc. | Ruud | R801V0503A14UH | Federally-Regulated Consumer Product | Non-Weatherized, Non-Condensin | 1308 | 184 |  | 05/25/2023 | 50472 | 208665954 | 05/25/2023
Rheem Sales Company, Inc. | Ruud | R92TA0701521MSA | Federally-Regulated Consumer Product | Non-Weatherized, Condensing Ga | 1983 | 282 |  | 05/25/2023 | 70360 | 203269465 | 05/25/2023
Rheem Sales Company, Inc. | Ruud | R802V0755A21UHN | Federally-Regulated Consumer Product | Non-Weatherized, Non-Condensin | 1718 | 258 |  | 05/25/2023 | 52500 | 208243278 | 05/25/2023
Rheem Sales Company, Inc. | Ruud | R802V1505A24UHN | Federally-Regulated Consumer Product | Non-Weatherized, Non-Condensin | 2092 | 274 |  | 05/25/2023 | 104565 | 208243580 | 05/25/2023
Rheem Sales Company, Inc. | Ruud | R962V0603A17M4S | Federally-Regulated Consumer Product | Non-Weatherized, Condensing Ga | 1372 | 255 |  | 05/25/2023 | 37932 | 208243286 | 05/25/2023
Rheem Sales Company, Inc. | Ruud | RGEA14036AJT061AC | Federally-Regulated Consumer Product | Weatherized Non-Condensing Gas | 1430 | 262 |  | 05/25/2023 | 99665 | 206606611 | 05/25/2023
Rheem Sales Company, Inc. | Ruud | R801T0503A14UHS | Federally-Regulated Consumer Product | Non-Weatherized, Non-Condensin | 1388 | 243 |  | 05/25/2023 | 49660 | 208242376 | 05/25/2023
Rheem Sales Company, Inc. | Ruud | R801T1255A24UHN | Federally-Regulated Consumer Product | Non-Weatherized, Non-Condensin | 1991 | 270 |  | 05/25/2023 | 123598 | 208242385 | 05/25/2023
Rheem Sales Company, Inc. | Ruud | R951T1155A24M4 | Federally-Regulated Consumer Product | Non-Weatherized, Condensing Ga | 2041 | 285 |  | 05/25/2023 | 111488 | 208663352 | 05/25/2023
Rheem Sales Company, Inc. | Ruud | R802V0754A17UHN | Federally-Regulated Consumer Product | Non-Weatherized, Non-Condensin | 1458 | 246 |  | 05/25/2023 | 52564 | 208243277 | 05/25/2023
Rheem Sales Company, Inc. | Ruud | RGEAZR024AJT06UNA | Federally-Regulated Consumer Product | Weatherized Non-Condensing Gas | 1236 | 253 |  | 05/25/2023 | 61566 | 208676474 | 05/25/2023
Rheem Sales Company, Inc. | Ruud | R801V0755A21UH | Federally-Regulated Consumer Product | Non-Weatherized, Non-Condensin | 1813 | 235 |  | 05/25/2023 | 75573 | 208665962 | 05/25/2023
Rheem Sales Company, Inc. | Ruud | R801V1255A24UH | Federally-Regulated Consumer Product | Non-Weatherized, Non-Condensin | 2076 | 258 |  | 05/25/2023 | 124802 | 208665970 | 05/25/2023
Rheem Sales Company, Inc. | Ruud | RGEA14030AJT061AC | Federally-Regulated Consumer Product | Weatherized Non-Condensing Gas | 1147 | 249 |  | 05/25/2023 | 79965 | 206606593 | 05/25/2023
Rheem Sales Company, Inc. | Ruud | RGEA14042AJT08UAA | Federally-Regulated Consumer Product | Weatherized Non-Condensing Gas | 1635 | 271 |  | 05/25/2023 | 80943 | 205965538 | 05/25/2023
Rheem Sales Company, Inc. | Ruud | R962V1005A21M4S | Federally-Regulated Consumer Product | Non-Weatherized, Condensing Ga | 1858 | 277 |  | 05/25/2023 | 68679 | 208243293 | 05/25/2023
Rheem Sales Company, Inc. | Ruud | RGEA14042AJT10XAC | Federally-Regulated Consumer Product | Weatherized Non-Condensing Gas | 1494 | 265 |  | 05/25/2023 | 99609 | 206606651 | 05/25/2023
Rheem Sales Company, Inc. | Ruud | R921V0855A21M4 | Federally-Regulated Consumer Product | Non-Weatherized, Condensing Ga | 1851 | 246 |  | 05/25/2023 | 84247 | 208676290 | 05/25/2023
Rheem Sales Company, Inc. | Ruud | R802V0754A17UHS | Federally-Regulated Consumer Product | Non-Weatherized, Non-Condensin | 1458 | 246 |  | 05/25/2023 | 52564 | 208243267 | 05/25/2023
Rheem Sales Company, Inc. | Ruud | R801T0755A21DZS | Federally-Regulated Consumer Product | Non-Weatherized, Non-Condensin | 1883 | 265 |  | 05/25/2023 | 75029 | 208242389 | 05/25/2023
Rheem Sales Company, Inc. | Ruud | RGEA14036AJT10XAC | Federally-Regulated Consumer Product | Weatherized Non-Condensing Gas | 1430 | 262 |  | 05/25/2023 | 99665 | 206606634 | 05/25/2023
Rheem Sales Company, Inc. | Ruud | U98MV0703A17UPS | Federally-Regulated Consumer Product | Non-Weatherized, Condensing Ga | 1162 | 246 |  | 05/25/2023 | 28246 | 208157037 | 05/25/2023
Rheem Sales Company, Inc. | Ruud | R801T1255A24DZN | Federally-Regulated Consumer Product | Non-Weatherized, Non-Condensin | 1835 | 263 |  | 05/25/2023 | 124389 | 208242396 | 05/25/2023
Rheem Sales Company, Inc. | Ruud | R802V1505A24UHS | Federally-Regulated Consumer Product | Non-Weatherized, Non-Condensin | 2092 | 274 |  | 05/25/2023 | 104565 | 208243578 | 05/25/2023
Rheem Sales Company, Inc. | Ruud | R92TA0601317MSA | Federally-Regulated Consumer Product | Non-Weatherized, Condensing Ga | 1156 | 246 |  | 05/25/2023 | 55624 | 201712980 | 05/25/2023
Rheem Sales Company, Inc. | Ruud | R921V0603A17M4 | Federally-Regulated Consumer Product | Non-Weatherized, Condensing Ga | 1356 | 249 |  | 05/25/2023 | 56054 | 208676287 | 05/25/2023
Rheem Sales Company, Inc. | Ruud | RGECZR048AJT12**B | Federally-Regulated Consumer Product | Weatherized Non-Condensing Gas | 1902 | 259 |  | 05/25/2023 | 84032 | 206778651 | 05/25/2023
Rheem Sales Company, Inc. | Ruud | RGEA14048AJT10UAA | Federally-Regulated Consumer Product | Weatherized Non-Condensing Gas | 1832 | 280 |  | 05/25/2023 | 100370 | 205965537 | 05/25/2023
Rheem Sales Company, Inc. | Ruud | RGECZR060AJT07**B | Federally-Regulated Consumer Product | Weatherized Non-Condensing Gas | 2336 | 182 |  | 05/25/2023 | 52310 | 206778652 | 05/25/2023
Rheem Sales Company, Inc. | Ruud | RGECZR036AJT10**B | Federally-Regulated Consumer Product | Weatherized Non-Condensing Gas | 1576 | 218 |  | 05/25/2023 | 100764 | 206778649 | 05/25/2023
Rheem Sales Company, Inc. | Ruud | RGEA14036AJT101AC | Federally-Regulated Consumer Product | Weatherized Non-Condensing Gas | 1430 | 262 |  | 05/25/2023 | 99665 | 206606629 | 05/25/2023
Rheem Sales Company, Inc. | Ruud | R802V1255A24UHN | Federally-Regulated Consumer Product | Non-Weatherized, Non-Condensin | 2073 | 273 |  | 05/25/2023 | 87500 | 208243283 | 05/25/2023
Rheem Sales Company, Inc. | Ruud | R801T0755A21DZN | Federally-Regulated Consumer Product | Non-Weatherized, Non-Condensin | 1883 | 265 |  | 05/25/2023 | 75029 | 208242394 | 05/25/2023
Rheem Sales Company, Inc. | Ruud | R921T0705A21M4 | Federally-Regulated Consumer Product | Non-Weatherized, Condensing Ga | 1983 | 282 |  | 05/25/2023 | 70360 | 208663450 | 05/25/2023
Rheem Sales Company, Inc. | Ruud | R962V0403A17M4S | Federally-Regulated Consumer Product | Non-Weatherized, Condensing Ga | 1248 | 250 |  | 05/25/2023 | 29623 | 208243285 | 05/25/2023
Johnson Controls, Inc. | GUARDIAN BY JOHNSON CONTROLS | RGF1L080BE12MP12 | Federally-Regulated Consumer Product | Non-Weatherized, Non-Condensin | 1290 | 234 |  | 05/25/2023 | 79548 | 203324390 | 05/25/2023
Johnson Controls, Inc. | GUARDIAN BY JOHNSON CONTROLS | DGAX070BDT* | Federally-Regulated Consumer Product | Mobile Home Non-Weatherized, N | 1581 | 328 |  | 05/25/2023 | 70616 | 203420386 | 05/25/2023
Johnson Controls, Inc. | GUARDIAN BY JOHNSON CONTROLS | PCG4A360502L1 | Federally-Regulated Consumer Product | Weatherized Non-Condensing Gas | 1495 | 263 |  | 05/25/2023 | 50177 | 205963013 | 05/25/2023
Johnson Controls, Inc. | GUARDIAN BY JOHNSON CONTROLS | RGF19100CE20MP13 | Federally-Regulated Consumer Product | Non-Weatherized, Condensing Ga | 2077 | 281 |  | 05/25/2023 | 99242 | 203324471 | 05/25/2023
Johnson Controls, Inc. | GUARDIAN BY JOHNSON CONTROLS | PHG4B421002X4 | Federally-Regulated Consumer Product | Weatherized Non-Condensing Gas | 1590 | 268 |  | 05/25/2023 | 98490 | 206338261 | 05/25/2023
Johnson Controls, Inc. | GUARDIAN BY JOHNSON CONTROLS | PCG4A240502L1 | Federally-Regulated Consumer Product | Weatherized Non-Condensing Gas | 1178 | 250 |  | 05/25/2023 | 50589 | 205963008 | 05/25/2023
Johnson Controls, Inc. | GUARDIAN BY JOHNSON CONTROLS | PCG4B480652L1 | Federally-Regulated Consumer Product | Weatherized Non-Condensing Gas | 2004 | 286 |  | 05/25/2023 | 65012 | 205963018 | 05/25/2023
Johnson Controls, Inc. | GUARDIAN BY JOHNSON CONTROLS | RL18100C16MPS1 | Federally-Regulated Consumer Product | Non-Weatherized, Non-Condensin | 1748 | 258 |  | 05/25/2023 | 101093 | 211900282 | 05/25/2023
Johnson Controls, Inc. | GUARDIAN BY JOHNSON CONTROLS | RL18060A12MPS1 | Federally-Regulated Consumer Product | Non-Weatherized, Non-Condensin | 1336 | 240 |  | 05/25/2023 | 60538 | 211900277 | 05/25/2023
Johnson Controls, Inc. | GUARDIAN BY JOHNSON CONTROLS | RGF1L100CE20MP12 | Federally-Regulated Consumer Product | Non-Weatherized, Non-Condensin | 2196 | 273 |  | 05/25/2023 | 99867 | 203324395 | 05/25/2023
Johnson Controls, Inc. | GUARDIAN BY JOHNSON CONTROLS | RL18080C16MPS1 | Federally-Regulated Consumer Product | Non-Weatherized, Non-Condensin | 1687 | 255 |  | 05/25/2023 | 79867 | 211900279 | 05/25/2023
Johnson Controls, Inc. | GUARDIAN BY JOHNSON CONTROLS | PHG4B481252X4 | Federally-Regulated Consumer Product | Weatherized Non-Condensing Gas | 2057 | 288 |  | 05/25/2023 | 125500 | 206338275 | 05/25/2023
Johnson Controls, Inc. | GUARDIAN BY JOHNSON CONTROLS | PHG4B481002X4 | Federally-Regulated Consumer Product | Weatherized Non-Condensing Gas | 1939 | 283 |  | 05/25/2023 | 100440 | 206338268 | 05/25/2023
Johnson Controls, Inc. | GUARDIAN BY JOHNSON CONTROLS | RGF1L120CE16MP12 | Federally-Regulated Consumer Product | Non-Weatherized, Non-Condensin | 1719 | 252 |  | 05/25/2023 | 118964 | 203324396 | 05/25/2023
Johnson Controls, Inc. | GUARDIAN BY JOHNSON CONTROLS | PCG4A420752X4 | Federally-Regulated Consumer Product | Weatherized Non-Condensing Gas | 2008 | 286 |  | 05/25/2023 | 74590 | 206077434 | 05/25/2023
Johnson Controls, Inc. | GUARDIAN BY JOHNSON CONTROLS | RGF1L100CE16MP12 | Federally-Regulated Consumer Product | Non-Weatherized, Non-Condensin | 1717 | 252 |  | 05/25/2023 | 99043 | 203324394 | 05/25/2023
Johnson Controls, Inc. | GUARDIAN BY JOHNSON CONTROLS | PCG4B601002X4 | Federally-Regulated Consumer Product | Weatherized Non-Condensing Gas | 2310 | 299 |  | 05/25/2023 | 99590 | 206077577 | 05/25/2023
Johnson Controls, Inc. | GUARDIAN BY JOHNSON CONTROLS | RGF19100CE16MP13 | Federally-Regulated Consumer Product | Non-Weatherized, Condensing Ga | 1672 | 263 |  | 05/25/2023 | 99431 | 203324470 | 05/25/2023
Johnson Controls, Inc. | GUARDIAN BY JOHNSON CONTROLS | PHG4B601252X4 | Federally-Regulated Consumer Product | Weatherized Non-Condensing Gas | 2272 | 297 |  | 05/25/2023 | 124490 | 206338282 | 05/25/2023
Johnson Controls, Inc. | GUARDIAN BY JOHNSON CONTROLS | RGF1L080CE16MP12 | Federally-Regulated Consumer Product | Non-Weatherized, Non-Condensin | 1616 | 248 |  | 05/25/2023 | 79634 | 203324391 | 05/25/2023
Johnson Controls, Inc. | GUARDIAN BY JOHNSON CONTROLS | RGF19026AE08MP13 | Federally-Regulated Consumer Product | Non-Weatherized, Condensing Ga | 788 | 229 |  | 05/25/2023 | 26077 | 206428680 | 05/25/2023
Johnson Controls, Inc. | GUARDIAN BY JOHNSON CONTROLS | RL18080B12MPS1 | Federally-Regulated Consumer Product | Non-Weatherized, Non-Condensin | 1601 | 251 |  | 05/25/2023 | 80463 | 211900278 | 05/25/2023
Johnson Controls, Inc. | GUARDIAN BY JOHNSON CONTROLS | PHG4A300752X4 | Federally-Regulated Consumer Product | Weatherized Non-Condensing Gas | 1378 | 258 |  | 05/25/2023 | 75000 | 206338240 | 05/25/2023
Johnson Controls, Inc. | GUARDIAN BY JOHNSON CONTROLS | PCG4A360752X4 | Federally-Regulated Consumer Product | Weatherized Non-Condensing Gas | 1506 | 264 |  | 05/25/2023 | 74580 | 206077416 | 05/25/2023
Johnson Controls, Inc. | GUARDIAN BY JOHNSON CONTROLS | PCG4A240502X4 | Federally-Regulated Consumer Product | Weatherized Non-Condensing Gas | 1157 | 249 |  | 05/25/2023 | 50486 | 206077364 | 05/25/2023
Johnson Controls, Inc. | GUARDIAN BY JOHNSON CONTROLS | PCG4A360502X4 | Federally-Regulated Consumer Product | Weatherized Non-Condensing Gas | 1645 | 270 |  | 05/25/2023 | 50100 | 206077405 | 05/25/2023
Johnson Controls, Inc. | GUARDIAN BY JOHNSON CONTROLS | PHG4B361002X4 | Federally-Regulated Consumer Product | Weatherized Non-Condensing Gas | 1564 | 266 |  | 05/25/2023 | 99580 | 206338247 | 05/25/2023
Johnson Controls, Inc. | GUARDIAN BY JOHNSON CONTROLS | DGAX056BDT* | Federally-Regulated Consumer Product | Mobile Home Non-Weatherized, N | 1571 | 327 |  | 05/25/2023 | 56246 | 203420385 | 05/25/2023
Johnson Controls, Inc. | GUARDIAN BY JOHNSON CONTROLS | RGF19060BE12MP13 | Federally-Regulated Consumer Product | Non-Weatherized, Condensing Ga | 1333 | 249 |  | 05/25/2023 | 60177 | 203324466 | 05/25/2023
Johnson Controls, Inc. | GUARDIAN BY JOHNSON CONTROLS | RGF19120DE20MP13 | Federally-Regulated Consumer Product | Non-Weatherized, Condensing Ga | 2082 | 281 |  | 05/25/2023 | 121927 | 203324472 | 05/25/2023
Johnson Controls, Inc. | GUARDIAN BY JOHNSON CONTROLS | RGF19060AE10MP13 | Federally-Regulated Consumer Product | Non-Weatherized, Condensing Ga | 1353 | 249 |  | 05/25/2023 | 60123 | 203420393 | 05/25/2023
Johnson Controls, Inc. | GUARDIAN BY JOHNSON CONTROLS | RGF1L060AE12MP12 | Federally-Regulated Consumer Product | Non-Weatherized, Non-Condensin | 1311 | 235 |  | 05/25/2023 | 60267 | 203324389 | 05/25/2023
Johnson Controls, Inc. | GUARDIAN BY JOHNSON CONTROLS | PHG4A240752X4 | Federally-Regulated Consumer Product | Weatherized Non-Condensing Gas | 1298 | 255 |  | 05/25/2023 | 75357 | 206338233 | 05/25/2023
Johnson Controls, Inc. | GUARDIAN BY JOHNSON CONTROLS | RGF1L120CE20MP12 | Federally-Regulated Consumer Product | Non-Weatherized, Non-Condensin | 2201 | 273 |  | 05/25/2023 | 119730 | 203324397 | 05/25/2023
Johnson Controls, Inc. | GUARDIAN BY JOHNSON CONTROLS | RGF19080BE12MP13 | Federally-Regulated Consumer Product | Non-Weatherized, Condensing Ga | 1468 | 254 |  | 05/25/2023 | 80561 | 203324467 | 05/25/2023
Johnson Controls, Inc. | GUARDIAN BY JOHNSON CONTROLS | PCG4B481252X4 | Federally-Regulated Consumer Product | Weatherized Non-Condensing Gas | 2013 | 286 |  | 05/25/2023 | 125150 | 206077563 | 05/25/2023
Johnson Controls, Inc. | GUARDIAN BY JOHNSON CONTROLS | RGF1L080CE20MP12 | Federally-Regulated Consumer Product | Non-Weatherized, Non-Condensin | 2104 | 269 |  | 05/25/2023 | 80073 | 203324392 | 05/25/2023
Johnson Controls, Inc. | GUARDIAN BY JOHNSON CONTROLS | DGAX090BDT* | Federally-Regulated Consumer Product | Mobile Home Non-Weatherized, N | 1603 | 329 |  | 05/25/2023 | 90482 | 203420388 | 05/25/2023
Johnson Controls, Inc. | GUARDIAN BY JOHNSON CONTROLS | RGF19080CE16MP13 | Federally-Regulated Consumer Product | Non-Weatherized, Condensing Ga | 1641 | 262 |  | 05/25/2023 | 80008 | 203324468 | 05/25/2023
Johnson Controls, Inc. | GUARDIAN BY JOHNSON CONTROLS | PCG4A300752X4 | Federally-Regulated Consumer Product | Weatherized Non-Condensing Gas | 1418 | 260 |  | 05/25/2023 | 75070 | 206077395 | 05/25/2023
Johnson Controls, Inc. | GUARDIAN BY JOHNSON CONTROLS | RGF1L130DE20MP12 | Federally-Regulated Consumer Product | Non-Weatherized, Non-Condensin | 2178 | 272 |  | 05/25/2023 | 130606 | 203324398 | 05/25/2023
Johnson Controls, Inc. | GUARDIAN BY JOHNSON CONTROLS | RL18100C20MPS1 | Federally-Regulated Consumer Product | Non-Weatherized, Non-Condensin | 1937 | 266 |  | 05/25/2023 | 99769 | 211900283 | 05/25/2023
Johnson Controls, Inc. | GUARDIAN BY JOHNSON CONTROLS | PCG4A421002X4 | Federally-Regulated Consumer Product | Weatherized Non-Condensing Gas | 1919 | 282 |  | 05/25/2023 | 99730 | 206077444 | 05/25/2023
Johnson Controls, Inc. | GUARDIAN BY JOHNSON CONTROLS | PCG4A361002X4 | Federally-Regulated Consumer Product | Weatherized Non-Condensing Gas | 1579 | 267 |  | 05/25/2023 | 99090 | 206077425 | 05/25/2023
Johnson Controls, Inc. | GUARDIAN BY JOHNSON CONTROLS | RGF19040AE10MP13 | Federally-Regulated Consumer Product | Non-Weatherized, Condensing Ga | 1058 | 237 |  | 05/25/2023 | 39882 | 203324464 | 05/25/2023
Johnson Controls, Inc. | GUARDIAN BY JOHNSON CONTROLS | PCG4B601252X4 | Federally-Regulated Consumer Product | Weatherized Non-Condensing Gas | 2356 | 301 |  | 05/25/2023 | 124100 | 206077584 | 05/25/2023
Johnson Controls, Inc. | GUARDIAN BY JOHNSON CONTROLS | PCG4B600652X4 | Federally-Regulated Consumer Product | Weatherized Non-Condensing Gas | 2322 | 300 |  | 05/25/2023 | 64850 | 206077570 | 05/25/2023
Johnson Controls, Inc. | GUARDIAN BY JOHNSON CONTROLS | PCG4A300502X4 | Federally-Regulated Consumer Product | Weatherized Non-Condensing Gas | 1205 | 251 |  | 05/25/2023 | 50202 | 206077386 | 05/25/2023
Johnson Controls, Inc. | GUARDIAN BY JOHNSON CONTROLS | RL18120C16MPS1 | Federally-Regulated Consumer Product | Non-Weatherized, Non-Condensin | 2014 | 269 |  | 05/25/2023 | 120343 | 211900284 | 05/25/2023
Johnson Controls, Inc. | GUARDIAN BY JOHNSON CONTROLS | PCG4A240752X4 | Federally-Regulated Consumer Product | Weatherized Non-Condensing Gas | 1221 | 251 |  | 05/25/2023 | 75841 | 206077374 | 05/25/2023
Johnson Controls, Inc. | GUARDIAN BY JOHNSON CONTROLS | RL18080C20MPS1 | Federally-Regulated Consumer Product | Non-Weatherized, Non-Condensin | 1904 | 264 |  | 05/25/2023 | 79768 | 211900280 | 05/25/2023
Johnson Controls, Inc. | GUARDIAN BY JOHNSON CONTROLS | RL18130D20MPS1 | Federally-Regulated Consumer Product | Non-Weatherized, Non-Condensin | 2041 | 270 |  | 05/25/2023 | 131773 | 211900286 | 05/25/2023
Johnson Controls, Inc. | GUARDIAN BY JOHNSON CONTROLS | PCG4B481002X4 | Federally-Regulated Consumer Product | Weatherized Non-Condensing Gas | 1965 | 284 |  | 05/25/2023 | 99130 | 206077556 | 05/25/2023
Johnson Controls, Inc. | GUARDIAN BY JOHNSON CONTROLS | RGF19080CE20MP13 | Federally-Regulated Consumer Product | Non-Weatherized, Condensing Ga | 1871 | 272 |  | 05/25/2023 | 78901 | 203324469 | 05/25/2023
Johnson Controls, Inc. | GUARDIAN BY JOHNSON CONTROLS | PHG4B420652X4 | Federally-Regulated Consumer Product | Weatherized Non-Condensing Gas | 1679 | 272 |  | 05/25/2023 | 65170 | 206338254 | 05/25/2023
Johnson Controls, Inc. | GUARDIAN BY JOHNSON CONTROLS | RGF1L100BE12MP12 | Federally-Regulated Consumer Product | Non-Weatherized, Non-Condensin | 1560 | 246 |  | 05/25/2023 | 100501 | 203324393 | 05/25/2023
Johnson Controls, Inc. | GUARDIAN BY JOHNSON CONTROLS | RL18100B12MPS1 | Federally-Regulated Consumer Product | Non-Weatherized, Non-Condensin | 1557 | 249 |  | 05/25/2023 | 100520 | 211900281 | 05/25/2023
Johnson Controls, Inc. | GUARDIAN BY JOHNSON CONTROLS | RGF1L040AE12MP12 | Federally-Regulated Consumer Product | Non-Weatherized, Non-Condensin | 1303 | 235 |  | 05/25/2023 | 39958 | 203324388 | 05/25/2023
Johnson Controls, Inc. | GUARDIAN BY JOHNSON CONTROLS | DGAX077BDT* | Federally-Regulated Consumer Product | Mobile Home Non-Weatherized, N | 1550 | 325 |  | 05/25/2023 | 76860 | 203420387 | 05/25/2023
Johnson Controls, Inc. | GUARDIAN BY JOHNSON CONTROLS | RL18040A12MPS1 | Federally-Regulated Consumer Product | Non-Weatherized, Non-Condensin | 1353 | 240 |  | 05/25/2023 | 40218 | 211900276 | 05/25/2023
Johnson Controls, Inc. | GUARDIAN BY JOHNSON CONTROLS | PCG4B600652L1 | Federally-Regulated Consumer Product | Weatherized Non-Condensing Gas | 2399 | 303 |  | 05/25/2023 | 65483 | 205963023 | 05/25/2023
Johnson Controls, Inc. | GUARDIAN BY JOHNSON CONTROLS | RL18120C20MPS1 | Federally-Regulated Consumer Product | Non-Weatherized, Non-Condensin | 1968 | 267 |  | 05/25/2023 | 119627 | 211900285 | 05/25/2023
Johnson Controls, Inc. | GUARDIAN BY JOHNSON CONTROLS | PCG4B480652X4 | Federally-Regulated Consumer Product | Weatherized Non-Condensing Gas | 1990 | 285 |  | 05/25/2023 | 65280 | 206077549 | 05/25/2023
Rheem Sales Company, Inc. | Mainline | MP802TA075317MSA | Federally-Regulated Consumer Product | Non-Weatherized, Non-Condensin | 1539 | 250 |  | 05/25/2023 | 52505 | 205348224 | 05/25/2023
Rheem Sales Company, Inc. | Mainline | ML801TA075521ZXB | Federally-Regulated Consumer Product | Non-Weatherized, Non-Condensin | 1883 | 265 |  | 05/25/2023 | 75029 | 10378094 | 05/25/2023
Rheem Sales Company, Inc. | Mainline | ML802TA100417MXA | Federally-Regulated Consumer Product | Non-Weatherized, Non-Condensin | 1730 | 258 |  | 05/25/2023 | 70020 | 204100516 | 05/25/2023
Rheem Sales Company, Inc. | Mainline | ML801TA075421MXA | Federally-Regulated Consumer Product | Non-Weatherized, Non-Condensin | 1634 | 254 |  | 05/25/2023 | 75736 | 10378092 | 05/25/2023
Rheem Sales Company, Inc. | Mainline | ML802V0754A17DZSBAP | Federally-Regulated Consumer Product | Non-Weatherized, Non-Condensin | 1628 | 254 |  | 05/25/2023 | 52707 | 211873346 | 05/25/2023
Rheem Sales Company, Inc. | Mainline | MP951W0855A21M4 | Federally-Regulated Consumer Product | Non-Weatherized, Condensing Ga | 1851 | 246 |  | 05/25/2023 | 84247 | 208676693 | 05/25/2023
Rheem Sales Company, Inc. | Mainline | ML801VA050417MUA | Federally-Regulated Consumer Product | Non-Weatherized, Non-Condensin | 1298 | 234 |  | 05/25/2023 | 50335 | 205354990 | 05/25/2023
Rheem Sales Company, Inc. | Mainline | ML802TA075417MXA | Federally-Regulated Consumer Product | Non-Weatherized, Non-Condensin | 1884 | 265 |  | 05/25/2023 | 52545 | 204100515 | 05/25/2023
Rheem Sales Company, Inc. | Mainline | RGEA14036AJT08UAA | Federally-Regulated Consumer Product | Weatherized Non-Condensing Gas | 1382 | 260 |  | 05/25/2023 | 80891 | 205965590 | 05/25/2023
Rheem Sales Company, Inc. | Mainline | RGEA16060AJV10TAB | Federally-Regulated Consumer Product | Weatherized Non-Condensing Gas | 2330 | 280 |  | 05/25/2023 | 75239 | 205785646 | 05/25/2023
Rheem Sales Company, Inc. | Mainline | MP802TA075417MXA | Federally-Regulated Consumer Product | Non-Weatherized, Non-Condensin | 1884 | 265 |  | 05/25/2023 | 52545 | 205348227 | 05/25/2023
Rheem Sales Company, Inc. | Mainline | ML801TA100521MXA | Federally-Regulated Consumer Product | Non-Weatherized, Non-Condensin | 1812 | 262 |  | 05/25/2023 | 99863 | 10378024 | 05/25/2023
Rheem Sales Company, Inc. | Mainline | RGEA14048AJT101AB | Federally-Regulated Consumer Product | Weatherized Non-Condensing Gas | 1809 | 279 |  | 05/25/2023 | 99189 | 204117088 | 05/25/2023
Rheem Sales Company, Inc. | Mainline | ML97VA100M521KSA | Federally-Regulated Consumer Product | Non-Weatherized, Condensing Ga | 1990 | 282 |  | 05/25/2023 | 39222 | 10378209 | 05/25/2023
Rheem Sales Company, Inc. | Mainline | ML801V0504A17UHSBAP | Federally-Regulated Consumer Product | Non-Weatherized, Non-Condensin | 1682 | 256 |  | 05/25/2023 | 50501 | 211873337 | 05/25/2023
Rheem Sales Company, Inc. | Mainline | ML802TA075317MXA | Federally-Regulated Consumer Product | Non-Weatherized, Non-Condensin | 1539 | 250 |  | 05/25/2023 | 52505 | 204100514 | 05/25/2023
Rheem Sales Company, Inc. | Mainline | RGEAZS036AJV06TCA | Federally-Regulated Consumer Product | Weatherized Non-Condensing Gas | 1702 | 248 |  | 05/25/2023 | 46772 | 212406443 | 05/25/2023
Rheem Sales Company, Inc. | Mainline | ML98VB070M317USA | Federally-Regulated Consumer Product | Non-Weatherized, Condensing Ga | 1162 | 246 |  | 05/25/2023 | 28246 | 202356700 | 05/25/2023
Rheem Sales Company, Inc. | Mainline | ML801CA125524ZXA | Federally-Regulated Consumer Product | Non-Weatherized, Non-Condensin | 1835 | 263 |  | 05/25/2023 | 124289 | 203327242 | 05/25/2023
Rheem Sales Company, Inc. | Mainline | ML95TC0851521MSA | Federally-Regulated Consumer Product | Non-Weatherized, Condensing Ga | 1929 | 280 |  | 05/25/2023 | 84515 | 10378168 | 05/25/2023
Rheem Sales Company, Inc. | Mainline | MP802TA100521MSA | Federally-Regulated Consumer Product | Non-Weatherized, Non-Condensin | 1952 | 268 |  | 05/25/2023 | 70078 | 205348231 | 05/25/2023
Rheem Sales Company, Inc. | Mainline | ML801VA100521MUA | Federally-Regulated Consumer Product | Non-Weatherized, Non-Condensin | 2054 | 272 |  | 05/25/2023 | 98467 | 205354992 | 05/25/2023
Rheem Sales Company, Inc. | Mainline | ML921T0855A21M4 | Federally-Regulated Consumer Product | Non-Weatherized, Condensing Ga | 1929 | 280 |  | 05/25/2023 | 84515 | 208676644 | 05/25/2023
Rheem Sales Company, Inc. | Mainline | MP801CA050314ZSA | Federally-Regulated Consumer Product | Non-Weatherized, Non-Condensin | 1223 | 236 |  | 05/25/2023 | 51119 | 205348175 | 05/25/2023
Rheem Sales Company, Inc. | Mainline | MP801W0504A17UHSBAS | Federally-Regulated Consumer Product | Non-Weatherized, Non-Condensin | 1682 | 256 |  | 05/25/2023 | 50501 | 211873357 | 05/25/2023
Rheem Sales Company, Inc. | Mainline | ML801V0754A17UHS | Federally-Regulated Consumer Product | Non-Weatherized, Non-Condensin | 1830 | 223 |  | 05/25/2023 | 75693 | 208676697 | 05/25/2023
Rheem Sales Company, Inc. | Mainline | MP801W1005A21UHNBAS | Federally-Regulated Consumer Product | Non-Weatherized, Non-Condensin | 2027 | 188 |  | 05/25/2023 | 100725 | 210802817 | 05/25/2023
Rheem Sales Company, Inc. | Mainline | ML801TA075521ZSB | Federally-Regulated Consumer Product | Non-Weatherized, Non-Condensin | 1883 | 265 |  | 05/25/2023 | 75029 | 10378093 | 05/25/2023
Rheem Sales Company, Inc. | Mainline | RGEAZR030AJT04XNA | Federally-Regulated Consumer Product | Weatherized Non-Condensing Gas | 1342 | 258 |  | 05/25/2023 | 39842 | 208699046 | 05/25/2023
Rheem Sales Company, Inc. | Mainline | MP921T0855A21M4 | Federally-Regulated Consumer Product | Non-Weatherized, Condensing Ga | 1929 | 280 |  | 05/25/2023 | 84515 | 208676651 | 05/25/2023
Rheem Sales Company, Inc. | Mainline | MP802W1255A24DZSBAS | Federally-Regulated Consumer Product | Non-Weatherized, Non-Condensin | 2179 | 278 |  | 05/25/2023 | 86625 | 211873369 | 05/25/2023
Rheem Sales Company, Inc. | Mainline | RGEA15048AJV10XAB | Federally-Regulated Consumer Product | Weatherized Non-Condensing Gas | 1720 | 275 |  | 05/25/2023 | 99897 | 204117113 | 05/25/2023
Rheem Sales Company, Inc. | Mainline | ML801CA100521ZSA | Federally-Regulated Consumer Product | Non-Weatherized, Non-Condensin | 1895 | 265 |  | 05/25/2023 | 100302 | 203327239 | 05/25/2023
Rheem Sales Company, Inc. | Mainline | ML802V1255A24DZSBAP | Federally-Regulated Consumer Product | Non-Weatherized, Non-Condensin | 2179 | 278 |  | 05/25/2023 | 86625 | 211873352 | 05/25/2023
Rheem Sales Company, Inc. | Mainline | MP801TA050417MUA | Federally-Regulated Consumer Product | Non-Weatherized, Non-Condensin | 1502 | 248 |  | 05/25/2023 | 50342 | 205348200 | 05/25/2023
Rheem Sales Company, Inc. | Mainline | ML802VA050317MSA | Federally-Regulated Consumer Product | Non-Weatherized, Non-Condensin | 1318 | 240 |  | 05/25/2023 | 35484 | 10378080 | 05/25/2023
Rheem Sales Company, Inc. | Mainline | RGEAZS036ACV06TCA | Federally-Regulated Consumer Product | Weatherized Non-Condensing Gas | 1702 | 248 |  | 05/25/2023 | 46772 | 212406437 | 05/25/2023
Rheem Sales Company, Inc. | Mainline | ML97VA115M524KSA | Federally-Regulated Consumer Product | Non-Weatherized, Condensing Ga | 1959 | 281 |  | 05/25/2023 | 44459 | 10378212 | 05/25/2023
Rheem Sales Company, Inc. | Mainline | MP802TA150524MXA | Federally-Regulated Consumer Product | Non-Weatherized, Non-Condensin | 2092 | 274 |  | 05/25/2023 | 104565 | 205348236 | 05/25/2023
Rheem Sales Company, Inc. | Mainline | ML98VB060M317USA | Federally-Regulated Consumer Product | Non-Weatherized, Condensing Ga | 1110 | 244 |  | 05/25/2023 | 22600 | 202356698 | 05/25/2023
Rheem Sales Company, Inc. | Mainline | RGEAZR036AJT06UNA | Federally-Regulated Consumer Product | Weatherized Non-Condensing Gas | 1434 | 262 |  | 05/25/2023 | 60723 | 208699050 | 05/25/2023
Rheem Sales Company, Inc. | Mainline | RGEAZR048AJT08XNA | Federally-Regulated Consumer Product | Weatherized Non-Condensing Gas | 1847 | 280 |  | 05/25/2023 | 80515 | 208699059 | 05/25/2023
Rheem Sales Company, Inc. | Mainline | RGEAZR036AJT06XNA | Federally-Regulated Consumer Product | Weatherized Non-Condensing Gas | 1259 | 254 |  | 05/25/2023 | 58986 | 208699051 | 05/25/2023
Rheem Sales Company, Inc. | Mainline | MP801T1005A21UHU | Federally-Regulated Consumer Product | Non-Weatherized, Non-Condensin | 2096 | 274 |  | 05/25/2023 | 100583 | 208486684 | 05/25/2023
Rheem Sales Company, Inc. | Mainline | RGEA16036AJV082AB | Federally-Regulated Consumer Product | Weatherized Non-Condensing Gas | 1648 | 272 |  | 05/25/2023 | 76362 | 205785637 | 05/25/2023
Rheem Sales Company, Inc. | Mainline | ML802VA100521MXA | Federally-Regulated Consumer Product | Non-Weatherized, Non-Condensin | 1905 | 266 |  | 05/25/2023 | 70000 | 10378087 | 05/25/2023
Rheem Sales Company, Inc. | Mainline | ML801T1004A21UHU | Federally-Regulated Consumer Product | Non-Weatherized, Non-Condensin | 1861 | 264 |  | 05/25/2023 | 98348 | 208486677 | 05/25/2023
Rheem Sales Company, Inc. | Mainline | RGEA16024AJV062AB | Federally-Regulated Consumer Product | Weatherized Non-Condensing Gas | 1358 | 259 |  | 05/25/2023 | 46205 | 205785633 | 05/25/2023
Rheem Sales Company, Inc. | Mainline | RGEAZR024AJT081NA | Federally-Regulated Consumer Product | Weatherized Non-Condensing Gas | 1202 | 252 |  | 05/25/2023 | 79659 | 208699027 | 05/25/2023
Rheem Sales Company, Inc. | Mainline | MP801TA070417MUA | Federally-Regulated Consumer Product | Non-Weatherized, Non-Condensin | 1823 | 262 |  | 05/25/2023 | 70109 | 205348202 | 05/25/2023
Rheem Sales Company, Inc. | Mainline | RGECZR048AJT07**C | Federally-Regulated Consumer Product | Weatherized Non-Condensing Gas | 1873 | 167 |  | 05/25/2023 | 52596 | 210279554 | 05/25/2023
Rheem Sales Company, Inc. | Mainline | ML802VA075317ZSB | Federally-Regulated Consumer Product | Non-Weatherized, Non-Condensin | 1324 | 240 |  | 05/25/2023 | 52495 | 10378103 | 05/25/2023
Rheem Sales Company, Inc. | Mainline | ML801V0754A17UHNBAP | Federally-Regulated Consumer Product | Non-Weatherized, Non-Condensin | 1830 | 223 |  | 05/25/2023 | 75693 | 210802808 | 05/25/2023
Rheem Sales Company, Inc. | Mainline | MP951T0603A17M4 | Federally-Regulated Consumer Product | Non-Weatherized, Condensing Ga | 1156 | 246 |  | 05/25/2023 | 55624 | 208676662 | 05/25/2023
Rheem Sales Company, Inc. | Mainline | MP801CB075317ZSA | Federally-Regulated Consumer Product | Non-Weatherized, Non-Condensin | 1253 | 237 |  | 05/25/2023 | 74903 | 205348193 | 05/25/2023
Rheem Sales Company, Inc. | Mainline | MP801T1004A21UHU | Federally-Regulated Consumer Product | Non-Weatherized, Non-Condensin | 1861 | 264 |  | 05/25/2023 | 98348 | 208486683 | 05/25/2023
Rheem Sales Company, Inc. | Mainline | ML802VA100521MSA | Federally-Regulated Consumer Product | Non-Weatherized, Non-Condensin | 1905 | 266 |  | 05/25/2023 | 70000 | 10378086 | 05/25/2023
Rheem Sales Company, Inc. | Mainline | ML801TA050417MUA | Federally-Regulated Consumer Product | Non-Weatherized, Non-Condensin | 1502 | 248 |  | 05/25/2023 | 50342 | 204515055 | 05/25/2023
Rheem Sales Company, Inc. | Mainline | RGECZR036AJT10**A | Federally-Regulated Consumer Product | Weatherized Non-Condensing Gas | 1576 | 218 |  | 05/25/2023 | 100764 | 205785648 | 05/25/2023
Rheem Sales Company, Inc. | Mainline | ML98VB100M521USA | Federally-Regulated Consumer Product | Non-Weatherized, Condensing Ga | 2084 | 287 |  | 05/25/2023 | 39023 | 202356701 | 05/25/2023
Rheem Sales Company, Inc. | Mainline | MP951W0603A17M4 | Federally-Regulated Consumer Product | Non-Weatherized, Condensing Ga | 1356 | 249 |  | 05/25/2023 | 56054 | 208676690 | 05/25/2023
Rheem Sales Company, Inc. | Mainline | ML98VB115M524USA | Federally-Regulated Consumer Product | Non-Weatherized, Condensing Ga | 1971 | 282 |  | 05/25/2023 | 44499 | 202356702 | 05/25/2023
Rheem Sales Company, Inc. | Mainline | ML802TA125524MXA | Federally-Regulated Consumer Product | Non-Weatherized, Non-Condensin | 1899 | 266 |  | 05/25/2023 | 87546 | 204100518 | 05/25/2023
Rheem Sales Company, Inc. | Mainline | RGEA15036BJV10XAA | Federally-Regulated Consumer Product | Weatherized Non-Condensing Gas | 1355 | 259 |  | 05/25/2023 | 99675 | 205724697 | 05/25/2023
Rheem Sales Company, Inc. | Mainline | ML802VA125524MSA | Federally-Regulated Consumer Product | Non-Weatherized, Non-Condensin | 2073 | 273 |  | 05/25/2023 | 87500 | 10378088 | 05/25/2023
Rheem Sales Company, Inc. | Mainline | ML802TA150524MXA | Federally-Regulated Consumer Product | Non-Weatherized, Non-Condensin | 2092 | 274 |  | 05/25/2023 | 104565 | 204100519 | 05/25/2023
Rheem Sales Company, Inc. | Mainline | RGEAZR030AJT041NA | Federally-Regulated Consumer Product | Weatherized Non-Condensing Gas | 1342 | 258 |  | 05/25/2023 | 39842 | 208699028 | 05/25/2023
Rheem Sales Company, Inc. | Mainline | RGEA14048AJT10UAA | Federally-Regulated Consumer Product | Weatherized Non-Condensing Gas | 1832 | 280 |  | 05/25/2023 | 100370 | 205965592 | 05/25/2023
Rheem Sales Company, Inc. | Mainline | RGEA15030AJV081AB | Federally-Regulated Consumer Product | Weatherized Non-Condensing Gas | 1402 | 261 |  | 05/25/2023 | 80658 | 204117098 | 05/25/2023
Rheem Sales Company, Inc. | Mainline | ML801TA070417MUA | Federally-Regulated Consumer Product | Non-Weatherized, Non-Condensin | 1823 | 262 |  | 05/25/2023 | 70109 | 204515056 | 05/25/2023
Rheem Sales Company, Inc. | Mainline | RGEA16024AJV06TAB | Federally-Regulated Consumer Product | Weatherized Non-Condensing Gas | 1358 | 259 |  | 05/25/2023 | 46205 | 205785634 | 05/25/2023
Rheem Sales Company, Inc. | Mainline | ML801VA070417MUA | Federally-Regulated Consumer Product | Non-Weatherized, Non-Condensin | 1550 | 250 |  | 05/25/2023 | 70502 | 205354991 | 05/25/2023
Rheem Sales Company, Inc. | Mainline | ML801CA050314ZXA | Federally-Regulated Consumer Product | Non-Weatherized, Non-Condensin | 1223 | 236 |  | 05/25/2023 | 51119 | 205001028 | 05/25/2023
Rheem Sales Company, Inc. | Mainline | ML951V0855A21M4 | Federally-Regulated Consumer Product | Non-Weatherized, Condensing Ga | 1851 | 246 |  | 05/25/2023 | 84247 | 208676686 | 05/25/2023
Rheem Sales Company, Inc. | Mainline | MP802TA100417MSA | Federally-Regulated Consumer Product | Non-Weatherized, Non-Condensin | 1730 | 258 |  | 05/25/2023 | 70020 | 205348228 | 05/25/2023
Rheem Sales Company, Inc. | Mainline | ML801T1005A21UHU | Federally-Regulated Consumer Product | Non-Weatherized, Non-Condensin | 2096 | 274 |  | 05/25/2023 | 100583 | 208486678 | 05/25/2023
Rheem Sales Company, Inc. | Mainline | RGEAZS036ACV082CA | Federally-Regulated Consumer Product | Weatherized Non-Condensing Gas | 1662 | 272 |  | 05/25/2023 | 60830 | 212406438 | 05/25/2023
Rheem Sales Company, Inc. | Mainline | ML951T0603A17M4 | Federally-Regulated Consumer Product | Non-Weatherized, Condensing Ga | 1156 | 246 |  | 05/25/2023 | 55624 | 208676655 | 05/25/2023
Rheem Sales Company, Inc. | Mainline | RGEAZR060AJT10XNA | Federally-Regulated Consumer Product | Weatherized Non-Condensing Gas | 2131 | 293 |  | 05/25/2023 | 101980 | 208699064 | 05/25/2023
Rheem Sales Company, Inc. | Mainline | RGEA15060AJV101AB | Federally-Regulated Consumer Product | Weatherized Non-Condensing Gas | 2166 | 294 |  | 05/25/2023 | 100081 | 204117114 | 05/25/2023
Rheem Sales Company, Inc. | Mainline | RGEAZR042AJT081NA | Federally-Regulated Consumer Product | Weatherized Non-Condensing Gas | 1820 | 279 |  | 05/25/2023 | 81578 | 208699034 | 05/25/2023
Rheem Sales Company, Inc. | Mainline | MP802W0754A17DZSBAS | Federally-Regulated Consumer Product | Non-Weatherized, Non-Condensin | 1628 | 254 |  | 05/25/2023 | 52707 | 211873363 | 05/25/2023
Rheem Sales Company, Inc. | Mainline | RGEA15036BJV08XAA | Federally-Regulated Consumer Product | Weatherized Non-Condensing Gas | 1355 | 259 |  | 05/25/2023 | 99675 | 205724695 | 05/25/2023
Rheem Sales Company, Inc. | Mainline | ML802TA050314MXA | Federally-Regulated Consumer Product | Non-Weatherized, Non-Condensin | 1260 | 237 |  | 05/25/2023 | 35654 | 204100513 | 05/25/2023
Rheem Sales Company, Inc. | Mainline | ML802TA100521MSA | Federally-Regulated Consumer Product | Non-Weatherized, Non-Condensin | 1952 | 268 |  | 05/25/2023 | 70078 | 204007891 | 05/25/2023
Rheem Sales Company, Inc. | Mainline | ML801TA075421MSA | Federally-Regulated Consumer Product | Non-Weatherized, Non-Condensin | 1634 | 254 |  | 05/25/2023 | 75736 | 10378091 | 05/25/2023
Rheem Sales Company, Inc. | Mainline | RGEAZS036AJV082CA | Federally-Regulated Consumer Product | Weatherized Non-Condensing Gas | 1662 | 272 |  | 05/25/2023 | 60830 | 212406444 | 05/25/2023
Rheem Sales Company, Inc. | Mainline | ML95TC0601317MSA | Federally-Regulated Consumer Product | Non-Weatherized, Condensing Ga | 1156 | 246 |  | 05/25/2023 | 55624 | 10378166 | 05/25/2023
Rheem Sales Company, Inc. | Mainline | MP801W0755A21UHNBAS | Federally-Regulated Consumer Product | Non-Weatherized, Non-Condensin | 1813 | 235 |  | 05/25/2023 | 75573 | 210802816 | 05/25/2023
Rheem Sales Company, Inc. | Mainline | RGECZR036AJT07**A | Federally-Regulated Consumer Product | Weatherized Non-Condensing Gas | 1475 | 165 |  | 05/25/2023 | 53157 | 205785647 | 05/25/2023
Rheem Sales Company, Inc. | Mainline | ML802TA075417MSA | Federally-Regulated Consumer Product | Non-Weatherized, Non-Condensin | 1884 | 265 |  | 05/25/2023 | 52545 | 204007889 | 05/25/2023
Rheem Sales Company, Inc. | Mainline | MP951W0705A21M4 | Federally-Regulated Consumer Product | Non-Weatherized, Condensing Ga | 1835 | 248 |  | 05/25/2023 | 69808 | 208676692 | 05/25/2023
Rheem Sales Company, Inc. | Mainline | MP801W0754A17UHS | Federally-Regulated Consumer Product | Non-Weatherized, Non-Condensin | 1830 | 223 |  | 05/25/2023 | 75693 | 208676702 | 05/25/2023
Rheem Sales Company, Inc. | Mainline | RGEA15048AJV101AB | Federally-Regulated Consumer Product | Weatherized Non-Condensing Gas | 1720 | 275 |  | 05/25/2023 | 99897 | 204117112 | 05/25/2023
Carrier Corp. - Syracuse | Bryant | 581KJ06K082* | Federally-Regulated Consumer Product | Weatherized Non-Condensing Gas | 2730 | 315 |  | 05/25/2023 | 82000 | 208131909 | 05/25/2023
Carrier Corp. - Syracuse | Bryant | 582KJ05E082* | Federally-Regulated Consumer Product | Weatherized Non-Condensing Gas | 2280 | 295 |  | 05/25/2023 | 82000 | 208131902 | 05/25/2023
Carrier Corp. - Indianapolis | Airquest | PDD460115K**0G* | Federally-Regulated Consumer Product | Weatherized Non-Condensing Gas | 2187 | 295 |  | 05/25/2023 | 115163 | 204037318 | 05/25/2023
Carrier Corp. - Indianapolis | Airquest | N80VSL0701716A* | Federally-Regulated Consumer Product | Non-Weatherized, Non-Condensin | 1842 | 262 |  | 05/25/2023 | 65738 | 204278383 | 05/25/2023
Carrier Corp. - Indianapolis | Airquest | G80CTL1352422A* | Federally-Regulated Consumer Product | Non-Weatherized, Non-Condensin | 2422 | 287 |  | 05/25/2023 | 87787 | 203358982 | 05/25/2023
Carrier Corp. - Indianapolis | Airquest | G97CMN1202422A | Federally-Regulated Consumer Product | Non-Weatherized, Condensing Ga | 2271 | 295 |  | 05/25/2023 | 48091 | 203924604 | 05/25/2023
Carrier Corp. - Indianapolis | Airquest | N92MSN1002122A | Federally-Regulated Consumer Product | Non-Weatherized, Condensing Ga | 2308 | 297 |  | 05/25/2023 | 99870 | 211778969 | 05/25/2023
Carrier Corp. - Indianapolis | Airquest | N95MSU1002122A | Federally-Regulated Consumer Product | Non-Weatherized, Condensing Ga | 2338 | 298 |  | 05/25/2023 | 100165 | 211781311 | 05/25/2023
Carrier Corp. - Indianapolis | Airquest | N92MSN1202420A | Federally-Regulated Consumer Product | Non-Weatherized, Condensing Ga | 1871 | 277 |  | 05/25/2023 | 120577 | 211778987 | 05/25/2023
Carrier Corp. - Indianapolis | Airquest | N80MSL1352420A | Federally-Regulated Consumer Product | Non-Weatherized, Non-Condensin | 1907 | 266 |  | 05/25/2023 | 131914 | 211780041 | 05/25/2023
Carrier Corp. - Indianapolis | Airquest | N96MSN0801716A | Federally-Regulated Consumer Product | Non-Weatherized, Condensing Ga | 1671 | 269 |  | 05/25/2023 | 79335 | 211780727 | 05/25/2023
Carrier Corp. - Indianapolis | Airquest | N95ESN1002120A*D | Federally-Regulated Consumer Product | Non-Weatherized, Condensing Ga | 2102 | 287 |  | 05/25/2023 | 99999 | 203360809 | 05/25/2023
Carrier Corp. - Indianapolis | Airquest | N92MSN0802120A | Federally-Regulated Consumer Product | Non-Weatherized, Condensing Ga | 2018 | 284 |  | 05/25/2023 | 81104 | 211778933 | 05/25/2023
Carrier Corp. - Indianapolis | Airquest | N96MSN0802120A | Federally-Regulated Consumer Product | Non-Weatherized, Condensing Ga | 2169 | 290 |  | 05/25/2023 | 79638 | 211779331 | 05/25/2023
Carrier Corp. - Indianapolis | Airquest | N96MSN0401712A | Federally-Regulated Consumer Product | Non-Weatherized, Condensing Ga | 1097 | 243 |  | 05/25/2023 | 40216 | 211779205 | 05/25/2023
Carrier Corp. - Indianapolis | Airquest | PDD460130K**1K* | Federally-Regulated Consumer Product | Weatherized Non-Condensing Gas | 2038 | 289 |  | 05/25/2023 | 126976 | 212038592 | 05/25/2023
Carrier Corp. - Indianapolis | Airquest | N80MSN0902120A | Federally-Regulated Consumer Product | Non-Weatherized, Non-Condensin | 2438 | 289 |  | 05/25/2023 | 88368 | 211779918 | 05/25/2023
Carrier Corp. - Indianapolis | Airquest | PGR548090K**1G* | Federally-Regulated Consumer Product | Weatherized Non-Condensing Gas | 1918 | 283 |  | 05/25/2023 | 58473 | 204037433 | 05/25/2023
Carrier Corp. - Indianapolis | Airquest | N80MSN0702116A | Federally-Regulated Consumer Product | Non-Weatherized, Non-Condensin | 1949 | 268 |  | 05/25/2023 | 66143 | 211779915 | 05/25/2023
Carrier Corp. - Indianapolis | Airquest | N80VSL0902420A* | Federally-Regulated Consumer Product | Non-Weatherized, Non-Condensin | 2057 | 271 |  | 05/25/2023 | 88097 | 204278386 | 05/25/2023
Carrier Corp. - Indianapolis | Airquest | N96MSN0401712A* | Federally-Regulated Consumer Product | Mobile Home Non-Weatherized, C | 1097 | 243 |  | 05/25/2023 | 40216 | 211779214 | 05/25/2023
Carrier Corp. - Indianapolis | Airquest | N96MSN0401410A*D | Federally-Regulated Consumer Product | Non-Weatherized, Condensing Ga | 1017 | 240 |  | 05/25/2023 | 40102 | 211779196 | 05/25/2023
Carrier Corp. - Indianapolis | Airquest | N80MSN0701712A | Federally-Regulated Consumer Product | Non-Weatherized, Non-Condensin | 1209 | 235 |  | 05/25/2023 | 65992 | 211779914 | 05/25/2023
Carrier Corp. - Indianapolis | Airquest | N92MSN0401712A* | Federally-Regulated Consumer Product | Mobile Home Non-Weatherized, C | 1092 | 243 |  | 05/25/2023 | 39895 | 211778870 | 05/25/2023
Carrier Corp. - Indianapolis | Airquest | N96MSN1002120A* | Federally-Regulated Consumer Product | Mobile Home Non-Weatherized, C | 2215 | 292 |  | 05/25/2023 | 99728 | 211779376 | 05/25/2023
Carrier Corp. - Indianapolis | Airquest | N96MSN0401712A**D | Federally-Regulated Consumer Product | Mobile Home Non-Weatherized, C | 1097 | 243 |  | 05/25/2023 | 40216 | 211779223 | 05/25/2023
Carrier Corp. - Indianapolis | Airquest | N96MSN0801716A* | Federally-Regulated Consumer Product | Mobile Home Non-Weatherized, C | 1671 | 269 |  | 05/25/2023 | 79335 | 211780736 | 05/25/2023
Carrier Corp. - Indianapolis | Airquest | N95MSU1002120A | Federally-Regulated Consumer Product | Non-Weatherized, Condensing Ga | 2049 | 285 |  | 05/25/2023 | 100109 | 211781301 | 05/25/2023
Carrier Corp. - Indianapolis | Airquest | N80MSN0902116A | Federally-Regulated Consumer Product | Non-Weatherized, Non-Condensin | 1569 | 251 |  | 05/25/2023 | 87754 | 211779917 | 05/25/2023
Carrier Corp. - Indianapolis | Airquest | N92MSN1002120A* | Federally-Regulated Consumer Product | Mobile Home Non-Weatherized, C | 1931 | 280 |  | 05/25/2023 | 100411 | 211778960 | 05/25/2023
Carrier Corp. - Indianapolis | Airquest | N80MSL0451714A | Federally-Regulated Consumer Product | Non-Weatherized, Non-Condensin | 1343 | 241 |  | 05/25/2023 | 43896 | 211780032 | 05/25/2023
Carrier Corp. - Indianapolis | Airquest | G80CTL1102120A* | Federally-Regulated Consumer Product | Non-Weatherized, Non-Condensin | 2281 | 282 |  | 05/25/2023 | 72565 | 203358981 | 05/25/2023
Carrier Corp. - Indianapolis | Airquest | N95MSU0401712A | Federally-Regulated Consumer Product | Non-Weatherized, Condensing Ga | 1244 | 250 |  | 05/25/2023 | 40132 | 211781268 | 05/25/2023
Carrier Corp. - Indianapolis | Airquest | N92MSN1002120A | Federally-Regulated Consumer Product | Non-Weatherized, Condensing Ga | 1931 | 280 |  | 05/25/2023 | 100411 | 211778951 | 05/25/2023
Carrier Corp. - Indianapolis | Airquest | N92MSN0801716A* | Federally-Regulated Consumer Product | Mobile Home Non-Weatherized, C | 1845 | 276 |  | 05/25/2023 | 80520 | 211778924 | 05/25/2023
Carrier Corp. - Indianapolis | Airquest | G97CMN0602120A | Federally-Regulated Consumer Product | Non-Weatherized, Condensing Ga | 1897 | 278 |  | 05/25/2023 | 24235 | 203924572 | 05/25/2023
Carrier Corp. - Indianapolis | Airquest | N92MSN1002122A* | Federally-Regulated Consumer Product | Mobile Home Non-Weatherized, C | 2308 | 297 |  | 05/25/2023 | 99870 | 211778978 | 05/25/2023
Carrier Corp. - Indianapolis | Airquest | N80MSU1002120A | Federally-Regulated Consumer Product | Non-Weatherized, Non-Condensin | 2444 | 290 |  | 05/25/2023 | 99795 | 211781256 | 05/25/2023
Carrier Corp. - Indianapolis | Airquest | N96MSN0601412A* | Federally-Regulated Consumer Product | Mobile Home Non-Weatherized, C | 1218 | 249 |  | 05/25/2023 | 60319 | 211779250 | 05/25/2023
Carrier Corp. - Indianapolis | Airquest | N80MSU0401712A | Federally-Regulated Consumer Product | Non-Weatherized, Non-Condensin | 1440 | 245 |  | 05/25/2023 | 40185 | 211781240 | 05/25/2023
Carrier Corp. - Indianapolis | Airquest | N96MSN1002122A | Federally-Regulated Consumer Product | Non-Weatherized, Condensing Ga | 2283 | 295 |  | 05/25/2023 | 100454 | 211779403 | 05/25/2023
Carrier Corp. - Indianapolis | Airquest | G97CMN0602120A*D | Federally-Regulated Consumer Product | Non-Weatherized, Condensing Ga | 1897 | 278 |  | 05/25/2023 | 24235 | 203924638 | 05/25/2023
Carrier Corp. - Indianapolis | Airquest | N96MSN1402422A | Federally-Regulated Consumer Product | Non-Weatherized, Condensing Ga | 2292 | 296 |  | 05/25/2023 | 139864 | 211779475 | 05/25/2023
Carrier Corp. - Indianapolis | Airquest | G96VTN0601412A*D | Federally-Regulated Consumer Product | Non-Weatherized, Condensing Ga | 1238 | 249 |  | 05/25/2023 | 39205 | 203924836 | 05/25/2023
Carrier Corp. - Indianapolis | Airquest | N95ESN0401410A* | Federally-Regulated Consumer Product | Mobile Home Non-Weatherized, C | 950 | 237 |  | 05/25/2023 | 40146 | 203924738 | 05/25/2023
Carrier Corp. - Indianapolis | Airquest | N95MSU0601716A | Federally-Regulated Consumer Product | Non-Weatherized, Condensing Ga | 1794 | 274 |  | 05/25/2023 | 60012 | 211781280 | 05/25/2023
Carrier Corp. - Indianapolis | Airquest | G97CMN0802120A | Federally-Regulated Consumer Product | Non-Weatherized, Condensing Ga | 2026 | 284 |  | 05/25/2023 | 31724 | 203924588 | 05/25/2023
Carrier Corp. - Indianapolis | Airquest | N80MSU0601716A | Federally-Regulated Consumer Product | Non-Weatherized, Non-Condensin | 1955 | 268 |  | 05/25/2023 | 60649 | 211781368 | 05/25/2023
Carrier Corp. - Indianapolis | Airquest | G97CMN0802120A*D | Federally-Regulated Consumer Product | Non-Weatherized, Condensing Ga | 2026 | 284 |  | 05/25/2023 | 31724 | 203924654 | 05/25/2023
Carrier Corp. - Indianapolis | Airquest | N80MSL1102120A | Federally-Regulated Consumer Product | Non-Weatherized, Non-Condensin | 2444 | 290 |  | 05/25/2023 | 110371 | 211780039 | 05/25/2023
Carrier Corp. - Indianapolis | Airquest | N96MSN0601412A*D | Federally-Regulated Consumer Product | Non-Weatherized, Condensing Ga | 1218 | 249 |  | 05/25/2023 | 60319 | 211779268 | 05/25/2023
Carrier Corp. - Indianapolis | Airquest | N92ESN1002120A | Federally-Regulated Consumer Product | Non-Weatherized, Condensing Ga | 1821 | 275 |  | 05/25/2023 | 99460 | 203359838 | 05/25/2023
Carrier Corp. - Indianapolis | Airquest | N80ESL0901714A* | Federally-Regulated Consumer Product | Non-Weatherized, Non-Condensin | 1238 | 236 |  | 05/25/2023 | 88097 | 203360164 | 05/25/2023
Carrier Corp. - Indianapolis | Airquest | N80VSL0702120A | Federally-Regulated Consumer Product | Non-Weatherized, Non-Condensin | 2147 | 275 |  | 05/25/2023 | 65668 | 204278318 | 05/25/2023
Carrier Corp. - Indianapolis | Airquest | G80CTL0902120A* | Federally-Regulated Consumer Product | Non-Weatherized, Non-Condensin | 2488 | 291 |  | 05/25/2023 | 57811 | 203358980 | 05/25/2023
Carrier Corp. - Indianapolis | Airquest | N96MSN0601412A | Federally-Regulated Consumer Product | Non-Weatherized, Condensing Ga | 1218 | 249 |  | 05/25/2023 | 60319 | 211779241 | 05/25/2023
Carrier Corp. - Indianapolis | Airquest | N80MSN1102120A | Federally-Regulated Consumer Product | Non-Weatherized, Non-Condensin | 2444 | 290 |  | 05/25/2023 | 110371 | 211779920 | 05/25/2023
Carrier Corp. - Indianapolis | Airquest | N80MSL0901714A | Federally-Regulated Consumer Product | Non-Weatherized, Non-Condensin | 1592 | 252 |  | 05/25/2023 | 88547 | 211780036 | 05/25/2023
Carrier Corp. - Indianapolis | Airquest | N80MSN0701412A | Federally-Regulated Consumer Product | Non-Weatherized, Non-Condensin | 1170 | 233 |  | 05/25/2023 | 65912 | 211779913 | 05/25/2023
Carrier Corp. - Indianapolis | Airquest | N96MSN1002122A* | Federally-Regulated Consumer Product | Mobile Home Non-Weatherized, C | 2283 | 295 |  | 05/25/2023 | 100454 | 211779412 | 05/25/2023
Carrier Corp. - Indianapolis | Airquest | N96MSN1202422A**D | Federally-Regulated Consumer Product | Mobile Home Non-Weatherized, C | 2308 | 297 |  | 05/25/2023 | 119661 | 211779457 | 05/25/2023
Carrier Corp. - Indianapolis | Airquest | N92MSN0802120A* | Federally-Regulated Consumer Product | Mobile Home Non-Weatherized, C | 2018 | 284 |  | 05/25/2023 | 81104 | 211778942 | 05/25/2023
Carrier Corp. - Indianapolis | Airquest | N80MSL1102120A* | Federally-Regulated Consumer Product | Non-Weatherized, Non-Condensin | 2444 | 290 |  | 05/25/2023 | 110371 | 211780154 | 05/25/2023
Carrier Corp. - Indianapolis | Airquest | N80VSL0701716A | Federally-Regulated Consumer Product | Non-Weatherized, Non-Condensin | 1842 | 262 |  | 05/25/2023 | 65738 | 204278317 | 05/25/2023
Carrier Corp. - Indianapolis | Airquest | N92ESN0801716A* | Federally-Regulated Consumer Product | Mobile Home Non-Weatherized, C | 1390 | 256 |  | 05/25/2023 | 79599 | 203359791 | 05/25/2023
Carrier Corp. - Indianapolis | Airquest | N80MSU0802120A | Federally-Regulated Consumer Product | Non-Weatherized, Non-Condensin | 2436 | 289 |  | 05/25/2023 | 80342 | 211781353 | 05/25/2023
Carrier Corp. - Indianapolis | Airquest | N80ESL0701712A | Federally-Regulated Consumer Product | Non-Weatherized, Non-Condensin | 1051 | 228 |  | 05/25/2023 | 65904 | 203359992 | 05/25/2023
Carrier Corp. - Indianapolis | Airquest | N96MSN1202422A*D | Federally-Regulated Consumer Product | Non-Weatherized, Condensing Ga | 2308 | 297 |  | 05/25/2023 | 119661 | 211779466 | 05/25/2023
Carrier Corp. - Indianapolis | Airquest | N92ESN1002120A* | Federally-Regulated Consumer Product | Mobile Home Non-Weatherized, C | 1821 | 275 |  | 05/25/2023 | 99460 | 203359853 | 05/25/2023
Carrier Corp. - Indianapolis | Airquest | N92MSN0601714A* | Federally-Regulated Consumer Product | Mobile Home Non-Weatherized, C | 1381 | 256 |  | 05/25/2023 | 60143 | 211778906 | 05/25/2023
Carrier Corp. - Indianapolis | Airquest | N96MSN1202422A* | Federally-Regulated Consumer Product | Mobile Home Non-Weatherized, C | 2308 | 297 |  | 05/25/2023 | 119661 | 211779448 | 05/25/2023
Carrier Corp. - Indianapolis | Airquest | N80MSN1102420A | Federally-Regulated Consumer Product | Non-Weatherized, Non-Condensin | 2053 | 272 |  | 05/25/2023 | 110206 | 211779921 | 05/25/2023
Carrier Corp. - Indianapolis | Airquest | N96MSN0401410A**D | Federally-Regulated Consumer Product | Mobile Home Non-Weatherized, C | 1017 | 240 |  | 05/25/2023 | 40102 | 211779187 | 05/25/2023
Carrier Corp. - Indianapolis | Airquest | N92MSN1202420A* | Federally-Regulated Consumer Product | Mobile Home Non-Weatherized, C | 1871 | 277 |  | 05/25/2023 | 120577 | 211778996 | 05/25/2023
Carrier Corp. - Indianapolis | Airquest | N80MSL1552420A* | Federally-Regulated Consumer Product | Non-Weatherized, Non-Condensin | 2004 | 270 |  | 05/25/2023 | 153757 | 211780157 | 05/25/2023
Carrier Corp. - Indianapolis | Airquest | N96MSN1002122A*D | Federally-Regulated Consumer Product | Non-Weatherized, Condensing Ga | 2283 | 295 |  | 05/25/2023 | 100454 | 211779430 | 05/25/2023
Carrier Corp. - Indianapolis | Airquest | PGS460115K**0G* | Federally-Regulated Consumer Product | Weatherized Non-Condensing Gas | 2187 | 295 |  | 05/25/2023 | 115163 | 204037396 | 05/25/2023
Carrier Corp. - Indianapolis | Airquest | N80MSL0702116A* | Federally-Regulated Consumer Product | Non-Weatherized, Non-Condensin | 1949 | 268 |  | 05/25/2023 | 66143 | 211780150 | 05/25/2023
Carrier Corp. - Indianapolis | Airquest | N96MSN0261410A | Federally-Regulated Consumer Product | Non-Weatherized, Condensing Ga | 1012 | 240 |  | 05/25/2023 | 26115 | 211779151 | 05/25/2023
Carrier Corp. - Indianapolis | Airquest | N80MSL1552420A | Federally-Regulated Consumer Product | Non-Weatherized, Non-Condensin | 2004 | 270 |  | 05/25/2023 | 153757 | 211780042 | 05/25/2023
Carrier Corp. - Indianapolis | Airquest | N80MSL0702116A | Federally-Regulated Consumer Product | Non-Weatherized, Non-Condensin | 1949 | 268 |  | 05/25/2023 | 66143 | 211780035 | 05/25/2023
Carrier Corp. - Indianapolis | Airquest | N80MSL0451412A | Federally-Regulated Consumer Product | Non-Weatherized, Non-Condensin | 1161 | 233 |  | 05/25/2023 | 44099 | 211780031 | 05/25/2023
Carrier Corp. - Indianapolis | Airquest | N80MSL0901714A* | Federally-Regulated Consumer Product | Non-Weatherized, Non-Condensin | 1592 | 252 |  | 05/25/2023 | 88547 | 211780151 | 05/25/2023
Carrier Corp. - Indianapolis | Airquest | N80ESN0901714A | Federally-Regulated Consumer Product | Non-Weatherized, Non-Condensin | 1238 | 236 |  | 05/25/2023 | 88097 | 203359673 | 05/25/2023
Carrier Corp. - Indianapolis | Airquest | N96MSN0601412A**D | Federally-Regulated Consumer Product | Mobile Home Non-Weatherized, C | 1218 | 249 |  | 05/25/2023 | 60319 | 211779259 | 05/25/2023
Carrier Corp. - Indianapolis | Airquest | N80MSL1352420A* | Federally-Regulated Consumer Product | Non-Weatherized, Non-Condensin | 1907 | 266 |  | 05/25/2023 | 131914 | 211780156 | 05/25/2023
Carrier Corp. - Indianapolis | Airquest | N92MSN0801716A | Federally-Regulated Consumer Product | Non-Weatherized, Condensing Ga | 1845 | 276 |  | 05/25/2023 | 80520 | 211778915 | 05/25/2023
Carrier Corp. - Indianapolis | Airquest | N92MSN0601714A | Federally-Regulated Consumer Product | Non-Weatherized, Condensing Ga | 1381 | 256 |  | 05/25/2023 | 60143 | 211778897 | 05/25/2023
Carrier Corp. - Indianapolis | Airquest | N80MSL0902120A* | Federally-Regulated Consumer Product | Non-Weatherized, Non-Condensin | 2438 | 289 |  | 05/25/2023 | 88368 | 211780153 | 05/25/2023
Carrier Corp. - Indianapolis | Airquest | G97CMN1202422A*D | Federally-Regulated Consumer Product | Non-Weatherized, Condensing Ga | 2271 | 295 |  | 05/25/2023 | 48091 | 203924670 | 05/25/2023
Carrier Corp. - Indianapolis | Airquest | N80MSL1102420A* | Federally-Regulated Consumer Product | Non-Weatherized, Non-Condensin | 2053 | 272 |  | 05/25/2023 | 110206 | 211780155 | 05/25/2023
Carrier Corp. - Indianapolis | Airquest | N80ESL1102420A | Federally-Regulated Consumer Product | Non-Weatherized, Non-Condensin | 2027 | 271 |  | 05/25/2023 | 109826 | 203360006 | 05/25/2023
Carrier Corp. - Indianapolis | Airquest | N80MSL0902116A | Federally-Regulated Consumer Product | Non-Weatherized, Non-Condensin | 1569 | 251 |  | 05/25/2023 | 87754 | 211780037 | 05/25/2023
Carrier Corp. - Indianapolis | Airquest | N80ESN0902420A | Federally-Regulated Consumer Product | Non-Weatherized, Non-Condensin | 1987 | 269 |  | 05/25/2023 | 88320 | 203359678 | 05/25/2023
Carrier Corp. - Indianapolis | Airquest | N92MSN0401712A | Federally-Regulated Consumer Product | Non-Weatherized, Condensing Ga | 1092 | 243 |  | 05/25/2023 | 39895 | 211778861 | 05/25/2023
Carrier Corp. - Indianapolis | Airquest | N95ESN0802120A* | Federally-Regulated Consumer Product | Mobile Home Non-Weatherized, C | 1837 | 276 |  | 05/25/2023 | 79777 | 203360627 | 05/25/2023
Carrier Corp. - Indianapolis | Airquest | PDD460115K**1K* | Federally-Regulated Consumer Product | Weatherized Non-Condensing Gas | 2156 | 294 |  | 05/25/2023 | 115163 | 212038591 | 05/25/2023
Carrier Corp. - Indianapolis | Airquest | N80MSL0451714A* | Federally-Regulated Consumer Product | Non-Weatherized, Non-Condensin | 1343 | 241 |  | 05/25/2023 | 43896 | 211780147 | 05/25/2023
Carrier Corp. - Indianapolis | Airquest | N95ESN0401712A* | Federally-Regulated Consumer Product | Mobile Home Non-Weatherized, C | 998 | 239 |  | 05/25/2023 | 40139 | 203360624 | 05/25/2023
Carrier Corp. - Indianapolis | Airquest | N80ESL0451712A* | Federally-Regulated Consumer Product | Non-Weatherized, Non-Condensin | 1206 | 235 |  | 05/25/2023 | 44058 | 203360160 | 05/25/2023
Carrier Corp. - Indianapolis | Airquest | N96MSN0401410A | Federally-Regulated Consumer Product | Non-Weatherized, Condensing Ga | 1017 | 240 |  | 05/25/2023 | 40102 | 211779169 | 05/25/2023
Carrier Corp. - Indianapolis | Airquest | N80MSL0701712A* | Federally-Regulated Consumer Product | Non-Weatherized, Non-Condensin | 1209 | 235 |  | 05/25/2023 | 65992 | 211780149 | 05/25/2023
Carrier Corp. - Indianapolis | Airquest | N80MSL0701412A* | Federally-Regulated Consumer Product | Non-Weatherized, Non-Condensin | 1170 | 233 |  | 05/25/2023 | 65912 | 211780148 | 05/25/2023
Carrier Corp. - Indianapolis | Airquest | N96MSN1202422A | Federally-Regulated Consumer Product | Non-Weatherized, Condensing Ga | 2308 | 297 |  | 05/25/2023 | 119661 | 211779439 | 05/25/2023
Carrier Corp. - Indianapolis | Airquest | N96MSN0801716A*D | Federally-Regulated Consumer Product | Non-Weatherized, Condensing Ga | 1671 | 269 |  | 05/25/2023 | 79335 | 211779322 | 05/25/2023
Carrier Corp. - Indianapolis | Airquest | N96MSN1002120A | Federally-Regulated Consumer Product | Non-Weatherized, Condensing Ga | 2215 | 292 |  | 05/25/2023 | 99728 | 211779367 | 05/25/2023
Carrier Corp. - Indianapolis | Airquest | N80ESN1352420A | Federally-Regulated Consumer Product | Non-Weatherized, Non-Condensin | 1887 | 265 |  | 05/25/2023 | 131482 | 203359684 | 05/25/2023
Carrier Corp. - Indianapolis | Airquest | N80ESL0902116A* | Federally-Regulated Consumer Product | Non-Weatherized, Non-Condensin | 1450 | 246 |  | 05/25/2023 | 87792 | 203360165 | 05/25/2023
Carrier Corp. - Indianapolis | Airquest | N80MSL1102420A | Federally-Regulated Consumer Product | Non-Weatherized, Non-Condensin | 2053 | 272 |  | 05/25/2023 | 110206 | 211780040 | 05/25/2023
Carrier Corp. - Indianapolis | Airquest | N96MSN1002120A**D | Federally-Regulated Consumer Product | Mobile Home Non-Weatherized, C | 2215 | 292 |  | 05/25/2023 | 99728 | 211779385 | 05/25/2023
Carrier Corp. - Indianapolis | Airquest | N80MSN1552420A | Federally-Regulated Consumer Product | Non-Weatherized, Non-Condensin | 2004 | 270 |  | 05/25/2023 | 153757 | 211779923 | 05/25/2023
Carrier Corp. - Indianapolis | Airquest | N80MSN0901714A | Federally-Regulated Consumer Product | Non-Weatherized, Non-Condensin | 1592 | 252 |  | 05/25/2023 | 88547 | 211779916 | 05/25/2023
Carrier Corp. - Indianapolis | Airquest | N80ESL1352420A | Federally-Regulated Consumer Product | Non-Weatherized, Non-Condensin | 1887 | 265 |  | 05/25/2023 | 131482 | 203360009 | 05/25/2023
Carrier Corp. - Indianapolis | Airquest | N95ESN1202422A | Federally-Regulated Consumer Product | Non-Weatherized, Condensing Ga | 2161 | 290 |  | 05/25/2023 | 119834 | 203360287 | 05/25/2023
Carrier Corp. - Indianapolis | Airquest | N80ESN0902116A | Federally-Regulated Consumer Product | Non-Weatherized, Non-Condensin | 1450 | 246 |  | 05/25/2023 | 87792 | 203359675 | 05/25/2023
Carrier Corp. - Indianapolis | Airquest | N80MSN1352420A | Federally-Regulated Consumer Product | Non-Weatherized, Non-Condensin | 1907 | 266 |  | 05/25/2023 | 131914 | 211779922 | 05/25/2023
Carrier Corp. - Indianapolis | Airquest | G97CMN0601714A*D | Federally-Regulated Consumer Product | Non-Weatherized, Condensing Ga | 1392 | 256 |  | 05/25/2023 | 23828 | 203924630 | 05/25/2023
Carrier Corp. - Indianapolis | Airquest | N96MSN1402422A*D | Federally-Regulated Consumer Product | Non-Weatherized, Condensing Ga | 2292 | 296 |  | 05/25/2023 | 139864 | 211779484 | 05/25/2023
Carrier Corp. - Indianapolis | Airquest | N80MSL0701712A | Federally-Regulated Consumer Product | Non-Weatherized, Non-Condensin | 1209 | 235 |  | 05/25/2023 | 65992 | 211780034 | 05/25/2023
Carrier Corp. - Indianapolis | Airquest | PDD460130K**0K* | Federally-Regulated Consumer Product | Weatherized Non-Condensing Gas | 2038 | 289 |  | 05/25/2023 | 126976 | 212038588 | 05/25/2023
Carrier Corp. - Indianapolis | Airquest | N92MSN0401412A | Federally-Regulated Consumer Product | Non-Weatherized, Condensing Ga | 1089 | 243 |  | 05/25/2023 | 39846 | 211778843 | 05/25/2023
Carrier Corp. - Indianapolis | Airquest | PDD448115K**0K* | Federally-Regulated Consumer Product | Weatherized Non-Condensing Gas | 2156 | 293 |  | 05/25/2023 | 115206 | 210589515 | 05/25/2023
Carrier Corp. - Indianapolis | Airquest | N80ESL0902420A | Federally-Regulated Consumer Product | Non-Weatherized, Non-Condensin | 1987 | 269 |  | 05/25/2023 | 88320 | 203360002 | 05/25/2023
Carrier Corp. - Indianapolis | Airquest | N80MSL0902116A* | Federally-Regulated Consumer Product | Non-Weatherized, Non-Condensin | 1569 | 251 |  | 05/25/2023 | 87754 | 211780152 | 05/25/2023
Carrier Corp. - Indianapolis | Airquest | N95MSU0802120A | Federally-Regulated Consumer Product | Non-Weatherized, Condensing Ga | 2132 | 289 |  | 05/25/2023 | 80309 | 211781290 | 05/25/2023
Carrier Corp. - Indianapolis | Airquest | N95ESN0801716A* | Federally-Regulated Consumer Product | Mobile Home Non-Weatherized, C | 1771 | 273 |  | 05/25/2023 | 80331 | 203360626 | 05/25/2023
Carrier Corp. - Indianapolis | Airquest | N96MSN0401712A*D | Federally-Regulated Consumer Product | Non-Weatherized, Condensing Ga | 1097 | 243 |  | 05/25/2023 | 40216 | 211779232 | 05/25/2023
Carrier Corp. - Indianapolis | Airquest | N92ESN1202420A* | Federally-Regulated Consumer Product | Mobile Home Non-Weatherized, C | 1904 | 279 |  | 05/25/2023 | 119302 | 203359888 | 05/25/2023
Carrier Corp. - Indianapolis | Airquest | PDD430060K**0K* | Federally-Regulated Consumer Product | Weatherized Non-Condensing Gas | 1118 | 248 |  | 05/25/2023 | 60738 | 210589511 | 05/25/2023
Carrier Corp. - Indianapolis | Airquest | PGD424040K**2G* | Federally-Regulated Consumer Product | Weatherized Non-Condensing Gas | 1361 | 257 |  | 05/25/2023 | 45745 | 206908728 | 05/25/2023
Carrier Corp. - Indianapolis | Airquest | PDD448090K**1K* | Federally-Regulated Consumer Product | Weatherized Non-Condensing Gas | 2142 | 293 |  | 05/25/2023 | 90607 | 210589520 | 05/25/2023
Carrier Corp. - Indianapolis | Airquest | N96MSN1002122A**D | Federally-Regulated Consumer Product | Mobile Home Non-Weatherized, C | 2283 | 295 |  | 05/25/2023 | 100454 | 211779421 | 05/25/2023
Carrier Corp. - Indianapolis | Airquest | PDD442090K**0K* | Federally-Regulated Consumer Product | Weatherized Non-Condensing Gas | 1478 | 264 |  | 05/25/2023 | 90002 | 210589513 | 05/25/2023
Carrier Corp. - Indianapolis | Airquest | N95ESN0601412A* | Federally-Regulated Consumer Product | Mobile Home Non-Weatherized, C | 1176 | 247 |  | 05/25/2023 | 59961 | 203924742 | 05/25/2023
Carrier Corp. - Indianapolis | Airquest | N80MSN0902420A | Federally-Regulated Consumer Product | Non-Weatherized, Non-Condensin | 2131 | 276 |  | 05/25/2023 | 87422 | 211779919 | 05/25/2023
Carrier Corp. - Indianapolis | Airquest | N92ESN0801716A | Federally-Regulated Consumer Product | Non-Weatherized, Condensing Ga | 1390 | 256 |  | 05/25/2023 | 79599 | 203359773 | 05/25/2023
Carrier Corp. - Indianapolis | Airquest | N92MSN0601412A* | Federally-Regulated Consumer Product | Mobile Home Non-Weatherized, C | 1277 | 251 |  | 05/25/2023 | 60142 | 211778888 | 05/25/2023
Carrier Corp. - Indianapolis | Airquest | N80ESL1552420A | Federally-Regulated Consumer Product | Non-Weatherized, Non-Condensin | 2000 | 270 |  | 05/25/2023 | 153106 | 203360011 | 05/25/2023
Carrier Corp. - Indianapolis | Airquest | N80ESL0701712A* | Federally-Regulated Consumer Product | Non-Weatherized, Non-Condensin | 1051 | 228 |  | 05/25/2023 | 65904 | 203360162 | 05/25/2023
Carrier Corp. - Indianapolis | Airquest | N96MSN0401410A* | Federally-Regulated Consumer Product | Mobile Home Non-Weatherized, C | 1017 | 240 |  | 05/25/2023 | 40102 | 211779178 | 05/25/2023
Carrier Corp. - Indianapolis | Airquest | N96MSN0802120A**D | Federally-Regulated Consumer Product | Mobile Home Non-Weatherized, C | 2169 | 290 |  | 05/25/2023 | 79638 | 211779349 | 05/25/2023
Carrier Corp. - Indianapolis | Payne | PG80ESLA36070B* | Federally-Regulated Consumer Product | Non-Weatherized, Non-Condensin | 1051 | 228 |  | 05/25/2023 | 65904 | 203360150 | 05/25/2023
Carrier Corp. - Indianapolis | Payne | PG96MSAA30040A**D | Federally-Regulated Consumer Product | Mobile Home Non-Weatherized, C | 1017 | 240 |  | 05/25/2023 | 40102 | 211779504 | 05/25/2023
Carrier Corp. - Indianapolis | Payne | PG95ESAA36040B* | Federally-Regulated Consumer Product | Mobile Home Non-Weatherized, C | 998 | 239 |  | 05/25/2023 | 40139 | 203360612 | 05/25/2023
Carrier Corp. - Indianapolis | Payne | PG80MSLA60090C* | Federally-Regulated Consumer Product | Non-Weatherized, Non-Condensin | 2438 | 289 |  | 05/25/2023 | 88368 | 211780143 | 05/25/2023
Carrier Corp. - Indianapolis | Payne | PG95ESAA30026A*D | Federally-Regulated Consumer Product | Non-Weatherized, Condensing Ga | 890 | 234 |  | 05/25/2023 | 26050 | 203360260 | 05/25/2023
Carrier Corp. - Indianapolis | Payne | PG80MSAA48070B | Federally-Regulated Consumer Product | Non-Weatherized, Non-Condensin | 1776 | 260 |  | 05/25/2023 | 65952 | 211780349 | 05/25/2023
Carrier Corp. - Indianapolis | Payne | PG92MSAA60100C | Federally-Regulated Consumer Product | Non-Weatherized, Condensing Ga | 1931 | 280 |  | 05/25/2023 | 100411 | 211779029 | 05/25/2023
Carrier Corp. - Indianapolis | Payne | PG96MSAA36040B*D | Federally-Regulated Consumer Product | Non-Weatherized, Condensing Ga | 1097 | 243 |  | 05/25/2023 | 40216 | 211779517 | 05/25/2023
Carrier Corp. - Indianapolis | Payne | PG80MSLA36070A | Federally-Regulated Consumer Product | Non-Weatherized, Non-Condensin | 1170 | 233 |  | 05/25/2023 | 65912 | 211780025 | 05/25/2023
Carrier Corp. - Indianapolis | Payne | PG80MSLA60090C | Federally-Regulated Consumer Product | Non-Weatherized, Non-Condensin | 2438 | 289 |  | 05/25/2023 | 88368 | 211780028 | 05/25/2023
Carrier Corp. - Indianapolis | Payne | PG80ESLA60135D | Federally-Regulated Consumer Product | Non-Weatherized, Non-Condensin | 1887 | 265 |  | 05/25/2023 | 131482 | 203359983 | 05/25/2023
Carrier Corp. - Indianapolis | Payne | PG96MSAA60080C | Federally-Regulated Consumer Product | Non-Weatherized, Condensing Ga | 2169 | 290 |  | 05/25/2023 | 79638 | 211779545 | 05/25/2023
Carrier Corp. - Indianapolis | Payne | PG96MSAA36060A*D | Federally-Regulated Consumer Product | Non-Weatherized, Condensing Ga | 1218 | 249 |  | 05/25/2023 | 60319 | 211779527 | 05/25/2023
Carrier Corp. - Indianapolis | Payne | PG92MSAA60120D* | Federally-Regulated Consumer Product | Mobile Home Non-Weatherized, C | 1871 | 277 |  | 05/25/2023 | 120577 | 211779035 | 05/25/2023
Carrier Corp. - Indianapolis | Payne | PG96MSAA66140D | Federally-Regulated Consumer Product | Non-Weatherized, Condensing Ga | 2292 | 296 |  | 05/25/2023 | 139864 | 211779575 | 05/25/2023
Carrier Corp. - Indianapolis | Payne | PG80ESLA60110D* | Federally-Regulated Consumer Product | Non-Weatherized, Non-Condensin | 2027 | 271 |  | 05/25/2023 | 109826 | 203360157 | 05/25/2023
Carrier Corp. - Indianapolis | Payne | PG96MSAA60100C*D | Federally-Regulated Consumer Product | Non-Weatherized, Condensing Ga | 2215 | 292 |  | 05/25/2023 | 99728 | 211779562 | 05/25/2023
Carrier Corp. - Indianapolis | Payne | PG95ESAA36040B**D | Federally-Regulated Consumer Product | Mobile Home Non-Weatherized, C | 998 | 239 |  | 05/25/2023 | 40139 | 203360618 | 05/25/2023
Carrier Corp. - Indianapolis | Payne | PG96MSAA66120D*D | Federally-Regulated Consumer Product | Non-Weatherized, Condensing Ga | 2308 | 297 |  | 05/25/2023 | 119661 | 211779572 | 05/25/2023
Carrier Corp. - Indianapolis | Payne | PG80ESLA36045B | Federally-Regulated Consumer Product | Non-Weatherized, Non-Condensin | 1206 | 235 |  | 05/25/2023 | 44058 | 203359961 | 05/25/2023
Carrier Corp. - Indianapolis | Payne | PG92ESAA36060A* | Federally-Regulated Consumer Product | Mobile Home Non-Weatherized, C | 945 | 237 |  | 05/25/2023 | 59375 | 203359917 | 05/25/2023
Carrier Corp. - Indianapolis | Payne | PG95ESAA42060B* | Federally-Regulated Consumer Product | Mobile Home Non-Weatherized, C | 1346 | 254 |  | 05/25/2023 | 60102 | 203360613 | 05/25/2023
Carrier Corp. - Indianapolis | Payne | PG92ESAA60100C | Federally-Regulated Consumer Product | Non-Weatherized, Condensing Ga | 1821 | 275 |  | 05/25/2023 | 99460 | 203359930 | 05/25/2023
Carrier Corp. - Indianapolis | Payne | PG95ESAA60080C**D | Federally-Regulated Consumer Product | Mobile Home Non-Weatherized, C | 1837 | 276 |  | 05/25/2023 | 79777 | 203360621 | 05/25/2023
Carrier Corp. - Indianapolis | Payne | PG95ESAA66120D* | Federally-Regulated Consumer Product | Mobile Home Non-Weatherized, C | 2161 | 290 |  | 05/25/2023 | 119834 | 203360617 | 05/25/2023
Carrier Corp. - Indianapolis | Payne | PG96MSAA66140D*D | Federally-Regulated Consumer Product | Non-Weatherized, Condensing Ga | 2292 | 296 |  | 05/25/2023 | 139864 | 211779578 | 05/25/2023
Carrier Corp. - Indianapolis | Payne | PG96MSAA66120D | Federally-Regulated Consumer Product | Non-Weatherized, Condensing Ga | 2308 | 297 |  | 05/25/2023 | 119661 | 211779565 | 05/25/2023
Carrier Corp. - Indianapolis | Payne | PG80MSAA60155D | Federally-Regulated Consumer Product | Non-Weatherized, Non-Condensin | 2004 | 270 |  | 05/25/2023 | 153757 | 211779910 | 05/25/2023
Carrier Corp. - Indianapolis | Payne | PG95ESAA66140D*D | Federally-Regulated Consumer Product | Non-Weatherized, Condensing Ga | 2328 | 297 |  | 05/25/2023 | 139741 | 203360273 | 05/25/2023
Carrier Corp. - Indianapolis | Payne | PG80MSLA48070B* | Federally-Regulated Consumer Product | Non-Weatherized, Non-Condensin | 1776 | 260 |  | 05/25/2023 | 65952 | 211780383 | 05/25/2023
Carrier Corp. - Indianapolis | Payne | PG96MSAA60080C* | Federally-Regulated Consumer Product | Mobile Home Non-Weatherized, C | 2169 | 290 |  | 05/25/2023 | 79638 | 211779547 | 05/25/2023
Carrier Corp. - Indianapolis | Payne | PG80MSLA36045A | Federally-Regulated Consumer Product | Non-Weatherized, Non-Condensin | 1161 | 233 |  | 05/25/2023 | 44099 | 211780024 | 05/25/2023
Carrier Corp. - Indianapolis | Payne | PG96MSAA36060A | Federally-Regulated Consumer Product | Non-Weatherized, Condensing Ga | 1218 | 249 |  | 05/25/2023 | 60319 | 211779520 | 05/25/2023
Carrier Corp. - Indianapolis | Payne | PG92ESAA60120D* | Federally-Regulated Consumer Product | Mobile Home Non-Weatherized, C | 1904 | 279 |  | 05/25/2023 | 119302 | 203359936 | 05/25/2023
Carrier Corp. - Indianapolis | Payne | PG95ESAA66120D*D | Federally-Regulated Consumer Product | Non-Weatherized, Condensing Ga | 2161 | 290 |  | 05/25/2023 | 119834 | 203360271 | 05/25/2023
Carrier Corp. - Indianapolis | Payne | PG80MSLA60110C | Federally-Regulated Consumer Product | Non-Weatherized, Non-Condensin | 2444 | 290 |  | 05/25/2023 | 110371 | 211780029 | 05/25/2023
Carrier Corp. - Indianapolis | Payne | PG96MSAA48060B**D | Federally-Regulated Consumer Product | Mobile Home Non-Weatherized, C | 1611 | 266 |  | 05/25/2023 | 59946 | 211779534 | 05/25/2023
Carrier Corp. - Indianapolis | Payne | PG95ESAA60100C* | Federally-Regulated Consumer Product | Mobile Home Non-Weatherized, C | 2102 | 287 |  | 05/25/2023 | 99999 | 203360616 | 05/25/2023
Carrier Corp. - Indianapolis | Payne | PG80ESLA60110D | Federally-Regulated Consumer Product | Non-Weatherized, Non-Condensin | 2027 | 271 |  | 05/25/2023 | 109826 | 203359981 | 05/25/2023
Carrier Corp. - Indianapolis | Payne | PG80ESLA60090D* | Federally-Regulated Consumer Product | Non-Weatherized, Non-Condensin | 1987 | 269 |  | 05/25/2023 | 88320 | 203360155 | 05/25/2023
Carrier Corp. - Indianapolis | Payne | PG80ESLA36045B* | Federally-Regulated Consumer Product | Non-Weatherized, Non-Condensin | 1206 | 235 |  | 05/25/2023 | 44058 | 203360148 | 05/25/2023
Carrier Corp. - Indianapolis | Payne | PG95ESAA66120D**D | Federally-Regulated Consumer Product | Mobile Home Non-Weatherized, C | 2161 | 290 |  | 05/25/2023 | 119834 | 203360623 | 05/25/2023
Carrier Corp. - Indianapolis | Payne | PG95ESAA48080B* | Federally-Regulated Consumer Product | Mobile Home Non-Weatherized, C | 1771 | 273 |  | 05/25/2023 | 80331 | 203360614 | 05/25/2023
Carrier Corp. - Indianapolis | Payne | PG80MSLA60135D | Federally-Regulated Consumer Product | Non-Weatherized, Non-Condensin | 1907 | 266 |  | 05/25/2023 | 131914 | 211780030 | 05/25/2023
Carrier Corp. - Indianapolis | Payne | PG95ESAA60100C*D | Federally-Regulated Consumer Product | Non-Weatherized, Condensing Ga | 2102 | 287 |  | 05/25/2023 | 99999 | 203360269 | 05/25/2023
Carrier Corp. - Indianapolis | Payne | PG96MSAA66120D* | Federally-Regulated Consumer Product | Mobile Home Non-Weatherized, C | 2308 | 297 |  | 05/25/2023 | 119661 | 211779567 | 05/25/2023
Carrier Corp. - Indianapolis | Payne | PG92MSAA36040B* | Federally-Regulated Consumer Product | Mobile Home Non-Weatherized, C | 1092 | 243 |  | 05/25/2023 | 39895 | 211779011 | 05/25/2023
Carrier Corp. - Indianapolis | Payne | PG92ESAA42060B | Federally-Regulated Consumer Product | Non-Weatherized, Condensing Ga | 1205 | 248 |  | 05/25/2023 | 60119 | 203359918 | 05/25/2023
Carrier Corp. - Indianapolis | Payne | PG95ESAA60100C**D | Federally-Regulated Consumer Product | Mobile Home Non-Weatherized, C | 2102 | 287 |  | 05/25/2023 | 99999 | 203360622 | 05/25/2023
Carrier Corp. - Indianapolis | Carrier | 48VGNK481303* | Federally-Regulated Consumer Product | Weatherized Non-Condensing Gas | 1857 | 280 |  | 05/25/2023 | 84458 | 212409607 | 05/25/2023
Carrier Corp. - Indianapolis | Carrier | 48VLUK480903* | Federally-Regulated Consumer Product | Weatherized Non-Condensing Gas | 2114 | 292 |  | 05/25/2023 | 89429 | 212005546 | 05/25/2023
Carrier Corp. - Indianapolis | Carrier | 48VLUK420603* | Federally-Regulated Consumer Product | Weatherized Non-Condensing Gas | 1413 | 261 |  | 05/25/2023 | 59753 | 212005534 | 05/25/2023
Carrier Corp. - Indianapolis | Carrier | 59SC2E080M21--20* | Federally-Regulated Consumer Product | Mobile Home Non-Weatherized, C | 2018 | 284 |  | 05/25/2023 | 81104 | 211778818 | 05/25/2023
Carrier Corp. - Indianapolis | Carrier | 48VGNK480903* | Federally-Regulated Consumer Product | Weatherized Non-Condensing Gas | 1763 | 276 |  | 05/25/2023 | 58303 | 212409605 | 05/25/2023
Carrier Corp. - Indianapolis | Carrier | 58SC1A070E17--12* | Federally-Regulated Consumer Product | Non-Weatherized, Non-Condensin | 1051 | 228 |  | 05/25/2023 | 65904 | 203360497 | 05/25/2023
Carrier Corp. - Indianapolis | Carrier | 59MN7B120C24--22*D | Federally-Regulated Consumer Product | Non-Weatherized, Condensing Ga | 2271 | 295 |  | 05/25/2023 | 48091 | 204032256 | 05/25/2023
Carrier Corp. - Indianapolis | Carrier | 58SB1B070M21--16* | Federally-Regulated Consumer Product | Non-Weatherized, Non-Condensin | 1949 | 268 |  | 05/25/2023 | 66143 | 211780479 | 05/25/2023
Carrier Corp. - Indianapolis | Carrier | 59SC6A040M14--10*D | Federally-Regulated Consumer Product | Non-Weatherized, Condensing Ga | 1017 | 240 |  | 05/25/2023 | 40102 | 211779074 | 05/25/2023
Carrier Corp. - Indianapolis | Carrier | 48VG-K601303* | Federally-Regulated Consumer Product | Weatherized Non-Condensing Gas | 1857 | 280 |  | 05/25/2023 | 84458 | 212409600 | 05/25/2023
Carrier Corp. - Indianapolis | Carrier | 58SB1B090M17--14 | Federally-Regulated Consumer Product | Non-Weatherized, Non-Condensin | 1592 | 252 |  | 05/25/2023 | 88547 | 211780480 | 05/25/2023
Carrier Corp. - Indianapolis | Carrier | 58SP1A070V21--20* | Federally-Regulated Consumer Product | Non-Weatherized, Non-Condensin | 2147 | 275 |  | 05/25/2023 | 65668 | 204278372 | 05/25/2023
Carrier Corp. - Indianapolis | Carrier | 59SC2E080M17--16* | Federally-Regulated Consumer Product | Mobile Home Non-Weatherized, C | 1845 | 276 |  | 05/25/2023 | 80520 | 211778816 | 05/25/2023
Carrier Corp. - Indianapolis | Carrier | 48VR-K360603* | Federally-Regulated Consumer Product | Weatherized Non-Condensing Gas | 1416 | 261 |  | 05/25/2023 | 39812 | 212409612 | 05/25/2023
Carrier Corp. - Indianapolis | Carrier | 59SC5B060E14--12* | Federally-Regulated Consumer Product | Mobile Home Non-Weatherized, C | 1176 | 247 |  | 05/25/2023 | 59961 | 203924686 | 05/25/2023
Carrier Corp. - Indianapolis | Carrier | 48VR-K481303* | Federally-Regulated Consumer Product | Weatherized Non-Condensing Gas | 1857 | 280 |  | 05/25/2023 | 84458 | 212409616 | 05/25/2023
Carrier Corp. - Indianapolis | Carrier | 58SB0B070M17--16 | Federally-Regulated Consumer Product | Non-Weatherized, Non-Condensin | 1776 | 260 |  | 05/25/2023 | 65952 | 211780456 | 05/25/2023
Carrier Corp. - Indianapolis | Carrier | 48VLUK420903* | Federally-Regulated Consumer Product | Weatherized Non-Condensing Gas | 1479 | 264 |  | 05/25/2023 | 89913 | 212005541 | 05/25/2023
Carrier Corp. - Indianapolis | Carrier | 59SC5B100E21--20 | Federally-Regulated Consumer Product | Non-Weatherized, Condensing Ga | 2102 | 287 |  | 05/25/2023 | 99999 | 203360189 | 05/25/2023
Carrier Corp. - Indianapolis | Carrier | 59MN7B060C21--20 | Federally-Regulated Consumer Product | Non-Weatherized, Condensing Ga | 1897 | 278 |  | 05/25/2023 | 24235 | 204032246 | 05/25/2023
Carrier Corp. - Indianapolis | Carrier | 59SC6A080M21--20**D | Federally-Regulated Consumer Product | Mobile Home Non-Weatherized, C | 2169 | 290 |  | 05/25/2023 | 79638 | 211779091 | 05/25/2023
Carrier Corp. - Indianapolis | Carrier | 48VRNK480903* | Federally-Regulated Consumer Product | Weatherized Non-Condensing Gas | 1763 | 276 |  | 05/25/2023 | 58303 | 212409623 | 05/25/2023
Carrier Corp. - Indianapolis | Carrier | 59MN7B080C21--20*D | Federally-Regulated Consumer Product | Non-Weatherized, Condensing Ga | 2026 | 284 |  | 05/25/2023 | 31724 | 204032254 | 05/25/2023
Carrier Corp. - Indianapolis | Carrier | 59SC5B040E17--12* | Federally-Regulated Consumer Product | Mobile Home Non-Weatherized, C | 998 | 239 |  | 05/25/2023 | 40139 | 203360589 | 05/25/2023
Carrier Corp. - Indianapolis | Carrier | 48VGUE420603* | Federally-Regulated Consumer Product | Weatherized Non-Condensing Gas | 1489 | 264 |  | 05/25/2023 | 60874 | 207335422 | 05/25/2023
Carrier Corp. - Indianapolis | Carrier | 58SB1A090E24--20 | Federally-Regulated Consumer Product | Non-Weatherized, Non-Condensin | 1987 | 269 |  | 05/25/2023 | 88320 | 203359916 | 05/25/2023
Carrier Corp. - Indianapolis | Carrier | 59TP6B060V14--12 | Federally-Regulated Consumer Product | Non-Weatherized, Condensing Ga | 1238 | 243 |  | 05/25/2023 | 39205 | 203924810 | 05/25/2023
Carrier Corp. - Indianapolis | Carrier | 48VR-K240603* | Federally-Regulated Consumer Product | Weatherized Non-Condensing Gas | 1151 | 249 |  | 05/25/2023 | 39299 | 212409611 | 05/25/2023
Carrier Corp. - Indianapolis | Carrier | 48VT-K300603* | Federally-Regulated Consumer Product | Weatherized Non-Condensing Gas | 1118 | 248 |  | 05/25/2023 | 60738 | 210589487 | 05/25/2023
Carrier Corp. - Indianapolis | Carrier | 59SC2E040M17--12 | Federally-Regulated Consumer Product | Non-Weatherized, Condensing Ga | 1092 | 243 |  | 05/25/2023 | 39895 | 211778809 | 05/25/2023
Carrier Corp. - Indianapolis | Carrier | 59SC2E060M17--14* | Federally-Regulated Consumer Product | Mobile Home Non-Weatherized, C | 1381 | 256 |  | 05/25/2023 | 60143 | 211778814 | 05/25/2023
Carrier Corp. - Indianapolis | Carrier | 59SC2E120M24--20 | Federally-Regulated Consumer Product | Non-Weatherized, Condensing Ga | 1871 | 277 |  | 05/25/2023 | 120577 | 211778823 | 05/25/2023
Carrier Corp. - Indianapolis | Carrier | 48VRNK360603* | Federally-Regulated Consumer Product | Weatherized Non-Condensing Gas | 1416 | 261 |  | 05/25/2023 | 39812 | 212409621 | 05/25/2023
Carrier Corp. - Indianapolis | Carrier | 58SP1A110V24--22* | Federally-Regulated Consumer Product | Non-Weatherized, Non-Condensin | 2478 | 290 |  | 05/25/2023 | 110020 | 204278375 | 05/25/2023
Carrier Corp. - Indianapolis | Carrier | 58SP1A070V17--16 | Federally-Regulated Consumer Product | Non-Weatherized, Non-Condensin | 1842 | 262 |  | 05/25/2023 | 65738 | 204278305 | 05/25/2023
Carrier Corp. - Indianapolis | Carrier | 59SC5B060E17--14* | Federally-Regulated Consumer Product | Mobile Home Non-Weatherized, C | 1346 | 254 |  | 05/25/2023 | 60102 | 203360590 | 05/25/2023
Carrier Corp. - Indianapolis | Carrier | 58SP0A070V17--16 | Federally-Regulated Consumer Product | Non-Weatherized, Non-Condensin | 1842 | 262 |  | 05/25/2023 | 65738 | 204278293 | 05/25/2023
Carrier Corp. - Indianapolis | Carrier | 58SB0B090M24--20 | Federally-Regulated Consumer Product | Non-Weatherized, Non-Condensin | 2131 | 276 |  | 05/25/2023 | 87422 | 211780461 | 05/25/2023
Carrier Corp. - Indianapolis | Carrier | 48VLNK420603* | Federally-Regulated Consumer Product | Weatherized Non-Condensing Gas | 1478 | 264 |  | 05/25/2023 | 60485 | 212005458 | 05/25/2023
Carrier Corp. - Indianapolis | Carrier | 58SP0A070V21--20 | Federally-Regulated Consumer Product | Non-Weatherized, Non-Condensin | 2147 | 275 |  | 05/25/2023 | 65668 | 204278294 | 05/25/2023
Carrier Corp. - Indianapolis | Carrier | 48VTNK360903* | Federally-Regulated Consumer Product | Weatherized Non-Condensing Gas | 1354 | 258 |  | 05/25/2023 | 90364 | 210589494 | 05/25/2023
Carrier Corp. - Indianapolis | Carrier | GG96VTAA42060B*D | Federally-Regulated Consumer Product | Non-Weatherized, Condensing Ga | 1459 | 259 |  | 05/25/2023 | 39051 | 207207145 | 05/25/2023
Carrier Corp. - Indianapolis | Carrier | 48VLNK480903* | Federally-Regulated Consumer Product | Weatherized Non-Condensing Gas | 2142 | 293 |  | 05/25/2023 | 89758 | 212005468 | 05/25/2023
Carrier Corp. - Indianapolis | Carrier | 48VLNK360603* | Federally-Regulated Consumer Product | Weatherized Non-Condensing Gas | 1312 | 256 |  | 05/25/2023 | 60638 | 212005442 | 05/25/2023
Carrier Corp. - Indianapolis | Carrier | 59TP6B060V14--12*D | Federally-Regulated Consumer Product | Non-Weatherized, Condensing Ga | 1238 | 249 |  | 05/25/2023 | 39205 | 203924812 | 05/25/2023
Carrier Corp. - Indianapolis | Carrier | 48VRNK601303* | Federally-Regulated Consumer Product | Weatherized Non-Condensing Gas | 1887 | 282 |  | 05/25/2023 | 84679 | 212409628 | 05/25/2023
Carrier Corp. - Indianapolis | Carrier | 59SC6A040M17--12* | Federally-Regulated Consumer Product | Mobile Home Non-Weatherized, C | 1097 | 243 |  | 05/25/2023 | 40216 | 211779076 | 05/25/2023
Carrier Corp. - Indianapolis | Carrier | 58SP1A090V24--20* | Federally-Regulated Consumer Product | Non-Weatherized, Non-Condensin | 2057 | 271 |  | 05/25/2023 | 88097 | 204278374 | 05/25/2023
Carrier Corp. - Indianapolis | Carrier | 48VGNK600903* | Federally-Regulated Consumer Product | Weatherized Non-Condensing Gas | 1763 | 276 |  | 05/25/2023 | 58303 | 212409608 | 05/25/2023
Carrier Corp. - Indianapolis | Carrier | 48VL-K601303* | Federally-Regulated Consumer Product | Weatherized Non-Condensing Gas | 2038 | 288 |  | 05/25/2023 | 127500 | 212026730 | 05/25/2023
Carrier Corp. - Indianapolis | Carrier | 58SB1A090E17--14* | Federally-Regulated Consumer Product | Non-Weatherized, Non-Condensin | 1238 | 236 |  | 05/25/2023 | 88097 | 203360126 | 05/25/2023
Carrier Corp. - Indianapolis | Carrier | 48VGUK480903* | Federally-Regulated Consumer Product | Weatherized Non-Condensing Gas | 1628 | 270 |  | 05/25/2023 | 90600 | 212410501 | 05/25/2023
Carrier Corp. - Indianapolis | Carrier | 59SC6A080M17--16* | Federally-Regulated Consumer Product | Mobile Home Non-Weatherized, C | 1671 | 269 |  | 05/25/2023 | 79335 | 211780724 | 05/25/2023
Carrier Corp. - Indianapolis | Carrier | 58TN0A090C21--20 | Federally-Regulated Consumer Product | Non-Weatherized, Non-Condensin | 2488 | 291 |  | 05/25/2023 | 57811 | 203358831 | 05/25/2023
Carrier Corp. - Indianapolis | Carrier | 58SB1A110E24--20* | Federally-Regulated Consumer Product | Non-Weatherized, Non-Condensin | 2027 | 271 |  | 05/25/2023 | 109826 | 203360131 | 05/25/2023
Carrier Corp. - Indianapolis | Carrier | GG96VTAA30040A*D | Federally-Regulated Consumer Product | Non-Weatherized, Condensing Ga | 1080 | 243 |  | 05/25/2023 | 26105 | 207207143 | 05/25/2023
Carrier Corp. - Indianapolis | Carrier | 58SB1A135E24--20* | Federally-Regulated Consumer Product | Non-Weatherized, Non-Condensin | 1887 | 265 |  | 05/25/2023 | 131482 | 203360132 | 05/25/2023
Carrier Corp. - Indianapolis | Carrier | 58SB1A090E21--16* | Federally-Regulated Consumer Product | Non-Weatherized, Non-Condensin | 1450 | 246 |  | 05/25/2023 | 87792 | 203360127 | 05/25/2023
Carrier Corp. - Indianapolis | Carrier | 59SC5B100E21--20* | Federally-Regulated Consumer Product | Mobile Home Non-Weatherized, C | 2102 | 287 |  | 05/25/2023 | 99999 | 203360592 | 05/25/2023
Carrier Corp. - Indianapolis | Carrier | 58SB1B090M21--16* | Federally-Regulated Consumer Product | Non-Weatherized, Non-Condensin | 1569 | 251 |  | 05/25/2023 | 87754 | 211780483 | 05/25/2023
Carrier Corp. - Indianapolis | Carrier | 48VRNK481303* | Federally-Regulated Consumer Product | Weatherized Non-Condensing Gas | 1857 | 280 |  | 05/25/2023 | 84458 | 212409625 | 05/25/2023
Carrier Corp. - Indianapolis | Carrier | 48VLUK600903* | Federally-Regulated Consumer Product | Weatherized Non-Condensing Gas | 2114 | 292 |  | 05/25/2023 | 89429 | 212026735 | 05/25/2023
Carrier Corp. - Indianapolis | Carrier | 48VLUK360603* | Federally-Regulated Consumer Product | Weatherized Non-Condensing Gas | 1442 | 262 |  | 05/25/2023 | 60044 | 212005525 | 05/25/2023
Carrier Corp. - Indianapolis | Carrier | 48VLNK300403* | Federally-Regulated Consumer Product | Weatherized Non-Condensing Gas | 1119 | 248 |  | 05/25/2023 | 40289 | 212005423 | 05/25/2023
Carrier Corp. - Indianapolis | Carrier | 59SC2E040M14--12* | Federally-Regulated Consumer Product | Mobile Home Non-Weatherized, C | 1089 | 243 |  | 05/25/2023 | 39846 | 211778808 | 05/25/2023
Carrier Corp. - Indianapolis | Carrier | 59SC5B140E24--22*D | Federally-Regulated Consumer Product | Non-Weatherized, Condensing Ga | 2328 | 297 |  | 05/25/2023 | 139741 | 203360210 | 05/25/2023
Carrier Corp. - Indianapolis | Carrier | 59SC6A040M14--10* | Federally-Regulated Consumer Product | Mobile Home Non-Weatherized, C | 1017 | 240 |  | 05/25/2023 | 40102 | 211779072 | 05/25/2023
Carrier Corp. - Indianapolis | Carrier | 48VR-K360903* | Federally-Regulated Consumer Product | Weatherized Non-Condensing Gas | 1355 | 258 |  | 05/25/2023 | 59892 | 212409613 | 05/25/2023
Carrier Corp. - Indianapolis | Carrier | 48VR-K601153* | Federally-Regulated Consumer Product | Weatherized Non-Condensing Gas | 1806 | 278 |  | 05/25/2023 | 75882 | 212409618 | 05/25/2023
Carrier Corp. - Indianapolis | Carrier | 59MN7B060C17--14 | Federally-Regulated Consumer Product | Non-Weatherized, Condensing Ga | 1392 | 256 |  | 05/25/2023 | 23828 | 204032245 | 05/25/2023
Carrier Corp. - Indianapolis | Carrier | 59SC6A040M17--12**D | Federally-Regulated Consumer Product | Mobile Home Non-Weatherized, C | 1097 | 243 |  | 05/25/2023 | 40216 | 211779077 | 05/25/2023
Carrier Corp. - Indianapolis | Carrier | 48VTNK240603* | Federally-Regulated Consumer Product | Weatherized Non-Condensing Gas | 1073 | 246 |  | 05/25/2023 | 60738 | 210589492 | 05/25/2023
Carrier Corp. - Indianapolis | Carrier | 48VTNK480903* | Federally-Regulated Consumer Product | Weatherized Non-Condensing Gas | 2142 | 293 |  | 05/25/2023 | 90607 | 210589496 | 05/25/2023
Carrier Corp. - Indianapolis | Carrier | 59MN7B100C21--22 | Federally-Regulated Consumer Product | Non-Weatherized, Condensing Ga | 2192 | 291 |  | 05/25/2023 | 39903 | 204032249 | 05/25/2023
Carrier Corp. - Syracuse | Carrier | 48GCH*05***3* | Federally-Regulated Consumer Product | Weatherized Non-Condensing Gas | 2280 | 295 |  | 05/25/2023 | 82000 | 208131896 | 05/25/2023
Carrier Corp. - Syracuse | Carrier | 48FCH*04***3* | Federally-Regulated Consumer Product | Weatherized Non-Condensing Gas | 1520 | 262 |  | 05/25/2023 | 82000 | 208131892 | 05/25/2023
Carrier Corp. - Indianapolis | Day & Night | N95ESN0601714A* | Federally-Regulated Consumer Product | Mobile Home Non-Weatherized, C | 1346 | 254 |  | 05/25/2023 | 60102 | 203360661 | 05/25/2023
Carrier Corp. - Indianapolis | Day & Night | N96MSN1202422A**D | Federally-Regulated Consumer Product | Mobile Home Non-Weatherized, C | 2308 | 297 |  | 05/25/2023 | 119661 | 211779460 | 05/25/2023
Carrier Corp. - Indianapolis | Day & Night | N96MSN0601716A*D | Federally-Regulated Consumer Product | Non-Weatherized, Condensing Ga | 1611 | 266 |  | 05/25/2023 | 59946 | 211779307 | 05/25/2023
Carrier Corp. - Indianapolis | Day & Night | N80VSL1102422A | Federally-Regulated Consumer Product | Non-Weatherized, Non-Condensin | 2478 | 290 |  | 05/25/2023 | 110020 | 204278339 | 05/25/2023
Carrier Corp. - Indianapolis | Day & Night | N96MSN0401410A**D | Federally-Regulated Consumer Product | Mobile Home Non-Weatherized, C | 1017 | 240 |  | 05/25/2023 | 40102 | 211779190 | 05/25/2023
Carrier Corp. - Indianapolis | Day & Night | N95ESN0601412A**D | Federally-Regulated Consumer Product | Mobile Home Non-Weatherized, C | 1176 | 247 |  | 05/25/2023 | 59961 | 203924767 | 05/25/2023
Carrier Corp. - Indianapolis | Day & Night | N95ESN0801716A* | Federally-Regulated Consumer Product | Mobile Home Non-Weatherized, C | 1771 | 273 |  | 05/25/2023 | 80331 | 203360662 | 05/25/2023
Carrier Corp. - Indianapolis | Day & Night | N96MSN1202422A | Federally-Regulated Consumer Product | Non-Weatherized, Condensing Ga | 2308 | 297 |  | 05/25/2023 | 119661 | 211779442 | 05/25/2023
Carrier Corp. - Indianapolis | Day & Night | PGS460115K**0G* | Federally-Regulated Consumer Product | Weatherized Non-Condensing Gas | 2187 | 295 |  | 05/25/2023 | 115163 | 204037792 | 05/25/2023
Carrier Corp. - Indianapolis | Day & Night | PDD460115K**0G* | Federally-Regulated Consumer Product | Weatherized Non-Condensing Gas | 2187 | 295 |  | 05/25/2023 | 115163 | 204037714 | 05/25/2023
Carrier Corp. - Indianapolis | Day & Night | N80VSL0702120A | Federally-Regulated Consumer Product | Non-Weatherized, Non-Condensin | 2147 | 275 |  | 05/25/2023 | 65668 | 204278336 | 05/25/2023
Carrier Corp. - Indianapolis | Day & Night | G97CMN0601714A | Federally-Regulated Consumer Product | Non-Weatherized, Condensing Ga | 1392 | 256 |  | 05/25/2023 | 23828 | 203924566 | 05/25/2023
Carrier Corp. - Indianapolis | Day & Night | N80VSL0451716A* | Federally-Regulated Consumer Product | Non-Weatherized, Non-Condensin | 1431 | 244 |  | 05/25/2023 | 44106 | 204278400 | 05/25/2023
Carrier Corp. - Indianapolis | Day & Night | N95ESN0802120A* | Federally-Regulated Consumer Product | Mobile Home Non-Weatherized, C | 1837 | 276 |  | 05/25/2023 | 79777 | 203360663 | 05/25/2023
Carrier Corp. - Indianapolis | Day & Night | N95ESN1002120A*D | Federally-Regulated Consumer Product | Non-Weatherized, Condensing Ga | 2102 | 287 |  | 05/25/2023 | 99999 | 203360812 | 05/25/2023
Carrier Corp. - Indianapolis | Day & Night | N92ESN0601412A* | Federally-Regulated Consumer Product | Mobile Home Non-Weatherized, C | 945 | 237 |  | 05/25/2023 | 59375 | 203359723 | 05/25/2023
Carrier Corp. - Indianapolis | Day & Night | N92MSN0601714A | Federally-Regulated Consumer Product | Non-Weatherized, Condensing Ga | 1381 | 256 |  | 05/25/2023 | 60143 | 211778900 | 05/25/2023
Carrier Corp. - Indianapolis | Day & Night | PDD460115K**0K* | Federally-Regulated Consumer Product | Weatherized Non-Condensing Gas | 2156 | 294 |  | 05/25/2023 | 115163 | 212038610 | 05/25/2023
Carrier Corp. - Indianapolis | Day & Night | N92ESN1002120A* | Federally-Regulated Consumer Product | Mobile Home Non-Weatherized, C | 1821 | 275 |  | 05/25/2023 | 99460 | 203359858 | 05/25/2023
Carrier Corp. - Indianapolis | Day & Night | G97CMN0602120A | Federally-Regulated Consumer Product | Non-Weatherized, Condensing Ga | 1897 | 278 |  | 05/25/2023 | 24235 | 203924574 | 05/25/2023
Carrier Corp. - Indianapolis | Day & Night | N96MSN0801716A*D | Federally-Regulated Consumer Product | Non-Weatherized, Condensing Ga | 1671 | 269 |  | 05/25/2023 | 79335 | 211779325 | 05/25/2023
Carrier Corp. - Indianapolis | Day & Night | N92MSN0601714A* | Federally-Regulated Consumer Product | Mobile Home Non-Weatherized, C | 1381 | 256 |  | 05/25/2023 | 60143 | 211778909 | 05/25/2023
Carrier Corp. - Indianapolis | Day & Night | N95ESN1002120A* | Federally-Regulated Consumer Product | Mobile Home Non-Weatherized, C | 2102 | 287 |  | 05/25/2023 | 99999 | 203360664 | 05/25/2023
Carrier Corp. - Indianapolis | Day & Night | G97CMN0802120A*D | Federally-Regulated Consumer Product | Non-Weatherized, Condensing Ga | 2026 | 284 |  | 05/25/2023 | 31724 | 203924656 | 05/25/2023
Carrier Corp. - Indianapolis | Day & Night | N96MSN1002122A*D | Federally-Regulated Consumer Product | Non-Weatherized, Condensing Ga | 2283 | 295 |  | 05/25/2023 | 100454 | 211779433 | 05/25/2023
Carrier Corp. - Indianapolis | Day & Night | N80MSL0451412A* | Federally-Regulated Consumer Product | Non-Weatherized, Non-Condensin | 1161 | 233 |  | 05/25/2023 | 44099 | 211780310 | 05/25/2023
Carrier Corp. - Indianapolis | Day & Night | G97CMN1002122A*D | Federally-Regulated Consumer Product | Non-Weatherized, Condensing Ga | 2192 | 291 |  | 05/25/2023 | 39903 | 203924664 | 05/25/2023
Carrier Corp. - Indianapolis | Day & Night | N92MSN1202420A | Federally-Regulated Consumer Product | Non-Weatherized, Condensing Ga | 1871 | 277 |  | 05/25/2023 | 120577 | 211778990 | 05/25/2023
Carrier Corp. - Indianapolis | Day & Night | G97CMN1202422A*D | Federally-Regulated Consumer Product | Non-Weatherized, Condensing Ga | 2271 | 295 |  | 05/25/2023 | 48091 | 203924672 | 05/25/2023
Carrier Corp. - Indianapolis | Day & Night | N92ESN0601714A | Federally-Regulated Consumer Product | Non-Weatherized, Condensing Ga | 1205 | 248 |  | 05/25/2023 | 60119 | 203359741 | 05/25/2023
Carrier Corp. - Indianapolis | Day & Night | N80VSL0702120A* | Federally-Regulated Consumer Product | Non-Weatherized, Non-Condensin | 2147 | 275 |  | 05/25/2023 | 65668 | 204278402 | 05/25/2023
Carrier Corp. - Indianapolis | Day & Night | N95ESN0401410A* | Federally-Regulated Consumer Product | Mobile Home Non-Weatherized, C | 950 | 237 |  | 05/25/2023 | 40146 | 203924762 | 05/25/2023
Carrier Corp. - Indianapolis | Day & Night | N95ESN0261410A*D | Federally-Regulated Consumer Product | Non-Weatherized, Condensing Ga | 890 | 234 |  | 05/25/2023 | 26050 | 203360378 | 05/25/2023
Carrier Corp. - Indianapolis | Day & Night | N92MSN0802120A | Federally-Regulated Consumer Product | Non-Weatherized, Condensing Ga | 2018 | 284 |  | 05/25/2023 | 81104 | 211778936 | 05/25/2023
Carrier Corp. - Indianapolis | Day & Night | N95ESN0261410A | Federally-Regulated Consumer Product | Non-Weatherized, Condensing Ga | 890 | 234 |  | 05/25/2023 | 26050 | 203360365 | 05/25/2023
Carrier Corp. - Indianapolis | Day & Night | G97CMN1202422A | Federally-Regulated Consumer Product | Non-Weatherized, Condensing Ga | 2271 | 295 |  | 05/25/2023 | 48091 | 203924606 | 05/25/2023
Carrier Corp. - Indianapolis | Day & Night | N96MSN0601412A | Federally-Regulated Consumer Product | Non-Weatherized, Condensing Ga | 1218 | 249 |  | 05/25/2023 | 60319 | 211779244 | 05/25/2023
Carrier Corp. - Indianapolis | Day & Night | N80MSN0902120A | Federally-Regulated Consumer Product | Non-Weatherized, Non-Condensin | 2438 | 289 |  | 05/25/2023 | 88368 | 211780292 | 05/25/2023
Carrier Corp. - Indianapolis | Day & Night | G80CTL0701716A | Federally-Regulated Consumer Product | Non-Weatherized, Non-Condensin | 1458 | 246 |  | 05/25/2023 | 43592 | 203358900 | 05/25/2023
Carrier Corp. - Indianapolis | Day & Night | G80CTL1102120A | Federally-Regulated Consumer Product | Non-Weatherized, Non-Condensin | 2281 | 282 |  | 05/25/2023 | 72565 | 203358904 | 05/25/2023
Carrier Corp. - Indianapolis | Day & Night | N92ESN0801716A | Federally-Regulated Consumer Product | Non-Weatherized, Condensing Ga | 1390 | 256 |  | 05/25/2023 | 79599 | 203359779 | 05/25/2023
Carrier Corp. - Indianapolis | Day & Night | N80VSL0902420A* | Federally-Regulated Consumer Product | Non-Weatherized, Non-Condensin | 2057 | 271 |  | 05/25/2023 | 88097 | 204278404 | 05/25/2023
Carrier Corp. - Indianapolis | Day & Night | N96MSN1002120A | Federally-Regulated Consumer Product | Non-Weatherized, Condensing Ga | 2215 | 292 |  | 05/25/2023 | 99728 | 211779370 | 05/25/2023
Carrier Corp. - Indianapolis | Day & Night | G97CMN0602120A*D | Federally-Regulated Consumer Product | Non-Weatherized, Condensing Ga | 1897 | 278 |  | 05/25/2023 | 24235 | 203924640 | 05/25/2023
Carrier Corp. - Indianapolis | Day & Night | PDD424060K**0K* | Federally-Regulated Consumer Product | Weatherized Non-Condensing Gas | 1073 | 246 |  | 05/25/2023 | 60738 | 210589546 | 05/25/2023
Carrier Corp. - Indianapolis | Day & Night | N96MSN0802120A*D | Federally-Regulated Consumer Product | Non-Weatherized, Condensing Ga | 2169 | 290 |  | 05/25/2023 | 79638 | 211779361 | 05/25/2023
Carrier Corp. - Indianapolis | Day & Night | PDD430060K**0K* | Federally-Regulated Consumer Product | Weatherized Non-Condensing Gas | 1118 | 248 |  | 05/25/2023 | 60738 | 210589547 | 05/25/2023
Carrier Corp. - Indianapolis | Day & Night | PGR536060K**1G* | Federally-Regulated Consumer Product | Weatherized Non-Condensing Gas | 1413 | 261 |  | 05/25/2023 | 39780 | 204037825 | 05/25/2023
Carrier Corp. - Indianapolis | Day & Night | N96MSN0401712A* | Federally-Regulated Consumer Product | Mobile Home Non-Weatherized, C | 1097 | 243 |  | 05/25/2023 | 40216 | 211779217 | 05/25/2023
Carrier Corp. - Indianapolis | Day & Night | PGD430040K**2H* | Federally-Regulated Consumer Product | Weatherized Non-Condensing Gas | 1361 | 257 |  | 05/25/2023 | 45745 | 206908741 | 05/25/2023
Carrier Corp. - Indianapolis | Day & Night | G97CMN0601714A*D | Federally-Regulated Consumer Product | Non-Weatherized, Condensing Ga | 1392 | 256 |  | 05/25/2023 | 23828 | 203924632 | 05/25/2023
Carrier Corp. - Indianapolis | Day & Night | N92ESN0401712A* | Federally-Regulated Consumer Product | Mobile Home Non-Weatherized, C | 1024 | 240 |  | 05/25/2023 | 39894 | 203359687 | 05/25/2023
Carrier Corp. - Indianapolis | Comfortmaker | PGR548090K**1G* | Federally-Regulated Consumer Product | Weatherized Non-Condensing Gas | 1918 | 283 |  | 05/25/2023 | 58473 | 204037697 | 05/25/2023
Carrier Corp. - Indianapolis | Comfortmaker | N80ESL0901714A | Federally-Regulated Consumer Product | Non-Weatherized, Non-Condensin | 1238 | 236 |  | 05/25/2023 | 88097 | 203360036 | 05/25/2023
Carrier Corp. - Indianapolis | Comfortmaker | N80ESN0451712A | Federally-Regulated Consumer Product | Non-Weatherized, Non-Condensin | 1206 | 235 |  | 05/25/2023 | 44058 | 203359716 | 05/25/2023
Carrier Corp. - Indianapolis | Comfortmaker | N80VSL0902420A* | Federally-Regulated Consumer Product | Non-Weatherized, Non-Condensin | 2057 | 271 |  | 05/25/2023 | 88097 | 204278398 | 05/25/2023
Carrier Corp. - Indianapolis | Comfortmaker | G80CTL0701412A* | Federally-Regulated Consumer Product | Non-Weatherized, Non-Condensin | 1477 | 247 |  | 05/25/2023 | 42967 | 203358984 | 05/25/2023
Carrier Corp. - Indianapolis | Comfortmaker | N80VSL0451716A* | Federally-Regulated Consumer Product | Non-Weatherized, Non-Condensin | 1431 | 244 |  | 05/25/2023 | 44106 | 204278394 | 05/25/2023
Carrier Corp. - Indianapolis | Comfortmaker | N80VSL0451716A | Federally-Regulated Consumer Product | Non-Weatherized, Non-Condensin | 1431 | 244 |  | 05/25/2023 | 44106 | 204278328 | 05/25/2023
Carrier Corp. - Indianapolis | Comfortmaker | G80CTL0451712A* | Federally-Regulated Consumer Product | Non-Weatherized, Non-Condensin | 1379 | 243 |  | 05/25/2023 | 29039 | 203358983 | 05/25/2023
Carrier Corp. - Indianapolis | Comfortmaker | N95ESN0401410A* | Federally-Regulated Consumer Product | Mobile Home Non-Weatherized, C | 950 | 237 |  | 05/25/2023 | 40146 | 203924754 | 05/25/2023
Carrier Corp. - Indianapolis | Comfortmaker | N80MSL0701412A* | Federally-Regulated Consumer Product | Non-Weatherized, Non-Condensin | 1170 | 233 |  | 05/25/2023 | 65912 | 211780172 | 05/25/2023
Carrier Corp. - Indianapolis | Comfortmaker | N95ESN1402422A*D | Federally-Regulated Consumer Product | Non-Weatherized, Condensing Ga | 2328 | 297 |  | 05/25/2023 | 139741 | 203360363 | 05/25/2023
Carrier Corp. - Indianapolis | Comfortmaker | N92MSN0601714A | Federally-Regulated Consumer Product | Non-Weatherized, Condensing Ga | 1381 | 256 |  | 05/25/2023 | 60143 | 211778899 | 05/25/2023
Carrier Corp. - Indianapolis | Comfortmaker | PDD436090K**1K* | Federally-Regulated Consumer Product | Weatherized Non-Condensing Gas | 1354 | 258 |  | 05/25/2023 | 90364 | 210589542 | 05/25/2023
Carrier Corp. - Indianapolis | Comfortmaker | N96MSN0601412A* | Federally-Regulated Consumer Product | Mobile Home Non-Weatherized, C | 1218 | 249 |  | 05/25/2023 | 60319 | 211779252 | 05/25/2023
Carrier Corp. - Indianapolis | Comfortmaker | N80VSL0701716A* | Federally-Regulated Consumer Product | Non-Weatherized, Non-Condensin | 1842 | 262 |  | 05/25/2023 | 65738 | 204278395 | 05/25/2023
Carrier Corp. - Indianapolis | Comfortmaker | N95ESN1202422A*D | Federally-Regulated Consumer Product | Non-Weatherized, Condensing Ga | 2161 | 290 |  | 05/25/2023 | 119834 | 203360361 | 05/25/2023
Carrier Corp. - Indianapolis | Comfortmaker | N80ESL0902420A* | Federally-Regulated Consumer Product | Non-Weatherized, Non-Condensin | 1987 | 269 |  | 05/25/2023 | 88320 | 203360206 | 05/25/2023
Carrier Corp. - Indianapolis | Comfortmaker | N95ESN0401712A* | Federally-Regulated Consumer Product | Mobile Home Non-Weatherized, C | 998 | 239 |  | 05/25/2023 | 40139 | 203360648 | 05/25/2023
Carrier Corp. - Indianapolis | Comfortmaker | N92MSN1202420A* | Federally-Regulated Consumer Product | Mobile Home Non-Weatherized, C | 1871 | 277 |  | 05/25/2023 | 120577 | 211778998 | 05/25/2023
Carrier Corp. - Indianapolis | Comfortmaker | PDD460115K**1K* | Federally-Regulated Consumer Product | Weatherized Non-Condensing Gas | 2156 | 294 |  | 05/25/2023 | 115163 | 212038607 | 05/25/2023
Carrier Corp. - Indianapolis | Comfortmaker | N80MSL1352420A* | Federally-Regulated Consumer Product | Non-Weatherized, Non-Condensin | 1907 | 266 |  | 05/25/2023 | 131914 | 211780180 | 05/25/2023
Carrier Corp. - Indianapolis | Comfortmaker | N96MSN0601412A*D | Federally-Regulated Consumer Product | Non-Weatherized, Condensing Ga | 1218 | 249 |  | 05/25/2023 | 60319 | 211779270 | 05/25/2023
Carrier Corp. - Indianapolis | Comfortmaker | N96MSN0601716A* | Federally-Regulated Consumer Product | Mobile Home Non-Weatherized, C | 1611 | 266 |  | 05/25/2023 | 59946 | 211779288 | 05/25/2023
Carrier Corp. - Indianapolis | Comfortmaker | N80ESL0451712A* | Federally-Regulated Consumer Product | Non-Weatherized, Non-Condensin | 1206 | 235 |  | 05/25/2023 | 44058 | 203360192 | 05/25/2023
Carrier Corp. - Indianapolis | Comfortmaker | G97CMN1202422A*D | Federally-Regulated Consumer Product | Non-Weatherized, Condensing Ga | 2271 | 295 |  | 05/25/2023 | 48091 | 203924671 | 05/25/2023
Carrier Corp. - Indianapolis | Comfortmaker | G80VTL0451412A | Federally-Regulated Consumer Product | Non-Weatherized, Non-Condensin | 1205 | 235 |  | 05/25/2023 | 28909 | 207207208 | 05/25/2023
Carrier Corp. - Indianapolis | Comfortmaker | G80VTL1102122A | Federally-Regulated Consumer Product | Non-Weatherized, Non-Condensin | 2435 | 289 |  | 05/25/2023 | 72702 | 207207214 | 05/25/2023
Carrier Corp. - Indianapolis | Comfortmaker | N80MSL0902116A* | Federally-Regulated Consumer Product | Non-Weatherized, Non-Condensin | 1569 | 251 |  | 05/25/2023 | 87754 | 211780176 | 05/25/2023
Carrier Corp. - Indianapolis | Comfortmaker | N96MSN0802120A* | Federally-Regulated Consumer Product | Mobile Home Non-Weatherized, C | 2169 | 290 |  | 05/25/2023 | 79638 | 211779342 | 05/25/2023
Carrier Corp. - Indianapolis | Comfortmaker | N80ESL1102420A | Federally-Regulated Consumer Product | Non-Weatherized, Non-Condensin | 2027 | 271 |  | 05/25/2023 | 109826 | 203360041 | 05/25/2023
Carrier Corp. - Indianapolis | Comfortmaker | PGD424040K**2G* | Federally-Regulated Consumer Product | Weatherized Non-Condensing Gas | 1361 | 257 |  | 05/25/2023 | 45745 | 206908736 | 05/25/2023
Carrier Corp. - Indianapolis | Comfortmaker | N92ESN0601412A | Federally-Regulated Consumer Product | Non-Weatherized, Condensing Ga | 945 | 237 |  | 05/25/2023 | 59375 | 203359703 | 05/25/2023
Carrier Corp. - Indianapolis | Comfortmaker | G80CTL0701716A* | Federally-Regulated Consumer Product | Non-Weatherized, Non-Condensin | 1458 | 246 |  | 05/25/2023 | 43592 | 203358985 | 05/25/2023
Carrier Corp. - Indianapolis | Comfortmaker | N96MSN0801716A*D | Federally-Regulated Consumer Product | Non-Weatherized, Condensing Ga | 1671 | 269 |  | 05/25/2023 | 79335 | 211779324 | 05/25/2023
Carrier Corp. - Indianapolis | Comfortmaker | PDD424060K**1K* | Federally-Regulated Consumer Product | Weatherized Non-Condensing Gas | 1073 | 246 |  | 05/25/2023 | 60738 | 210589540 | 05/25/2023
Carrier Corp. - Indianapolis | Comfortmaker | PDD460115K**0K* | Federally-Regulated Consumer Product | Weatherized Non-Condensing Gas | 2156 | 294 |  | 05/25/2023 | 115163 | 212038603 | 05/25/2023
Carrier Corp. - Indianapolis | Comfortmaker | N92ESN0802120A | Federally-Regulated Consumer Product | Non-Weatherized, Condensing Ga | 1832 | 276 |  | 05/25/2023 | 79860 | 203359809 | 05/25/2023
Carrier Corp. - Indianapolis | Comfortmaker | N80ESL1552420A | Federally-Regulated Consumer Product | Non-Weatherized, Non-Condensin | 2000 | 270 |  | 05/25/2023 | 153106 | 203360043 | 05/25/2023
Carrier Corp. - Indianapolis | Comfortmaker | PDD436090K**0K* | Federally-Regulated Consumer Product | Weatherized Non-Condensing Gas | 1354 | 258 |  | 05/25/2023 | 90364 | 210589536 | 05/25/2023
Carrier Corp. - Indianapolis | Comfortmaker | N80MSN0902120A | Federally-Regulated Consumer Product | Non-Weatherized, Non-Condensin | 2438 | 289 |  | 05/25/2023 | 88368 | 211779944 | 05/25/2023
Carrier Corp. - Indianapolis | Comfortmaker | N96MSN0802120A*D | Federally-Regulated Consumer Product | Non-Weatherized, Condensing Ga | 2169 | 290 |  | 05/25/2023 | 79638 | 211779360 | 05/25/2023
Carrier Corp. - Indianapolis | Comfortmaker | N96MSN0601716A*D | Federally-Regulated Consumer Product | Non-Weatherized, Condensing Ga | 1611 | 266 |  | 05/25/2023 | 59946 | 211779306 | 05/25/2023
Carrier Corp. - Indianapolis | Comfortmaker | N80VSL0902420A | Federally-Regulated Consumer Product | Non-Weatherized, Non-Condensin | 2057 | 271 |  | 05/25/2023 | 88097 | 204278332 | 05/25/2023
Carrier Corp. - Indianapolis | Comfortmaker | N96MSN0401712A | Federally-Regulated Consumer Product | Non-Weatherized, Condensing Ga | 1097 | 243 |  | 05/25/2023 | 40216 | 211779207 | 05/25/2023
Carrier Corp. - Indianapolis | Comfortmaker | PDS448090K**0G* | Federally-Regulated Consumer Product | Weatherized Non-Condensing Gas | 2067 | 290 |  | 05/25/2023 | 90607 | 204037604 | 05/25/2023
Carrier Corp. - Indianapolis | Comfortmaker | N96MSN1202422A | Federally-Regulated Consumer Product | Non-Weatherized, Condensing Ga | 2308 | 297 |  | 05/25/2023 | 119661 | 211779441 | 05/25/2023
Carrier Corp. - Indianapolis | Comfortmaker | N80ESL1352420A | Federally-Regulated Consumer Product | Non-Weatherized, Non-Condensin | 1887 | 265 |  | 05/25/2023 | 131482 | 203360042 | 05/25/2023
Carrier Corp. - Indianapolis | Comfortmaker | N95ESN0601714A* | Federally-Regulated Consumer Product | Mobile Home Non-Weatherized, C | 1346 | 254 |  | 05/25/2023 | 60102 | 203360649 | 05/25/2023
Carrier Corp. - Indianapolis | Comfortmaker | N80VSL0702120A | Federally-Regulated Consumer Product | Non-Weatherized, Non-Condensin | 2147 | 275 |  | 05/25/2023 | 65668 | 204278330 | 05/25/2023
Carrier Corp. - Indianapolis | Comfortmaker | PDD430060K**0K* | Federally-Regulated Consumer Product | Weatherized Non-Condensing Gas | 1118 | 248 |  | 05/25/2023 | 60738 | 210589535 | 05/25/2023
Carrier Corp. - Indianapolis | Comfortmaker | G80VTL0451412A* | Federally-Regulated Consumer Product | Non-Weatherized, Non-Condensin | 1205 | 235 |  | 05/25/2023 | 28909 | 207207209 | 05/25/2023
Carrier Corp. - Indianapolis | Comfortmaker | PDD448090K**0K* | Federally-Regulated Consumer Product | Weatherized Non-Condensing Gas | 2142 | 293 |  | 05/25/2023 | 90607 | 210589538 | 05/25/2023
Carrier Corp. - Indianapolis | Comfortmaker | G80VTL0701716A | Federally-Regulated Consumer Product | Non-Weatherized, Non-Condensin | 1813 | 262 |  | 05/25/2023 | 43434 | 207207210 | 05/25/2023
Carrier Corp. - Indianapolis | Comfortmaker | N92ESN1002120A* | Federally-Regulated Consumer Product | Mobile Home Non-Weatherized, C | 1821 | 275 |  | 05/25/2023 | 99460 | 203359856 | 05/25/2023
Carrier Corp. - Indianapolis | Comfortmaker | N80ESN0901714A | Federally-Regulated Consumer Product | Non-Weatherized, Non-Condensin | 1238 | 236 |  | 05/25/2023 | 88097 | 203359724 | 05/25/2023
Carrier Corp. - Indianapolis | Comfortmaker | G97CMN0601714A | Federally-Regulated Consumer Product | Non-Weatherized, Condensing Ga | 1392 | 256 |  | 05/25/2023 | 23828 | 203924565 | 05/25/2023
Carrier Corp. - Indianapolis | Comfortmaker | N80ESN0902116A | Federally-Regulated Consumer Product | Non-Weatherized, Non-Condensin | 1450 | 246 |  | 05/25/2023 | 87792 | 203359726 | 05/25/2023
Carrier Corp. - Indianapolis | Comfortmaker | N80VSL0701716A | Federally-Regulated Consumer Product | Non-Weatherized, Non-Condensin | 1842 | 262 |  | 05/25/2023 | 65738 | 204278329 | 05/25/2023
Carrier Corp. - Indianapolis | Comfortmaker | N95ESN1002120A | Federally-Regulated Consumer Product | Non-Weatherized, Condensing Ga | 2102 | 287 |  | 05/25/2023 | 99999 | 203360346 | 05/25/2023
Carrier Corp. - Indianapolis | Comfortmaker | N80MSL0902116A | Federally-Regulated Consumer Product | Non-Weatherized, Non-Condensin | 1569 | 251 |  | 05/25/2023 | 87754 | 211780061 | 05/25/2023
Carrier Corp. - Indianapolis | Comfortmaker | N80ESL0902420A | Federally-Regulated Consumer Product | Non-Weatherized, Non-Condensin | 1987 | 269 |  | 05/25/2023 | 88320 | 203360039 | 05/25/2023
Carrier Corp. - Indianapolis | Comfortmaker | N80MSN0902116A | Federally-Regulated Consumer Product | Non-Weatherized, Non-Condensin | 1569 | 251 |  | 05/25/2023 | 87754 | 211779943 | 05/25/2023
Carrier Corp. - Indianapolis | Comfortmaker | N96MSN0801716A**D | Federally-Regulated Consumer Product | Mobile Home Non-Weatherized, C | 1671 | 269 |  | 05/25/2023 | 79335 | 211779315 | 05/25/2023
Carrier Corp. - Indianapolis | Comfortmaker | N96MSN0601412A**D | Federally-Regulated Consumer Product | Mobile Home Non-Weatherized, C | 1218 | 249 |  | 05/25/2023 | 60319 | 211779261 | 05/25/2023
Carrier Corp. - Indianapolis | Comfortmaker | N92ESN1002120A | Federally-Regulated Consumer Product | Non-Weatherized, Condensing Ga | 1821 | 275 |  | 05/25/2023 | 99460 | 203359842 | 05/25/2023
Carrier Corp. - Indianapolis | Comfortmaker | G96VTN0601412A | Federally-Regulated Consumer Product | Non-Weatherized, Condensing Ga | 1238 | 249 |  | 05/25/2023 | 39205 | 203924838 | 05/25/2023
Carrier Corp. - Indianapolis | Comfortmaker | N80MSL0702116A | Federally-Regulated Consumer Product | Non-Weatherized, Non-Condensin | 1949 | 268 |  | 05/25/2023 | 66143 | 211780059 | 05/25/2023
Carrier Corp. - Indianapolis | Comfortmaker | N80ESL0901714A* | Federally-Regulated Consumer Product | Non-Weatherized, Non-Condensin | 1238 | 236 |  | 05/25/2023 | 88097 | 203360200 | 05/25/2023
Carrier Corp. - Indianapolis | Comfortmaker | N95ESN1402422A | Federally-Regulated Consumer Product | Non-Weatherized, Condensing Ga | 2328 | 297 |  | 05/25/2023 | 139741 | 203360349 | 05/25/2023
Carrier Corp. - Indianapolis | Keeprite | N95ESN0601412A* | Federally-Regulated Consumer Product | Mobile Home Non-Weatherized, C | 1176 | 247 |  | 05/25/2023 | 59961 | 203924790 | 05/25/2023
Carrier Corp. - Indianapolis | Keeprite | N92ESN0801716A | Federally-Regulated Consumer Product | Non-Weatherized, Condensing Ga | 1390 | 256 |  | 05/25/2023 | 79599 | 203359785 | 05/25/2023
Carrier Corp. - Indianapolis | Keeprite | N80ESN1552420A | Federally-Regulated Consumer Product | Non-Weatherized, Non-Condensin | 2000 | 270 |  | 05/25/2023 | 153106 | 203359820 | 05/25/2023
Carrier Corp. - Indianapolis | Keeprite | PDD430060K**0K* | Federally-Regulated Consumer Product | Weatherized Non-Condensing Gas | 1118 | 248 |  | 05/25/2023 | 60738 | 210589583 | 05/25/2023
Carrier Corp. - Indianapolis | Keeprite | N80MSU0802120A | Federally-Regulated Consumer Product | Non-Weatherized, Non-Condensin | 2436 | 289 |  | 05/25/2023 | 80342 | 211781359 | 05/25/2023
Carrier Corp. - Indianapolis | Keeprite | N80MSL0902116A | Federally-Regulated Consumer Product | Non-Weatherized, Non-Condensin | 1569 | 251 |  | 05/25/2023 | 87754 | 211780097 | 05/25/2023
Carrier Corp. - Indianapolis | Keeprite | N80MSL0451714A | Federally-Regulated Consumer Product | Non-Weatherized, Non-Condensin | 1343 | 241 |  | 05/25/2023 | 43896 | 211780092 | 05/25/2023
Carrier Corp. - Indianapolis | Keeprite | N92MSN0401412A* | Federally-Regulated Consumer Product | Mobile Home Non-Weatherized, C | 1089 | 243 |  | 05/25/2023 | 39846 | 211778858 | 05/25/2023
Carrier Corp. - Indianapolis | Keeprite | N80MSL1352420A | Federally-Regulated Consumer Product | Non-Weatherized, Non-Condensin | 1907 | 266 |  | 05/25/2023 | 131914 | 211780101 | 05/25/2023
Carrier Corp. - Indianapolis | Keeprite | N80MSL1352420A* | Federally-Regulated Consumer Product | Non-Weatherized, Non-Condensin | 1907 | 266 |  | 05/25/2023 | 131914 | 211780216 | 05/25/2023
Carrier Corp. - Indianapolis | Keeprite | N96MSN0801716A**D | Federally-Regulated Consumer Product | Mobile Home Non-Weatherized, C | 1671 | 269 |  | 05/25/2023 | 79335 | 211779319 | 05/25/2023
Carrier Corp. - Indianapolis | Keeprite | N96MSN1002120A**D | Federally-Regulated Consumer Product | Mobile Home Non-Weatherized, C | 2215 | 292 |  | 05/25/2023 | 99728 | 211779391 | 05/25/2023
Carrier Corp. - Indianapolis | Keeprite | N80MSL0702116A | Federally-Regulated Consumer Product | Non-Weatherized, Non-Condensin | 1949 | 268 |  | 05/25/2023 | 66143 | 211780095 | 05/25/2023
Carrier Corp. - Indianapolis | Keeprite | N80MSL1102120A* | Federally-Regulated Consumer Product | Non-Weatherized, Non-Condensin | 2444 | 290 |  | 05/25/2023 | 110371 | 211780214 | 05/25/2023
Carrier Corp. - Indianapolis | Keeprite | N80ESL1102420A | Federally-Regulated Consumer Product | Non-Weatherized, Non-Condensin | 2027 | 271 |  | 05/25/2023 | 109826 | 203360080 | 05/25/2023
Carrier Corp. - Indianapolis | Keeprite | PDD448115K**1K* | Federally-Regulated Consumer Product | Weatherized Non-Condensing Gas | 2156 | 293 |  | 05/25/2023 | 115206 | 210589593 | 05/25/2023
Carrier Corp. - Indianapolis | Keeprite | N96MSN0401410A* | Federally-Regulated Consumer Product | Mobile Home Non-Weatherized, C | 1017 | 240 |  | 05/25/2023 | 40102 | 211779184 | 05/25/2023
Carrier Corp. - Indianapolis | Keeprite | N92ESN0401712A* | Federally-Regulated Consumer Product | Mobile Home Non-Weatherized, C | 1024 | 240 |  | 05/25/2023 | 39894 | 203359693 | 05/25/2023
Carrier Corp. - Indianapolis | Keeprite | N96MSN0601716A | Federally-Regulated Consumer Product | Non-Weatherized, Condensing Ga | 1611 | 266 |  | 05/25/2023 | 59946 | 211779283 | 05/25/2023
Carrier Corp. - Indianapolis | Keeprite | N96MSN0401410A*D | Federally-Regulated Consumer Product | Non-Weatherized, Condensing Ga | 1017 | 240 |  | 05/25/2023 | 40102 | 211779202 | 05/25/2023
Carrier Corp. - Indianapolis | Keeprite | N92MSN0401712A | Federally-Regulated Consumer Product | Non-Weatherized, Condensing Ga | 1092 | 243 |  | 05/25/2023 | 39895 | 211778867 | 05/25/2023
Carrier Corp. - Indianapolis | Keeprite | N92MSN0801716A | Federally-Regulated Consumer Product | Non-Weatherized, Condensing Ga | 1845 | 276 |  | 05/25/2023 | 80520 | 211778921 | 05/25/2023
Carrier Corp. - Indianapolis | Keeprite | N96MSN0601716A* | Federally-Regulated Consumer Product | Mobile Home Non-Weatherized, C | 1611 | 266 |  | 05/25/2023 | 59946 | 211779292 | 05/25/2023
Carrier Corp. - Indianapolis | Keeprite | N80MSL1102420A* | Federally-Regulated Consumer Product | Non-Weatherized, Non-Condensin | 2053 | 272 |  | 05/25/2023 | 110206 | 211780215 | 05/25/2023
Carrier Corp. - Indianapolis | Keeprite | N80MSL0702116A* | Federally-Regulated Consumer Product | Non-Weatherized, Non-Condensin | 1949 | 268 |  | 05/25/2023 | 66143 | 211780210 | 05/25/2023
Carrier Corp. - Indianapolis | Keeprite | PDD448115K**0K* | Federally-Regulated Consumer Product | Weatherized Non-Condensing Gas | 2156 | 293 |  | 05/25/2023 | 115206 | 210589587 | 05/25/2023
Carrier Corp. - Indianapolis | Keeprite | N96MSN0802120A | Federally-Regulated Consumer Product | Non-Weatherized, Condensing Ga | 2169 | 290 |  | 05/25/2023 | 79638 | 211779337 | 05/25/2023
Carrier Corp. - Indianapolis | Keeprite | N96MSN1002122A*D | Federally-Regulated Consumer Product | Non-Weatherized, Condensing Ga | 2283 | 295 |  | 05/25/2023 | 100454 | 211779436 | 05/25/2023
Carrier Corp. - Indianapolis | Keeprite | PGR548090K**1G* | Federally-Regulated Consumer Product | Weatherized Non-Condensing Gas | 1918 | 283 |  | 05/25/2023 | 58473 | 204038225 | 05/25/2023
Carrier Corp. - Indianapolis | Keeprite | N80MSU0401712A | Federally-Regulated Consumer Product | Non-Weatherized, Non-Condensin | 1440 | 245 |  | 05/25/2023 | 40185 | 211781247 | 05/25/2023
Carrier Corp. - Indianapolis | Keeprite | N92MSN1002120A | Federally-Regulated Consumer Product | Non-Weatherized, Condensing Ga | 1931 | 280 |  | 05/25/2023 | 100411 | 211778957 | 05/25/2023
Carrier Corp. - Indianapolis | Keeprite | N96MSN0801716A* | Federally-Regulated Consumer Product | Mobile Home Non-Weatherized, C | 1671 | 269 |  | 05/25/2023 | 79335 | 211780742 | 05/25/2023
Carrier Corp. - Indianapolis | Keeprite | N92MSN0802120A | Federally-Regulated Consumer Product | Non-Weatherized, Condensing Ga | 2018 | 284 |  | 05/25/2023 | 81104 | 211778939 | 05/25/2023
Carrier Corp. - Indianapolis | Keeprite | N96MSN1002120A* | Federally-Regulated Consumer Product | Mobile Home Non-Weatherized, C | 2215 | 292 |  | 05/25/2023 | 99728 | 211779382 | 05/25/2023
Carrier Corp. - Indianapolis | Keeprite | N96MSN1002120A*D | Federally-Regulated Consumer Product | Non-Weatherized, Condensing Ga | 2215 | 292 |  | 05/25/2023 | 99728 | 211779400 | 05/25/2023
Carrier Corp. - Indianapolis | Keeprite | N96MSN1002120A | Federally-Regulated Consumer Product | Non-Weatherized, Condensing Ga | 2215 | 292 |  | 05/25/2023 | 99728 | 211779373 | 05/25/2023
Carrier Corp. - Indianapolis | Keeprite | N96MSN1202422A**D | Federally-Regulated Consumer Product | Mobile Home Non-Weatherized, C | 2308 | 297 |  | 05/25/2023 | 119661 | 211779463 | 05/25/2023
Carrier Corp. - Indianapolis | Keeprite | PDD436090K**0K* | Federally-Regulated Consumer Product | Weatherized Non-Condensing Gas | 1354 | 258 |  | 05/25/2023 | 90364 | 210589584 | 05/25/2023
Carrier Corp. - Indianapolis | Keeprite | G97CMN0602120A | Federally-Regulated Consumer Product | Non-Weatherized, Condensing Ga | 1897 | 278 |  | 05/25/2023 | 24235 | 203924577 | 05/25/2023
Carrier Corp. - Indianapolis | Keeprite | N92MSN0601412A | Federally-Regulated Consumer Product | Non-Weatherized, Condensing Ga | 1277 | 251 |  | 05/25/2023 | 60142 | 211778885 | 05/25/2023
Carrier Corp. - Indianapolis | Keeprite | N92MSN0802120A* | Federally-Regulated Consumer Product | Mobile Home Non-Weatherized, C | 2018 | 284 |  | 05/25/2023 | 81104 | 211778948 | 05/25/2023
Carrier Corp. - Indianapolis | Keeprite | N80ESN0451712A | Federally-Regulated Consumer Product | Non-Weatherized, Non-Condensin | 1206 | 235 |  | 05/25/2023 | 44058 | 203359792 | 05/25/2023
Carrier Corp. - Indianapolis | Keeprite | N92MSN0801716A* | Federally-Regulated Consumer Product | Mobile Home Non-Weatherized, C | 1845 | 276 |  | 05/25/2023 | 80520 | 211778930 | 05/25/2023
Carrier Corp. - Indianapolis | Keeprite | N96MSN0601412A**D | Federally-Regulated Consumer Product | Mobile Home Non-Weatherized, C | 1218 | 249 |  | 05/25/2023 | 60319 | 211779265 | 05/25/2023
Carrier Corp. - Indianapolis | Keeprite | N92MSN1202420A* | Federally-Regulated Consumer Product | Mobile Home Non-Weatherized, C | 1871 | 277 |  | 05/25/2023 | 120577 | 211779002 | 05/25/2023
Carrier Corp. - Indianapolis | Keeprite | N96MSN0802120A* | Federally-Regulated Consumer Product | Mobile Home Non-Weatherized, C | 2169 | 290 |  | 05/25/2023 | 79638 | 211779346 | 05/25/2023
Carrier Corp. - Indianapolis | Keeprite | N80MSL1102120A | Federally-Regulated Consumer Product | Non-Weatherized, Non-Condensin | 2444 | 290 |  | 05/25/2023 | 110371 | 211780099 | 05/25/2023
Carrier Corp. - Indianapolis | Keeprite | N80MSL0902120A* | Federally-Regulated Consumer Product | Non-Weatherized, Non-Condensin | 2438 | 289 |  | 05/25/2023 | 88368 | 211780213 | 05/25/2023
Carrier Corp. - Indianapolis | Keeprite | N92MSN1002120A* | Federally-Regulated Consumer Product | Mobile Home Non-Weatherized, C | 1931 | 280 |  | 05/25/2023 | 100411 | 211778966 | 05/25/2023
Carrier Corp. - Indianapolis | Keeprite | PDD460115K**0G* | Federally-Regulated Consumer Product | Weatherized Non-Condensing Gas | 2187 | 295 |  | 05/25/2023 | 115163 | 204038110 | 05/25/2023
Carrier Corp. - Indianapolis | Keeprite | N92MSN1002122A | Federally-Regulated Consumer Product | Non-Weatherized, Condensing Ga | 2308 | 297 |  | 05/25/2023 | 99870 | 211778975 | 05/25/2023
Carrier Corp. - Indianapolis | Keeprite | PDD442090K**1K* | Federally-Regulated Consumer Product | Weatherized Non-Condensing Gas | 1478 | 264 |  | 05/25/2023 | 90002 | 210589591 | 05/25/2023
Carrier Corp. - Indianapolis | Keeprite | N80MSL1552420A | Federally-Regulated Consumer Product | Non-Weatherized, Non-Condensin | 2004 | 270 |  | 05/25/2023 | 153757 | 211780102 | 05/25/2023
Carrier Corp. - Indianapolis | Keeprite | N80MSL1102420A | Federally-Regulated Consumer Product | Non-Weatherized, Non-Condensin | 2053 | 272 |  | 05/25/2023 | 110206 | 211780100 | 05/25/2023
Carrier Corp. - Indianapolis | Keeprite | N80ESL0902116A | Federally-Regulated Consumer Product | Non-Weatherized, Non-Condensin | 1450 | 246 |  | 05/25/2023 | 87792 | 203360076 | 05/25/2023
Carrier Corp. - Indianapolis | Keeprite | PDD460115K**1K* | Federally-Regulated Consumer Product | Weatherized Non-Condensing Gas | 2156 | 294 |  | 05/25/2023 | 115163 | 212038635 | 05/25/2023
Carrier Corp. - Indianapolis | Keeprite | N80MSL1552420A* | Federally-Regulated Consumer Product | Non-Weatherized, Non-Condensin | 2004 | 270 |  | 05/25/2023 | 153757 | 211780217 | 05/25/2023
Carrier Corp. - Indianapolis | Keeprite | N95ESN0261410A*D | Federally-Regulated Consumer Product | Non-Weatherized, Condensing Ga | 890 | 234 |  | 05/25/2023 | 26050 | 203360449 | 05/25/2023
Carrier Corp. - Indianapolis | Keeprite | N96MSN1002122A* | Federally-Regulated Consumer Product | Mobile Home Non-Weatherized, C | 2283 | 295 |  | 05/25/2023 | 100454 | 211779418 | 05/25/2023
Carrier Corp. - Indianapolis | Keeprite | G97CMN1202422A | Federally-Regulated Consumer Product | Non-Weatherized, Condensing Ga | 2271 | 295 |  | 05/25/2023 | 48091 | 203924609 | 05/25/2023
Carrier Corp. - Indianapolis | Keeprite | N80ESL0451712A | Federally-Regulated Consumer Product | Non-Weatherized, Non-Condensin | 1206 | 235 |  | 05/25/2023 | 44058 | 203360071 | 05/25/2023
Carrier Corp. - Indianapolis | Keeprite | N80ESL0902420A | Federally-Regulated Consumer Product | Non-Weatherized, Non-Condensin | 1987 | 269 |  | 05/25/2023 | 88320 | 203360078 | 05/25/2023
Carrier Corp. - Indianapolis | Keeprite | N80ESN0901714A | Federally-Regulated Consumer Product | Non-Weatherized, Non-Condensin | 1238 | 236 |  | 05/25/2023 | 88097 | 203359801 | 05/25/2023
Carrier Corp. - Indianapolis | Keeprite | N92MSN0401412A | Federally-Regulated Consumer Product | Non-Weatherized, Condensing Ga | 1089 | 243 |  | 05/25/2023 | 39846 | 211778849 | 05/25/2023
Carrier Corp. - Indianapolis | Keeprite | N96MSN0601716A*D | Federally-Regulated Consumer Product | Non-Weatherized, Condensing Ga | 1611 | 266 |  | 05/25/2023 | 59946 | 211779310 | 05/25/2023
Carrier Corp. - Indianapolis | Keeprite | G97CMN0802120A | Federally-Regulated Consumer Product | Non-Weatherized, Condensing Ga | 2026 | 284 |  | 05/25/2023 | 31724 | 203924593 | 05/25/2023
Carrier Corp. - Indianapolis | Keeprite | N96MSN0401712A*D | Federally-Regulated Consumer Product | Non-Weatherized, Condensing Ga | 1097 | 243 |  | 05/25/2023 | 40216 | 211779238 | 05/25/2023
Carrier Corp. - Indianapolis | Keeprite | N95ESN0601412A**D | Federally-Regulated Consumer Product | Mobile Home Non-Weatherized, C | 1176 | 247 |  | 05/25/2023 | 59961 | 203924791 | 05/25/2023
Carrier Corp. - Indianapolis | Keeprite | N96MSN0401712A* | Federally-Regulated Consumer Product | Mobile Home Non-Weatherized, C | 1097 | 243 |  | 05/25/2023 | 40216 | 211779220 | 05/25/2023
Carrier Corp. - Indianapolis | Keeprite | N80MSL0451412A* | Federally-Regulated Consumer Product | Non-Weatherized, Non-Condensin | 1161 | 233 |  | 05/25/2023 | 44099 | 211780206 | 05/25/2023
Rheem Sales Company, Inc. | Thermal Zone | TZ80DSX050A30SA | Federally-Regulated Consumer Product | Non-Weatherized, Non-Condensin | 1223 | 236 |  | 05/25/2023 | 51119 | 205001031 | 05/25/2023
Rheem Sales Company, Inc. | Thermal Zone | TZ95M41V040B3S | Federally-Regulated Consumer Product | Non-Weatherized, Condensing Ga | 1292 | 228 |  | 05/25/2023 | 42494 | 208676727 | 05/25/2023
Rheem Sales Company, Inc. | Thermal Zone | TZ80MSC125D50SA | Federally-Regulated Consumer Product | Non-Weatherized, Non-Condensin | 1991 | 270 |  | 05/25/2023 | 123598 | 203327215 | 05/25/2023
Rheem Sales Company, Inc. | Thermal Zone | TZ80DZ2V125D5NABAP | Federally-Regulated Consumer Product | Non-Weatherized, Non-Condensin | 2179 | 278 |  | 05/25/2023 | 86625 | 211873437 | 05/25/2023
Rheem Sales Company, Inc. | Thermal Zone | RGEAZR030AJT081NA | Federally-Regulated Consumer Product | Weatherized Non-Condensing Gas | 1216 | 253 |  | 05/25/2023 | 80365 | 208698808 | 05/25/2023
Rheem Sales Company, Inc. | Thermal Zone | TZ80DZ2V075B4NABAP | Federally-Regulated Consumer Product | Non-Weatherized, Non-Condensin | 1628 | 254 |  | 05/25/2023 | 52707 | 211873431 | 05/25/2023
Rheem Sales Company, Inc. | Thermal Zone | TZ96MDV085C50B | Federally-Regulated Consumer Product | Non-Weatherized, Condensing Ga | 1947 | 281 |  | 05/25/2023 | 58053 | 7502138 | 05/25/2023
Rheem Sales Company, Inc. | Thermal Zone | TZ95MSX100C50C | Federally-Regulated Consumer Product | Non-Weatherized, Condensing Ga | 2066 | 286 |  | 05/25/2023 | 98023 | 8934624 | 05/25/2023
Rheem Sales Company, Inc. | Thermal Zone | TZ92M41V070B3S | Federally-Regulated Consumer Product | Non-Weatherized, Condensing Ga | 1166 | 246 |  | 05/25/2023 | 70001 | 208676722 | 05/25/2023
Rheem Sales Company, Inc. | Thermal Zone | TZ80DZ1V075B4SABAP | Federally-Regulated Consumer Product | Non-Weatherized, Non-Condensin | 1680 | 255 |  | 05/25/2023 | 76001 | 210728255 | 05/25/2023
Rheem Sales Company, Inc. | Thermal Zone | RGEAZR036AJT101NA | Federally-Regulated Consumer Product | Weatherized Non-Condensing Gas | 1380 | 260 |  | 05/25/2023 | 100130 | 208698811 | 05/25/2023
Rheem Sales Company, Inc. | Thermal Zone | TZ80UH1T050B4NANAS | Federally-Regulated Consumer Product | Non-Weatherized, Non-Condensin | 1517 | 249 |  | 05/25/2023 | 50545 | 211873419 | 05/25/2023
Rheem Sales Company, Inc. | Thermal Zone | RGEAZR036AJT10XNA | Federally-Regulated Consumer Product | Weatherized Non-Condensing Gas | 1380 | 260 |  | 05/25/2023 | 100130 | 208698834 | 05/25/2023
Rheem Sales Company, Inc. | Thermal Zone | RGEAZR024AJT08XNA | Federally-Regulated Consumer Product | Weatherized Non-Condensing Gas | 1202 | 252 |  | 05/25/2023 | 79659 | 208698823 | 05/25/2023
Rheem Sales Company, Inc. | Thermal Zone | TZ80DSC075B30SB | Federally-Regulated Consumer Product | Non-Weatherized, Non-Condensin | 1253 | 237 |  | 05/25/2023 | 74903 | 205001030 | 05/25/2023
Rheem Sales Company, Inc. | Thermal Zone | RGEAZR030AJT08XNA | Federally-Regulated Consumer Product | Weatherized Non-Condensing Gas | 1216 | 253 |  | 05/25/2023 | 80365 | 208698829 | 05/25/2023
Rheem Sales Company, Inc. | Thermal Zone | TZ80MDV075B30XA | Federally-Regulated Consumer Product | Non-Weatherized, Non-Condensin | 1458 | 246 |  | 05/25/2023 | 52564 | 7979961 | 05/25/2023
Rheem Sales Company, Inc. | Thermal Zone | TZ80DSC050A30SA | Federally-Regulated Consumer Product | Non-Weatherized, Non-Condensin | 1223 | 236 |  | 05/25/2023 | 51119 | 205001032 | 05/25/2023
Rheem Sales Company, Inc. | Thermal Zone | TZ80MSC100C50XA | Federally-Regulated Consumer Product | Non-Weatherized, Non-Condensin | 1812 | 262 |  | 05/25/2023 | 99863 | 203327214 | 05/25/2023
Rheem Sales Company, Inc. | Thermal Zone | RGEAZS036AJV102CA | Federally-Regulated Consumer Product | Weatherized Non-Condensing Gas | 1707 | 268 |  | 05/25/2023 | 75935 | 212406422 | 05/25/2023
Rheem Sales Company, Inc. | Thermal Zone | TZ80DSX100C50SB | Federally-Regulated Consumer Product | Non-Weatherized, Non-Condensin | 1895 | 265 |  | 05/25/2023 | 100302 | 8087174 | 05/25/2023
Rheem Sales Company, Inc. | Thermal Zone | TZ80UH2V050B4NABAP | Federally-Regulated Consumer Product | Non-Weatherized, Non-Condensin | 1712 | 257 |  | 05/25/2023 | 34534 | 211873429 | 05/25/2023
Rheem Sales Company, Inc. | Thermal Zone | TZ80MDX075B30SA | Federally-Regulated Consumer Product | Non-Weatherized, Non-Condensin | 1539 | 250 |  | 05/25/2023 | 52505 | 204007896 | 05/25/2023
Rheem Sales Company, Inc. | Thermal Zone | TZ80MDX100B40SA | Federally-Regulated Consumer Product | Non-Weatherized, Non-Condensin | 1730 | 258 |  | 05/25/2023 | 70020 | 204007898 | 05/25/2023
Rheem Sales Company, Inc. | Thermal Zone | TZ95M41T040B3S | Federally-Regulated Consumer Product | Non-Weatherized, Condensing Ga | 1107 | 244 |  | 05/25/2023 | 41877 | 208676713 | 05/25/2023
Rheem Sales Company, Inc. | Thermal Zone | TZ80DDV075B30XB | Federally-Regulated Consumer Product | Non-Weatherized, Non-Condensin | 1324 | 240 |  | 05/25/2023 | 52495 | 8087204 | 05/25/2023
Rheem Sales Company, Inc. | Thermal Zone | TZ80DSX125D50SB | Federally-Regulated Consumer Product | Non-Weatherized, Non-Condensin | 1835 | 263 |  | 05/25/2023 | 124289 | 8087182 | 05/25/2023
Rheem Sales Company, Inc. | Thermal Zone | TZ80UH2V050B4SABAP | Federally-Regulated Consumer Product | Non-Weatherized, Non-Condensin | 1712 | 257 |  | 05/25/2023 | 34534 | 211873430 | 05/25/2023
Rheem Sales Company, Inc. | Thermal Zone | RGEA14036AJT06UAA | Federally-Regulated Consumer Product | Weatherized Non-Condensing Gas | 1434 | 262 |  | 05/25/2023 | 60723 | 205965599 | 05/25/2023
Rheem Sales Company, Inc. | Thermal Zone | TZ80MSX050A30XA | Federally-Regulated Consumer Product | Non-Weatherized, Non-Condensin | 1388 | 243 |  | 05/25/2023 | 49660 | 7490359 | 05/25/2023
Rheem Sales Company, Inc. | Thermal Zone | TZ95MSX115D50C | Federally-Regulated Consumer Product | Non-Weatherized, Condensing Ga | 2041 | 285 |  | 05/25/2023 | 111488 | 8934628 | 05/25/2023
Rheem Sales Company, Inc. | Thermal Zone | TZ80DZ1V125D5NABAP | Federally-Regulated Consumer Product | Non-Weatherized, Non-Condensin | 2075 | 273 |  | 05/25/2023 | 124289 | 210728263 | 05/25/2023
Rheem Sales Company, Inc. | Thermal Zone | TZ80MSC075C40XA | Federally-Regulated Consumer Product | Non-Weatherized, Non-Condensin | 1634 | 254 |  | 05/25/2023 | 75736 | 203327212 | 05/25/2023
Rheem Sales Company, Inc. | Thermal Zone | TZ95M41V115D5S | Federally-Regulated Consumer Product | Non-Weatherized, Condensing Ga | 2137 | 231 |  | 05/25/2023 | 111605 | 208676733 | 05/25/2023
Rheem Sales Company, Inc. | Thermal Zone | RGEAZR048AJT10UNA | Federally-Regulated Consumer Product | Weatherized Non-Condensing Gas | 1832 | 280 |  | 05/25/2023 | 100370 | 208698841 | 05/25/2023
Rheem Sales Company, Inc. | Thermal Zone | TZ80DZ1V100C5NABAP | Federally-Regulated Consumer Product | Non-Weatherized, Non-Condensin | 2095 | 257 |  | 05/25/2023 | 100302 | 210728260 | 05/25/2023
Rheem Sales Company, Inc. | Thermal Zone | TZ80MDX150D50SA | Federally-Regulated Consumer Product | Non-Weatherized, Non-Condensin | 2092 | 274 |  | 05/25/2023 | 104565 | 204007901 | 05/25/2023
Rheem Sales Company, Inc. | Thermal Zone | RGEAZR042AJT101NA | Federally-Regulated Consumer Product | Weatherized Non-Condensing Gas | 1774 | 277 |  | 05/25/2023 | 100987 | 208698813 | 05/25/2023
Rheem Sales Company, Inc. | Thermal Zone | RGEAZR030AJT061NA | Federally-Regulated Consumer Product | Weatherized Non-Condensing Gas | 1342 | 258 |  | 05/25/2023 | 61240 | 208698806 | 05/25/2023
Rheem Sales Company, Inc. | Thermal Zone | TZ80DZ1V050A3NABAP | Federally-Regulated Consumer Product | Non-Weatherized, Non-Condensin | 2163 | 277 |  | 05/25/2023 | 51119 | 210728250 | 05/25/2023
Rheem Sales Company, Inc. | Thermal Zone | TZ95MSX070B30C | Federally-Regulated Consumer Product | Non-Weatherized, Condensing Ga | 1362 | 255 |  | 05/25/2023 | 69960 | 8934616 | 05/25/2023
Rheem Sales Company, Inc. | Thermal Zone | TZ80DSC075C50SA | Federally-Regulated Consumer Product | Non-Weatherized, Non-Condensin | 1892 | 265 |  | 05/25/2023 | 99827 | 203327219 | 05/25/2023
Rheem Sales Company, Inc. | Thermal Zone | TZ92M41T070C5S | Federally-Regulated Consumer Product | Non-Weatherized, Condensing Ga | 1983 | 282 |  | 05/25/2023 | 70360 | 208676709 | 05/25/2023
Rheem Sales Company, Inc. | Thermal Zone | TZ80MSX075B40SA | Federally-Regulated Consumer Product | Non-Weatherized, Non-Condensin | 1496 | 248 |  | 05/25/2023 | 75177 | 7490368 | 05/25/2023
Rheem Sales Company, Inc. | Thermal Zone | RGEAZR048AJT08UNA | Federally-Regulated Consumer Product | Weatherized Non-Condensing Gas | 2026 | 288 |  | 05/25/2023 | 80019 | 208698839 | 05/25/2023
Rheem Sales Company, Inc. | Thermal Zone | RGEAZR060AJT101NA | Federally-Regulated Consumer Product | Weatherized Non-Condensing Gas | 2131 | 293 |  | 05/25/2023 | 101980 | 208698818 | 05/25/2023
Rheem Sales Company, Inc. | Thermal Zone | RGEAZR024AJT06XNA | Federally-Regulated Consumer Product | Weatherized Non-Condensing Gas | 1270 | 255 |  | 05/25/2023 | 61123 | 208698822 | 05/25/2023
Rheem Sales Company, Inc. | Thermal Zone | TZ80DZ1V050A3SABAP | Federally-Regulated Consumer Product | Non-Weatherized, Non-Condensin | 1295 | 239 |  | 05/25/2023 | 51119 | 210728252 | 05/25/2023
Rheem Sales Company, Inc. | Thermal Zone | TZ80DZ2V050A3SABAP | Federally-Regulated Consumer Product | Non-Weatherized, Non-Condensin | 1250 | 237 |  | 05/25/2023 | 34844 | 211873427 | 05/25/2023
Rheem Sales Company, Inc. | Thermal Zone | TZ80DZ1V125D5SABAP | Federally-Regulated Consumer Product | Non-Weatherized, Non-Condensin | 2075 | 273 |  | 05/25/2023 | 124289 | 210728265 | 05/25/2023
Rheem Sales Company, Inc. | Thermal Zone | TZ80DZ2V050A3NABAP | Federally-Regulated Consumer Product | Non-Weatherized, Non-Condensin | 1250 | 237 |  | 05/25/2023 | 34844 | 211873426 | 05/25/2023
Rheem Sales Company, Inc. | Thermal Zone | TZ80UH1T050B4SANAS | Federally-Regulated Consumer Product | Non-Weatherized, Non-Condensin | 1517 | 249 |  | 05/25/2023 | 50545 | 211873420 | 05/25/2023
Rheem Sales Company, Inc. | Thermal Zone | TZ80MSX075B40XA | Federally-Regulated Consumer Product | Non-Weatherized, Non-Condensin | 1496 | 248 |  | 05/25/2023 | 75177 | 7490378 | 05/25/2023
Rheem Sales Company, Inc. | Thermal Zone | TZ80UH1V100C5UABAP | Federally-Regulated Consumer Product | Non-Weatherized, Non-Condensin | 1966 | 269 |  | 05/25/2023 | 97612 | 211873425 | 05/25/2023
Rheem Sales Company, Inc. | Thermal Zone | TZ80UH1V070B4UABAP | Federally-Regulated Consumer Product | Non-Weatherized, Non-Condensin | 1723 | 258 |  | 05/25/2023 | 70568 | 211873424 | 05/25/2023
Rheem Sales Company, Inc. | Thermal Zone | RGEAZS036ACV10TCA | Federally-Regulated Consumer Product | Weatherized Non-Condensing Gas | 1707 | 268 |  | 05/25/2023 | 75935 | 212406417 | 05/25/2023
Rheem Sales Company, Inc. | Thermal Zone | TZ95M41T100C5S | Federally-Regulated Consumer Product | Non-Weatherized, Condensing Ga | 2066 | 286 |  | 05/25/2023 | 98023 | 208676718 | 05/25/2023
Rheem Sales Company, Inc. | Thermal Zone | RGEAZR030AJT06UNA | Federally-Regulated Consumer Product | Weatherized Non-Condensing Gas | 1125 | 248 |  | 05/25/2023 | 60094 | 208698827 | 05/25/2023
Rheem Sales Company, Inc. | Thermal Zone | TZ80DDV100C50SB | Federally-Regulated Consumer Product | Non-Weatherized, Non-Condensin | 2291 | 283 |  | 05/25/2023 | 70210 | 8087221 | 05/25/2023
Rheem Sales Company, Inc. | Thermal Zone | TZ80UH1V050B4UABAP | Federally-Regulated Consumer Product | Non-Weatherized, Non-Condensin | 1376 | 243 |  | 05/25/2023 | 50203 | 211873423 | 05/25/2023
Rheem Sales Company, Inc. | Thermal Zone | TZ80DZ2V075C5NABAP | Federally-Regulated Consumer Product | Non-Weatherized, Non-Condensin | 2041 | 272 |  | 05/25/2023 | 52592 | 211873433 | 05/25/2023
Rheem Sales Company, Inc. | Thermal Zone | RGEAZR048AJT101NA | Federally-Regulated Consumer Product | Weatherized Non-Condensing Gas | 2001 | 287 |  | 05/25/2023 | 101705 | 208698816 | 05/25/2023
Rheem Sales Company, Inc. | Thermal Zone | TZ80DZ2V100C5SABAP | Federally-Regulated Consumer Product | Non-Weatherized, Non-Condensin | 2120 | 275 |  | 05/25/2023 | 69817 | 211873436 | 05/25/2023
Rheem Sales Company, Inc. | Thermal Zone | TZ96MDV060B30A | Federally-Regulated Consumer Product | Non-Weatherized, Condensing Ga | 1372 | 255 |  | 05/25/2023 | 37932 | 7502136 | 05/25/2023
Rheem Sales Company, Inc. | Thermal Zone | TZ80DZ1V075B4NABAP | Federally-Regulated Consumer Product | Non-Weatherized, Non-Condensin | 1680 | 255 |  | 05/25/2023 | 76001 | 210728254 | 05/25/2023
Rheem Sales Company, Inc. | Thermal Zone | TZ80DZ1V075C5SABAP | Federally-Regulated Consumer Product | Non-Weatherized, Non-Condensin | 2163 | 277 |  | 05/25/2023 | 75029 | 210728258 | 05/25/2023
Rheem Sales Company, Inc. | Thermal Zone | TZ96MDV040B30A | Federally-Regulated Consumer Product | Non-Weatherized, Condensing Ga | 1248 | 250 |  | 05/25/2023 | 29623 | 7502134 | 05/25/2023
Rheem Sales Company, Inc. | Thermal Zone | TZ80MSC125D50XA | Federally-Regulated Consumer Product | Non-Weatherized, Non-Condensin | 1991 | 270 |  | 05/25/2023 | 123598 | 203327216 | 05/25/2023
Rheem Sales Company, Inc. | Thermal Zone | TZ80MDX125D50SA | Federally-Regulated Consumer Product | Non-Weatherized, Non-Condensin | 1899 | 266 |  | 05/25/2023 | 87546 | 204007900 | 05/25/2023
Rheem Sales Company, Inc. | Thermal Zone | TZ80DDV075C40XB | Federally-Regulated Consumer Product | Non-Weatherized, Non-Condensin | 2017 | 271 |  | 05/25/2023 | 52471 | 8087216 | 05/25/2023
Rheem Sales Company, Inc. | Thermal Zone | TZ80MSX050A30SA | Federally-Regulated Consumer Product | Non-Weatherized, Non-Condensin | 1388 | 243 |  | 05/25/2023 | 49660 | 7490350 | 05/25/2023
Rheem Sales Company, Inc. | Thermal Zone | RGEAZR060AJT10UNA | Federally-Regulated Consumer Product | Weatherized Non-Condensing Gas | 1911 | 283 |  | 05/25/2023 | 99261 | 208698845 | 05/25/2023
Rheem Sales Company, Inc. | Thermal Zone | RGEAZS036AJV10TCA | Federally-Regulated Consumer Product | Weatherized Non-Condensing Gas | 1707 | 268 |  | 05/25/2023 | 75935 | 212406423 | 05/25/2023
Rheem Sales Company, Inc. | Thermal Zone | TZ80DZ2V100C5NABAP | Federally-Regulated Consumer Product | Non-Weatherized, Non-Condensin | 2120 | 275 |  | 05/25/2023 | 69817 | 211873435 | 05/25/2023
Rheem Sales Company, Inc. | Thermal Zone | RGEAZS036ACV08TCA | Federally-Regulated Consumer Product | Weatherized Non-Condensing Gas | 1662 | 272 |  | 05/25/2023 | 60830 | 212406415 | 05/25/2023
Rheem Sales Company, Inc. | Thermal Zone | TZ80DSC075C50XA | Federally-Regulated Consumer Product | Non-Weatherized, Non-Condensin | 1892 | 265 |  | 05/25/2023 | 99827 | 203327220 | 05/25/2023
Rheem Sales Company, Inc. | Thermal Zone | RGEAZS036AJV08TCA | Federally-Regulated Consumer Product | Weatherized Non-Condensing Gas | 1662 | 272 |  | 05/25/2023 | 60830 | 212406421 | 05/25/2023
Rheem Sales Company, Inc. | Thermal Zone | TZ92M41V040B3S | Federally-Regulated Consumer Product | Non-Weatherized, Condensing Ga | 1292 | 228 |  | 05/25/2023 | 42494 | 208676720 | 05/25/2023
Rheem Sales Company, Inc. | Thermal Zone | TZ80DSX075B30SC | Federally-Regulated Consumer Product | Non-Weatherized, Non-Condensin | 1253 | 237 |  | 05/25/2023 | 74903 | 205001029 | 05/25/2023
Rheem Sales Company, Inc. | Thermal Zone | TZ80DZ1V100C5SABAP | Federally-Regulated Consumer Product | Non-Weatherized, Non-Condensin | 2095 | 257 |  | 05/25/2023 | 100302 | 210728261 | 05/25/2023
Rheem Sales Company, Inc. | Thermal Zone | RGEAZR030AJT06XNA | Federally-Regulated Consumer Product | Weatherized Non-Condensing Gas | 1342 | 258 |  | 05/25/2023 | 61240 | 208698828 | 05/25/2023
Rheem Sales Company, Inc. | Thermal Zone | TZ80DZ1V075C5NABAP | Federally-Regulated Consumer Product | Non-Weatherized, Non-Condensin | 2163 | 277 |  | 05/25/2023 | 75029 | 210728257 | 05/25/2023
Rheem Sales Company, Inc. | Thermal Zone | TZ80MDV075C40SA | Federally-Regulated Consumer Product | Non-Weatherized, Non-Condensin | 1718 | 258 |  | 05/25/2023 | 52500 | 7979968 | 05/25/2023
Rheem Sales Company, Inc. | Thermal Zone | RGEAZR042AJT08UNA | Federally-Regulated Consumer Product | Weatherized Non-Condensing Gas | 1635 | 271 |  | 05/25/2023 | 80943 | 208698836 | 05/25/2023
Rheem Sales Company, Inc. | Thermal Zone | RGEAZR024AJT04UNA | Federally-Regulated Consumer Product | Weatherized Non-Condensing Gas | 1181 | 251 |  | 05/25/2023 | 40068 | 208698819 | 05/25/2023
Rheem Sales Company, Inc. | Thermal Zone | TZ95M41T070B3S | Federally-Regulated Consumer Product | Non-Weatherized, Condensing Ga | 1362 | 255 |  | 05/25/2023 | 69960 | 208676715 | 05/25/2023
Rheem Sales Company, Inc. | Thermal Zone | TZ80DSX125D50XB | Federally-Regulated Consumer Product | Non-Weatherized, Non-Condensin | 1835 | 263 |  | 05/25/2023 | 124289 | 8087186 | 05/25/2023
Rheem Sales Company, Inc. | Thermal Zone | TZ80DSC075B30XB | Federally-Regulated Consumer Product | Non-Weatherized, Non-Condensin | 1253 | 237 |  | 05/25/2023 | 74903 | 205001034 | 05/25/2023
Rheem Sales Company, Inc. | Thermal Zone | TZ80MSX100C50SA | Federally-Regulated Consumer Product | Non-Weatherized, Non-Condensin | 1812 | 262 |  | 05/25/2023 | 99863 | 7490389 | 05/25/2023
Rheem Sales Company, Inc. | Thermal Zone | TZ80MSX050B30UA | Federally-Regulated Consumer Product | Non-Weatherized, Non-Condensin | 1165 | 233 |  | 05/25/2023 | 49157 | 202132858 | 05/25/2023
Rheem Sales Company, Inc. | Thermal Zone | RGEAZR036AJT08XNA | Federally-Regulated Consumer Product | Weatherized Non-Condensing Gas | 1387 | 260 |  | 05/25/2023 | 80632 | 208698833 | 05/25/2023
Rheem Sales Company, Inc. | Thermal Zone | TZ80DZ2V075C5SABAP | Federally-Regulated Consumer Product | Non-Weatherized, Non-Condensin | 2041 | 272 |  | 05/25/2023 | 52592 | 211873434 | 05/25/2023
Rheem Sales Company, Inc. | Thermal Zone | TZ80MDX050A30SA | Federally-Regulated Consumer Product | Non-Weatherized, Non-Condensin | 1260 | 237 |  | 05/25/2023 | 35654 | 204007895 | 05/25/2023
Rheem Sales Company, Inc. | Thermal Zone | RGEA14048AJT08UAA | Federally-Regulated Consumer Product | Weatherized Non-Condensing Gas | 2026 | 288 |  | 05/25/2023 | 80019 | 205965601 | 05/25/2023
Rheem Sales Company, Inc. | Thermal Zone | TZ80MDV075C40XA | Federally-Regulated Consumer Product | Non-Weatherized, Non-Condensin | 1718 | 258 |  | 05/25/2023 | 52500 | 7979975 | 05/25/2023
Rheem Sales Company, Inc. | Thermal Zone | TZ80MDV075B30SA | Federally-Regulated Consumer Product | Non-Weatherized, Non-Condensin | 1458 | 246 |  | 05/25/2023 | 52564 | 7979952 | 05/25/2023
Rheem Sales Company, Inc. | Thermal Zone | TZ80MSX070B30UA | Federally-Regulated Consumer Product | Non-Weatherized, Non-Condensin | 1189 | 234 |  | 05/25/2023 | 70542 | 202132859 | 05/25/2023
Rheem Sales Company, Inc. | Thermal Zone | RGEAZR060AJT081NA | Federally-Regulated Consumer Product | Weatherized Non-Condensing Gas | 2041 | 289 |  | 05/25/2023 | 79422 | 208698817 | 05/25/2023
Rheem Sales Company, Inc. | Ruud | RGEAZR024AJT041NA | Federally-Regulated Consumer Product | Weatherized Non-Condensing Gas | 1205 | 252 |  | 05/25/2023 | 40798 | 208676389 | 05/25/2023
Rheem Sales Company, Inc. | Ruud | R802V0755A21UHS | Federally-Regulated Consumer Product | Non-Weatherized, Non-Condensin | 1718 | 258 |  | 05/25/2023 | 52500 | 208243269 | 05/25/2023
Rheem Sales Company, Inc. | Ruud | R951V0703A17M4 | Federally-Regulated Consumer Product | Non-Weatherized, Condensing Ga | 1166 | 246 |  | 05/25/2023 | 70001 | 208676321 | 05/25/2023
Rheem Sales Company, Inc. | Ruud | U96VA0402317MSA | Federally-Regulated Consumer Product | Non-Weatherized, Condensing Ga | 1248 | 250 |  | 05/25/2023 | 29623 | 7502132 | 05/25/2023
Rheem Sales Company, Inc. | Ruud | RGEAZR030AJT06XNA | Federally-Regulated Consumer Product | Weatherized Non-Condensing Gas | 1342 | 258 |  | 05/25/2023 | 61240 | 208676504 | 05/25/2023
Rheem Sales Company, Inc. | Ruud | RGEAZR024AJT081NA | Federally-Regulated Consumer Product | Weatherized Non-Condensing Gas | 1202 | 252 |  | 05/25/2023 | 79659 | 208676399 | 05/25/2023
Rheem Sales Company, Inc. | Ruud | RGEAZR036AJT06XNA | Federally-Regulated Consumer Product | Weatherized Non-Condensing Gas | 1259 | 254 |  | 05/25/2023 | 58986 | 208676519 | 05/25/2023
Rheem Sales Company, Inc. | Ruud | RGEAZR060AJT10XNA | Federally-Regulated Consumer Product | Weatherized Non-Condensing Gas | 2131 | 293 |  | 05/25/2023 | 101980 | 208676584 | 05/25/2023
Rheem Sales Company, Inc. | Ruud | RGEAZR024AJT06XNA | Federally-Regulated Consumer Product | Weatherized Non-Condensing Gas | 1270 | 255 |  | 05/25/2023 | 61123 | 208676479 | 05/25/2023
Rheem Sales Company, Inc. | Ruud | R802TA075317MXA | Federally-Regulated Consumer Product | Non-Weatherized, Non-Condensin | 1539 | 250 |  | 05/25/2023 | 52505 | 204099262 | 05/25/2023
Rheem Sales Company, Inc. | Ruud | RGEAZR048AJT10XNA | Federally-Regulated Consumer Product | Weatherized Non-Condensing Gas | 2001 | 287 |  | 05/25/2023 | 101705 | 208676569 | 05/25/2023
Rheem Sales Company, Inc. | Ruud | RGEAZS036ACV062CA | Federally-Regulated Consumer Product | Weatherized Non-Condensing Gas | 1702 | 248 |  | 05/25/2023 | 46772 | 211726893 | 05/25/2023
Rheem Sales Company, Inc. | Ruud | U96VA1002521MSA | Federally-Regulated Consumer Product | Non-Weatherized, Condensing Ga | 1858 | 277 |  | 05/25/2023 | 68679 | 6715449 | 05/25/2023
Rheem Sales Company, Inc. | Ruud | RGEAZR030AJT041NA | Federally-Regulated Consumer Product | Weatherized Non-Condensing Gas | 1342 | 258 |  | 05/25/2023 | 39842 | 208676404 | 05/25/2023
Rheem Sales Company, Inc. | Ruud | RGEA15048AJV08XAB | Federally-Regulated Consumer Product | Weatherized Non-Condensing Gas | 1720 | 275 |  | 05/25/2023 | 99897 | 203404590 | 05/25/2023
Rheem Sales Company, Inc. | Ruud | RGEAZR042AJT08XNA | Federally-Regulated Consumer Product | Weatherized Non-Condensing Gas | 1820 | 279 |  | 05/25/2023 | 81578 | 208676544 | 05/25/2023
Rheem Sales Company, Inc. | Ruud | RGEAZR036AJT10XNA | Federally-Regulated Consumer Product | Weatherized Non-Condensing Gas | 1380 | 260 |  | 05/25/2023 | 100130 | 208676534 | 05/25/2023
Rheem Sales Company, Inc. | Ruud | RGEA16036AJV102AB | Federally-Regulated Consumer Product | Weatherized Non-Condensing Gas | 1648 | 272 |  | 05/25/2023 | 76362 | 203404622 | 05/25/2023
Rheem Sales Company, Inc. | Ruud | R95TC0401317MSA | Federally-Regulated Consumer Product | Non-Weatherized, Condensing Ga | 1107 | 244 |  | 05/25/2023 | 41877 | 201711677 | 05/25/2023
Rheem Sales Company, Inc. | Ruud | R802V1005A21UHS | Federally-Regulated Consumer Product | Non-Weatherized, Non-Condensin | 1905 | 266 |  | 05/25/2023 | 70000 | 208243272 | 05/25/2023
Rheem Sales Company, Inc. | Ruud | R801TA100521ZXB | Federally-Regulated Consumer Product | Non-Weatherized, Non-Condensin | 1895 | 265 |  | 05/25/2023 | 100302 | 201710112 | 05/25/2023
Rheem Sales Company, Inc. | Ruud | R802TA125524MXA | Federally-Regulated Consumer Product | Non-Weatherized, Non-Condensin | 1899 | 266 |  | 05/25/2023 | 87546 | 204099277 | 05/25/2023
Rheem Sales Company, Inc. | Ruud | RGEAZS036AJV082CA | Federally-Regulated Consumer Product | Weatherized Non-Condensing Gas | 1662 | 272 |  | 05/25/2023 | 60830 | 211726913 | 05/25/2023
Rheem Sales Company, Inc. | Ruud | U97VA115M524KSA | Federally-Regulated Consumer Product | Non-Weatherized, Condensing Ga | 1959 | 281 |  | 05/25/2023 | 44459 | 9990395 | 05/25/2023
Rheem Sales Company, Inc. | Ruud | RGECZR036AJT10**A | Federally-Regulated Consumer Product | Weatherized Non-Condensing Gas | 1576 | 218 |  | 05/25/2023 | 100764 | 203473664 | 05/25/2023
Rheem Sales Company, Inc. | Ruud | R801T0503A17UHU | Federally-Regulated Consumer Product | Non-Weatherized, Non-Condensin | 1165 | 233 |  | 05/25/2023 | 49157 | 208430273 | 05/25/2023
Rheem Sales Company, Inc. | Ruud | RGEAZR060AJT08XNA | Federally-Regulated Consumer Product | Weatherized Non-Condensing Gas | 2041 | 289 |  | 05/25/2023 | 79422 | 208676574 | 05/25/2023
Rheem Sales Company, Inc. | Ruud | U802VA075317MSA | Federally-Regulated Consumer Product | Non-Weatherized, Non-Condensin | 1458 | 246 |  | 05/25/2023 | 52564 | 7979949 | 05/25/2023
Rheem Sales Company, Inc. | Ruud | U802VA075421ZXB | Federally-Regulated Consumer Product | Non-Weatherized, Non-Condensin | 2017 | 271 |  | 05/25/2023 | 52471 | 8087214 | 05/25/2023
Rheem Sales Company, Inc. | Ruud | R801TA070417MUA | Federally-Regulated Consumer Product | Non-Weatherized, Non-Condensin | 1823 | 262 |  | 05/25/2023 | 70109 | 204501684 | 05/25/2023
Rheem Sales Company, Inc. | Ruud | R802TA100417MXA | Federally-Regulated Consumer Product | Non-Weatherized, Non-Condensin | 1730 | 258 |  | 05/25/2023 | 70020 | 204099270 | 05/25/2023
Rheem Sales Company, Inc. | Ruud | RGEAZR036AJT101NA | Federally-Regulated Consumer Product | Weatherized Non-Condensing Gas | 1380 | 260 |  | 05/25/2023 | 100130 | 208676429 | 05/25/2023
Rheem Sales Company, Inc. | Ruud | R801TA075521ZXB | Federally-Regulated Consumer Product | Non-Weatherized, Non-Condensin | 1883 | 265 |  | 05/25/2023 | 75029 | 201710108 | 05/25/2023
Rheem Sales Company, Inc. | Ruud | RGEAZR030AJT04UNA | Federally-Regulated Consumer Product | Weatherized Non-Condensing Gas | 1189 | 251 |  | 05/25/2023 | 39887 | 208676489 | 05/25/2023
Rheem Sales Company, Inc. | Ruud | RGEA16036AJV06TAB | Federally-Regulated Consumer Product | Weatherized Non-Condensing Gas | 1358 | 259 |  | 05/25/2023 | 46205 | 203404616 | 05/25/2023
Rheem Sales Company, Inc. | Ruud | RGEAZS036ACV06TCA | Federally-Regulated Consumer Product | Weatherized Non-Condensing Gas | 1702 | 248 |  | 05/25/2023 | 46772 | 211729578 | 05/25/2023
Rheem Sales Company, Inc. | Ruud | RGEAZS036ACV08TCA | Federally-Regulated Consumer Product | Weatherized Non-Condensing Gas | 1662 | 272 |  | 05/25/2023 | 60830 | 211729582 | 05/25/2023
Rheem Sales Company, Inc. | Ruud | R801TB100521MUA | Federally-Regulated Consumer Product | Non-Weatherized, Non-Condensin | 2096 | 274 |  | 05/25/2023 | 100583 | 204501687 | 05/25/2023
Rheem Sales Company, Inc. | Ruud | RGEAZR042AJT081NA | Federally-Regulated Consumer Product | Weatherized Non-Condensing Gas | 1820 | 279 |  | 05/25/2023 | 81578 | 208676434 | 05/25/2023
Rheem Sales Company, Inc. | Ruud | U98VB100M521USA | Federally-Regulated Consumer Product | Non-Weatherized, Condensing Ga | 2084 | 287 |  | 05/25/2023 | 39023 | 10524994 | 05/25/2023
Rheem Sales Company, Inc. | Ruud | RGEAZR048AJT101NA | Federally-Regulated Consumer Product | Weatherized Non-Condensing Gas | 2001 | 287 |  | 05/25/2023 | 101705 | 208676449 | 05/25/2023
Rheem Sales Company, Inc. | Ruud | R802TA050314MXA | Federally-Regulated Consumer Product | Non-Weatherized, Non-Condensin | 1260 | 237 |  | 05/25/2023 | 35654 | 204099259 | 05/25/2023
Rheem Sales Company, Inc. | Ruud | RGEAZR036AJT08UNA | Federally-Regulated Consumer Product | Weatherized Non-Condensing Gas | 1382 | 260 |  | 05/25/2023 | 80891 | 208676524 | 05/25/2023
Rheem Sales Company, Inc. | Ruud | R802TA100521MXA | Federally-Regulated Consumer Product | Non-Weatherized, Non-Condensin | 1952 | 268 |  | 05/25/2023 | 70078 | 204099273 | 05/25/2023
Rheem Sales Company, Inc. | Ruud | U802VA075421MXA | Federally-Regulated Consumer Product | Non-Weatherized, Non-Condensin | 1718 | 258 |  | 05/25/2023 | 52500 | 7979973 | 05/25/2023
Rheem Sales Company, Inc. | Ruud | R801TA075421MXA | Federally-Regulated Consumer Product | Non-Weatherized, Non-Condensin | 1634 | 254 |  | 05/25/2023 | 75736 | 201710104 | 05/25/2023
Rheem Sales Company, Inc. | Ruud | RGEA16024AJV062AB | Federally-Regulated Consumer Product | Weatherized Non-Condensing Gas | 1358 | 259 |  | 05/25/2023 | 46205 | 203404610 | 05/25/2023
Rheem Sales Company, Inc. | Ruud | R95TC0601317MSA | Federally-Regulated Consumer Product | Non-Weatherized, Condensing Ga | 1156 | 246 |  | 05/25/2023 | 55624 | 201711679 | 05/25/2023
Rheem Sales Company, Inc. | Ruud | RGEAZR024AJT04XNA | Federally-Regulated Consumer Product | Weatherized Non-Condensing Gas | 1205 | 252 |  | 05/25/2023 | 40798 | 208676469 | 05/25/2023
Rheem Sales Company, Inc. | Ruud | U97VA100M521KSA | Federally-Regulated Consumer Product | Non-Weatherized, Condensing Ga | 1990 | 282 |  | 05/25/2023 | 39222 | 9989448 | 05/25/2023
Rheem Sales Company, Inc. | Ruud | U802VA125524ZSB | Federally-Regulated Consumer Product | Non-Weatherized, Non-Condensin | 2322 | 284 |  | 05/25/2023 | 87684 | 8087229 | 05/25/2023
Rheem Sales Company, Inc. | Ruud | RGEA15030AJV081AB | Federally-Regulated Consumer Product | Weatherized Non-Condensing Gas | 1402 | 261 |  | 05/25/2023 | 80658 | 203404534 | 05/25/2023
Rheem Sales Company, Inc. | Ruud | R95TC1001521MSA | Federally-Regulated Consumer Product | Non-Weatherized, Condensing Ga | 2066 | 286 |  | 05/25/2023 | 98023 | 201711685 | 05/25/2023
Rheem Sales Company, Inc. | Ruud | U802VA125524MSA | Federally-Regulated Consumer Product | Non-Weatherized, Non-Condensin | 2073 | 273 |  | 05/25/2023 | 87500 | 7979990 | 05/25/2023
Rheem Sales Company, Inc. | Ruud | R801TA100521ZSB | Federally-Regulated Consumer Product | Non-Weatherized, Non-Condensin | 1895 | 265 |  | 05/25/2023 | 100302 | 201710110 | 05/25/2023
Rheem Sales Company, Inc. | Ruud | U802VA075421ZSB | Federally-Regulated Consumer Product | Non-Weatherized, Non-Condensin | 2017 | 271 |  | 05/25/2023 | 52471 | 8087209 | 05/25/2023
Rheem Sales Company, Inc. | Ruud | R802TA075417MSA | Federally-Regulated Consumer Product | Non-Weatherized, Non-Condensin | 1884 | 265 |  | 05/25/2023 | 52545 | 204007872 | 05/25/2023
Rheem Sales Company, Inc. | Ruud | RGEA15060AJV10XAB | Federally-Regulated Consumer Product | Weatherized Non-Condensing Gas | 2166 | 294 |  | 05/25/2023 | 100081 | 203404606 | 05/25/2023
Rheem Sales Company, Inc. | Ruud | RGEAZR024AJT061NA | Federally-Regulated Consumer Product | Weatherized Non-Condensing Gas | 1270 | 255 |  | 05/25/2023 | 61123 | 208676394 | 05/25/2023
Rheem Sales Company, Inc. | Ruud | U97VA085M521KSA | Federally-Regulated Consumer Product | Non-Weatherized, Condensing Ga | 2138 | 289 |  | 05/25/2023 | 33549 | 9989447 | 05/25/2023
Rheem Sales Company, Inc. | Ruud | R801TA125524ZSB | Federally-Regulated Consumer Product | Non-Weatherized, Non-Condensin | 1835 | 263 |  | 05/25/2023 | 124289 | 201710114 | 05/25/2023
Rheem Sales Company, Inc. | Ruud | R801TA100521MXA | Federally-Regulated Consumer Product | Non-Weatherized, Non-Condensin | 1812 | 262 |  | 05/25/2023 | 99863 | 201707690 | 05/25/2023
Rheem Sales Company, Inc. | Ruud | R802TA125524MSA | Federally-Regulated Consumer Product | Non-Weatherized, Non-Condensin | 1899 | 266 |  | 05/25/2023 | 87546 | 204007881 | 05/25/2023
Rheem Sales Company, Inc. | Ruud | RGEAZR048AJT10UNA | Federally-Regulated Consumer Product | Weatherized Non-Condensing Gas | 1832 | 280 |  | 05/25/2023 | 100370 | 208676564 | 05/25/2023
Rheem Sales Company, Inc. | Ruud | U97VA060M317KSA | Federally-Regulated Consumer Product | Non-Weatherized, Condensing Ga | 1327 | 253 |  | 05/25/2023 | 22218 | 9990392 | 05/25/2023
Rheem Sales Company, Inc. | Ruud | RGEAZR048AJT08UNA | Federally-Regulated Consumer Product | Weatherized Non-Condensing Gas | 2026 | 288 |  | 05/25/2023 | 80020 | 208676554 | 05/25/2023
Rheem Sales Company, Inc. | Ruud | R801TA100521MSA | Federally-Regulated Consumer Product | Non-Weatherized, Non-Condensin | 1812 | 262 |  | 05/25/2023 | 99863 | 201707688 | 05/25/2023
Rheem Sales Company, Inc. | Ruud | R921T1005A21M4 | Federally-Regulated Consumer Product | Non-Weatherized, Condensing Ga | 2066 | 286 |  | 05/25/2023 | 98023 | 208663452 | 05/25/2023
Rheem Sales Company, Inc. | Ruud | U802VA100521ZXB | Federally-Regulated Consumer Product | Non-Weatherized, Non-Condensin | 2291 | 283 |  | 05/25/2023 | 70210 | 8087224 | 05/25/2023
Rheem Sales Company, Inc. | Ruud | R921T0403A17M4 | Federally-Regulated Consumer Product | Non-Weatherized, Condensing Ga | 1107 | 244 |  | 05/25/2023 | 41877 | 208663447 | 05/25/2023
Rheem Sales Company, Inc. | Ruud | R801T0504A17UHU | Federally-Regulated Consumer Product | Non-Weatherized, Non-Condensin | 1502 | 248 |  | 05/25/2023 | 50342 | 208430274 | 05/25/2023
Rheem Sales Company, Inc. | Ruud | RGEAZR030AJT06UNA | Federally-Regulated Consumer Product | Weatherized Non-Condensing Gas | 1125 | 248 |  | 05/25/2023 | 60094 | 208676499 | 05/25/2023
Rheem Sales Company, Inc. | Ruud | R801TA075417MSA | Federally-Regulated Consumer Product | Non-Weatherized, Non-Condensin | 1496 | 248 |  | 05/25/2023 | 75177 | 201707684 | 05/25/2023
Rheem Sales Company, Inc. | Ruud | U98VB115M524USA | Federally-Regulated Consumer Product | Non-Weatherized, Condensing Ga | 1971 | 282 |  | 05/25/2023 | 44499 | 10524995 | 05/25/2023
Rheem Sales Company, Inc. | Ruud | U802VA075317ZSB | Federally-Regulated Consumer Product | Non-Weatherized, Non-Condensin | 1324 | 240 |  | 05/25/2023 | 52495 | 8087197 | 05/25/2023
Rheem Sales Company, Inc. | Ruud | U96VA0602317MSA | Federally-Regulated Consumer Product | Non-Weatherized, Condensing Ga | 1372 | 255 |  | 05/25/2023 | 37932 | 6715443 | 05/25/2023
Rheem Sales Company, Inc. | Ruud | U98VB060M317USA | Federally-Regulated Consumer Product | Non-Weatherized, Condensing Ga | 1110 | 244 |  | 05/25/2023 | 22600 | 10524991 | 05/25/2023
Rheem Sales Company, Inc. | Ruud | RGEAZR030AJT04XNA | Federally-Regulated Consumer Product | Weatherized Non-Condensing Gas | 1342 | 258 |  | 05/25/2023 | 39842 | 208676494 | 05/25/2023
Rheem Sales Company, Inc. | Ruud | R951T0703A17M4 | Federally-Regulated Consumer Product | Non-Weatherized, Condensing Ga | 1362 | 255 |  | 05/25/2023 | 69960 | 208663417 | 05/25/2023
Rheem Sales Company, Inc. | Ruud | R802V1004A17UHN | Federally-Regulated Consumer Product | Non-Weatherized, Non-Condensin | 1730 | 258 |  | 05/25/2023 | 70020 | 208243280 | 05/25/2023
Rheem Sales Company, Inc. | Ruud | R921T0603A17M4 | Federally-Regulated Consumer Product | Non-Weatherized, Condensing Ga | 1156 | 246 |  | 05/25/2023 | 55624 | 208663448 | 05/25/2023
Rheem Sales Company, Inc. | Ruud | RGEA15048AJV101AB | Federally-Regulated Consumer Product | Weatherized Non-Condensing Gas | 1720 | 275 |  | 05/25/2023 | 99897 | 203404594 | 05/25/2023
Rheem Sales Company, Inc. | Ruud | R801TA075421MSA | Federally-Regulated Consumer Product | Non-Weatherized, Non-Condensin | 1634 | 254 |  | 05/25/2023 | 75736 | 201710102 | 05/25/2023
Rheem Sales Company, Inc. | Ruud | R951V0603A17M4 | Federally-Regulated Consumer Product | Non-Weatherized, Condensing Ga | 1356 | 249 |  | 05/25/2023 | 56054 | 208676320 | 05/25/2023
Rheem Sales Company, Inc. | Ruud | R802V1255A24DZSCAP | Federally-Regulated Consumer Product | Non-Weatherized, Non-Condensin | 2179 | 278 |  | 05/25/2023 | 86625 | 211774737 | 05/25/2023
Rheem Sales Company, Inc. | Ruud | R962V0855A21M4S | Federally-Regulated Consumer Product | Non-Weatherized, Condensing Ga | 1947 | 281 |  | 05/25/2023 | 58053 | 208243291 | 05/25/2023
Rheem Sales Company, Inc. | Ruud | RGEAZS036ACV10TCA | Federally-Regulated Consumer Product | Weatherized Non-Condensing Gas | 1707 | 268 |  | 05/25/2023 | 75935 | 211729586 | 05/25/2023
Rheem Sales Company, Inc. | Ruud | R801CA125524ZSA | Federally-Regulated Consumer Product | Non-Weatherized, Non-Condensin | 1835 | 263 |  | 05/25/2023 | 124289 | 203327181 | 05/25/2023
Rheem Sales Company, Inc. | Ruud | RGEAZR060AJT101NA | Federally-Regulated Consumer Product | Weatherized Non-Condensing Gas | 2131 | 293 |  | 05/25/2023 | 101980 | 208676459 | 05/25/2023
Rheem Sales Company, Inc. | Fujitsu | FF50143TS80M | Federally-Regulated Consumer Product | Non-Weatherized, Non-Condensin | 1388 | 243 |  | 05/25/2023 | 49660 | 10357486 | 05/25/2023
Rheem Sales Company, Inc. | Fujitsu | FF70173LM98U | Federally-Regulated Consumer Product | Non-Weatherized, Condensing Ga | 1162 | 246 |  | 05/25/2023 | 28246 | 202070558 | 05/25/2023
Rheem Sales Company, Inc. | Fujitsu | RGEAZR024AJT081NA | Federally-Regulated Consumer Product | Weatherized Non-Condensing Gas | 1202 | 252 |  | 05/25/2023 | 79659 | 208698987 | 05/25/2023
Rheem Sales Company, Inc. | Fujitsu | FF75214LT80D | Federally-Regulated Consumer Product | Non-Weatherized, Non-Condensin | 2017 | 271 |  | 05/25/2023 | 52471 | 10515088 | 05/25/2023
Rheem Sales Company, Inc. | Fujitsu | FF50143TT80X | Federally-Regulated Consumer Product | Non-Weatherized, Non-Condensin | 1260 | 237 |  | 05/25/2023 | 35654 | 204100499 | 05/25/2023
Rheem Sales Company, Inc. | Fujitsu | FF80SV405017UHSCAAP | Federally-Regulated Consumer Product | Non-Weatherized, Non-Condensin | 1682 | 256 |  | 05/25/2023 | 50501 | 211873306 | 05/25/2023
Rheem Sales Company, Inc. | Fujitsu | RGEA14036AJT08UAA | Federally-Regulated Consumer Product | Weatherized Non-Condensing Gas | 1382 | 260 |  | 05/25/2023 | 80891 | 205965580 | 05/25/2023
Rheem Sales Company, Inc. | Fujitsu | FF95SV507021M4S | Federally-Regulated Consumer Product | Non-Weatherized, Condensing Ga | 1835 | 248 |  | 05/25/2023 | 69808 | 208676631 | 05/25/2023
Rheem Sales Company, Inc. | Fujitsu | FF75214TS80X | Federally-Regulated Consumer Product | Non-Weatherized, Non-Condensin | 1634 | 254 |  | 05/25/2023 | 75736 | 10515119 | 05/25/2023
Rheem Sales Company, Inc. | Fujitsu | FF100215TS80X | Federally-Regulated Consumer Product | Non-Weatherized, Non-Condensin | 1812 | 262 |  | 05/25/2023 | 99863 | 10515031 | 05/25/2023
Rheem Sales Company, Inc. | Fujitsu | FF125245TT80X | Federally-Regulated Consumer Product | Non-Weatherized, Non-Condensin | 1899 | 266 |  | 05/25/2023 | 87546 | 204100504 | 05/25/2023
Rheem Sales Company, Inc. | Fujitsu | RGEAZR030AJT041NA | Federally-Regulated Consumer Product | Weatherized Non-Condensing Gas | 1342 | 258 |  | 05/25/2023 | 39842 | 208698988 | 05/25/2023
Rheem Sales Company, Inc. | Fujitsu | FF92ST306017M4S | Federally-Regulated Consumer Product | Non-Weatherized, Condensing Ga | 1156 | 246 |  | 05/25/2023 | 55624 | 208676608 | 05/25/2023
Rheem Sales Company, Inc. | Fujitsu | FF70174TS80Z | Federally-Regulated Consumer Product | Non-Weatherized, Non-Condensin | 1823 | 262 |  | 05/25/2023 | 70109 | 204515050 | 05/25/2023
Rheem Sales Company, Inc. | Fujitsu | RGEAZS036AJV06TCA | Federally-Regulated Consumer Product | Weatherized Non-Condensing Gas | 1702 | 248 |  | 05/25/2023 | 46772 | 212406431 | 05/25/2023
Rheem Sales Company, Inc. | Fujitsu | FF75174TT80X | Federally-Regulated Consumer Product | Non-Weatherized, Non-Condensin | 1884 | 265 |  | 05/25/2023 | 52545 | 204100501 | 05/25/2023
Rheem Sales Company, Inc. | Fujitsu | RGEA16024AJV062AB | Federally-Regulated Consumer Product | Weatherized Non-Condensing Gas | 1358 | 259 |  | 05/25/2023 | 46205 | 205785653 | 05/25/2023
Rheem Sales Company, Inc. | Fujitsu | FF80SV512524UHS | Federally-Regulated Consumer Product | Non-Weatherized, Non-Condensin | 2076 | 258 |  | 05/25/2023 | 124802 | 208676639 | 05/25/2023
Rheem Sales Company, Inc. | Fujitsu | FF75214TS80M | Federally-Regulated Consumer Product | Non-Weatherized, Non-Condensin | 1634 | 254 |  | 05/25/2023 | 75736 | 10515118 | 05/25/2023
Rheem Sales Company, Inc. | Fujitsu | FF80SV510021UHS | Federally-Regulated Consumer Product | Non-Weatherized, Non-Condensin | 2027 | 188 |  | 05/25/2023 | 100725 | 208676638 | 05/25/2023
Rheem Sales Company, Inc. | Fujitsu | FF60173LM98U | Federally-Regulated Consumer Product | Non-Weatherized, Condensing Ga | 1110 | 244 |  | 05/25/2023 | 22600 | 202070550 | 05/25/2023
Rheem Sales Company, Inc. | Fujitsu | FF70215TT96M | Federally-Regulated Consumer Product | Non-Weatherized, Condensing Ga | 1854 | 277 |  | 05/25/2023 | 49250 | 203261712 | 05/25/2023
Rheem Sales Company, Inc. | Fujitsu | RGECZR048AJT07**C | Federally-Regulated Consumer Product | Weatherized Non-Condensing Gas | 1873 | 167 |  | 05/25/2023 | 52596 | 210279559 | 05/25/2023
Rheem Sales Company, Inc. | Fujitsu | RGEAZR024AJT041NA | Federally-Regulated Consumer Product | Weatherized Non-Condensing Gas | 1205 | 252 |  | 05/25/2023 | 40798 | 208698985 | 05/25/2023
Rheem Sales Company, Inc. | Fujitsu | FF100215LM98U | Federally-Regulated Consumer Product | Non-Weatherized, Condensing Ga | 2084 | 287 |  | 05/25/2023 | 39023 | 202070562 | 05/25/2023
Rheem Sales Company, Inc. | Fujitsu | FF95SV508521M4S | Federally-Regulated Consumer Product | Non-Weatherized, Condensing Ga | 1851 | 246 |  | 05/25/2023 | 84247 | 208676632 | 05/25/2023
Rheem Sales Company, Inc. | Fujitsu | RGEA15048AJV10XAB | Federally-Regulated Consumer Product | Weatherized Non-Condensing Gas | 1720 | 275 |  | 05/25/2023 | 99897 | 204117065 | 05/25/2023
Rheem Sales Company, Inc. | Fujitsu | FF80TV515024UHSCA*P | Federally-Regulated Consumer Product | Non-Weatherized, Non-Condensin | 2092 | 274 |  | 05/25/2023 | 104565 | 208430105 | 05/25/2023
Rheem Sales Company, Inc. | Fujitsu | FF115245LM97K | Federally-Regulated Consumer Product | Non-Weatherized, Condensing Ga | 1959 | 281 |  | 05/25/2023 | 44459 | 202070458 | 05/25/2023
Rheem Sales Company, Inc. | Fujitsu | FF100174TT80X | Federally-Regulated Consumer Product | Non-Weatherized, Non-Condensin | 1730 | 258 |  | 05/25/2023 | 70020 | 204100502 | 05/25/2023
Rheem Sales Company, Inc. | Fujitsu | FF95ST306017M4S | Federally-Regulated Consumer Product | Non-Weatherized, Condensing Ga | 1156 | 246 |  | 05/25/2023 | 55624 | 208676615 | 05/25/2023
Rheem Sales Company, Inc. | Fujitsu | FF92SV511524M4S | Federally-Regulated Consumer Product | Non-Weatherized, Condensing Ga | 2137 | 231 |  | 05/25/2023 | 111605 | 208676627 | 05/25/2023
Rheem Sales Company, Inc. | Fujitsu | RGEAZR060AJT10XNA | Federally-Regulated Consumer Product | Weatherized Non-Condensing Gas | 2131 | 293 |  | 05/25/2023 | 101980 | 208699024 | 05/25/2023
Rheem Sales Company, Inc. | Fujitsu | FF100215LM97K | Federally-Regulated Consumer Product | Non-Weatherized, Condensing Ga | 1990 | 282 |  | 05/25/2023 | 39222 | 202070442 | 05/25/2023
Rheem Sales Company, Inc. | Fujitsu | FF80TV512524DZSCAAP | Federally-Regulated Consumer Product | Non-Weatherized, Non-Condensin | 2179 | 278 |  | 05/25/2023 | 86625 | 211873321 | 05/25/2023
Rheem Sales Company, Inc. | Fujitsu | FF80SV510021UHNCAAP | Federally-Regulated Consumer Product | Non-Weatherized, Non-Condensin | 2027 | 188 |  | 05/25/2023 | 100725 | 210802786 | 05/25/2023
Rheem Sales Company, Inc. | Fujitsu | FF80ST510021UHUNA | Federally-Regulated Consumer Product | Non-Weatherized, Non-Condensin | 2096 | 274 |  | 05/25/2023 | 100583 | 208486672 | 05/25/2023
Rheem Sales Company, Inc. | Fujitsu | FF85215TS95M | Federally-Regulated Consumer Product | Non-Weatherized, Condensing Ga | 1929 | 280 |  | 05/25/2023 | 84515 | 10260152 | 05/25/2023
Rheem Sales Company, Inc. | Fujitsu | FF80ST410021UHUNA | Federally-Regulated Consumer Product | Non-Weatherized, Non-Condensin | 1861 | 264 |  | 05/25/2023 | 98348 | 208486671 | 05/25/2023
Rheem Sales Company, Inc. | Fujitsu | FF95SV307017M4S | Federally-Regulated Consumer Product | Non-Weatherized, Condensing Ga | 1166 | 246 |  | 05/25/2023 | 70001 | 208676630 | 05/25/2023
Rheem Sales Company, Inc. | Fujitsu | RGEAZR024AJT04XNA | Federally-Regulated Consumer Product | Weatherized Non-Condensing Gas | 1205 | 252 |  | 05/25/2023 | 40798 | 208699001 | 05/25/2023
Rheem Sales Company, Inc. | Fujitsu | RGEA16024AJV06TAB | Federally-Regulated Consumer Product | Weatherized Non-Condensing Gas | 1358 | 259 |  | 05/25/2023 | 46205 | 205785654 | 05/25/2023
Rheem Sales Company, Inc. | Fujitsu | FF80SV512524UHNCAAP | Federally-Regulated Consumer Product | Non-Weatherized, Non-Condensin | 2076 | 258 |  | 05/25/2023 | 124802 | 210802788 | 05/25/2023
Rheem Sales Company, Inc. | Fujitsu | FF125245CS80Y | Federally-Regulated Consumer Product | Non-Weatherized, Non-Condensin | 1835 | 263 |  | 05/25/2023 | 124289 | 203327206 | 05/25/2023
Rheem Sales Company, Inc. | Fujitsu | RGEAZR036AJT081NA | Federally-Regulated Consumer Product | Weatherized Non-Condensing Gas | 1387 | 260 |  | 05/25/2023 | 80632 | 208698992 | 05/25/2023
Rheem Sales Company, Inc. | Fujitsu | FF80TV510021UHSCA*P | Federally-Regulated Consumer Product | Non-Weatherized, Non-Condensin | 1905 | 266 |  | 05/25/2023 | 70000 | 208430090 | 05/25/2023
Rheem Sales Company, Inc. | Fujitsu | FF100215LT80M | Federally-Regulated Consumer Product | Non-Weatherized, Non-Condensin | 1905 | 266 |  | 05/25/2023 | 70000 | 10515038 | 05/25/2023
Rheem Sales Company, Inc. | Fujitsu | RGEAZR048AJT08XNA | Federally-Regulated Consumer Product | Weatherized Non-Condensing Gas | 1847 | 280 |  | 05/25/2023 | 80515 | 208699019 | 05/25/2023
Rheem Sales Company, Inc. | Fujitsu | FF115245LM98U | Federally-Regulated Consumer Product | Non-Weatherized, Condensing Ga | 1971 | 282 |  | 05/25/2023 | 44499 | 202070567 | 05/25/2023
Rheem Sales Company, Inc. | Fujitsu | FF75173LT80D | Federally-Regulated Consumer Product | Non-Weatherized, Non-Condensin | 1324 | 240 |  | 05/25/2023 | 52495 | 10515042 | 05/25/2023
Rheem Sales Company, Inc. | Fujitsu | FF100215LT80X | Federally-Regulated Consumer Product | Non-Weatherized, Non-Condensin | 1905 | 266 |  | 05/25/2023 | 70000 | 10515039 | 05/25/2023
Rheem Sales Company, Inc. | Fujitsu | RGEAZR060AJT08XNA | Federally-Regulated Consumer Product | Weatherized Non-Condensing Gas | 2041 | 289 |  | 05/25/2023 | 79422 | 208699022 | 05/25/2023
Rheem Sales Company, Inc. | Fujitsu | RGEAZS036ACV082CA | Federally-Regulated Consumer Product | Weatherized Non-Condensing Gas | 1662 | 272 |  | 05/25/2023 | 60830 | 212406426 | 05/25/2023
Rheem Sales Company, Inc. | Fujitsu | RGEAZR036AJT08UNA | Federally-Regulated Consumer Product | Weatherized Non-Condensing Gas | 1382 | 260 |  | 05/25/2023 | 80891 | 208699012 | 05/25/2023
Rheem Sales Company, Inc. | Fujitsu | RGEA15060AJV101AB | Federally-Regulated Consumer Product | Weatherized Non-Condensing Gas | 2166 | 294 |  | 05/25/2023 | 100081 | 204117066 | 05/25/2023
Rheem Sales Company, Inc. | Fujitsu | FF80SV407517UHS | Federally-Regulated Consumer Product | Non-Weatherized, Non-Condensin | 1830 | 223 |  | 05/25/2023 | 75693 | 208676636 | 05/25/2023
Rheem Sales Company, Inc. | Fujitsu | FF95SV306017M4S | Federally-Regulated Consumer Product | Non-Weatherized, Condensing Ga | 1356 | 249 |  | 05/25/2023 | 56054 | 208676629 | 05/25/2023
Rheem Sales Company, Inc. | Fujitsu | FF60173TS95M | Federally-Regulated Consumer Product | Non-Weatherized, Condensing Ga | 1156 | 246 |  | 05/25/2023 | 55624 | 10260150 | 05/25/2023
Rheem Sales Company, Inc. | Fujitsu | FF75215TS80Y | Federally-Regulated Consumer Product | Non-Weatherized, Non-Condensin | 1883 | 265 |  | 05/25/2023 | 75029 | 10515121 | 05/25/2023
Rheem Sales Company, Inc. | Fujitsu | FF75215TS80D | Federally-Regulated Consumer Product | Non-Weatherized, Non-Condensin | 1883 | 265 |  | 05/25/2023 | 75029 | 10515120 | 05/25/2023
Rheem Sales Company, Inc. | Fujitsu | FF100215LT80Y | Federally-Regulated Consumer Product | Non-Weatherized, Non-Condensin | 2291 | 283 |  | 05/25/2023 | 70210 | 10515091 | 05/25/2023
Rheem Sales Company, Inc. | Fujitsu | FF50174TS80Z | Federally-Regulated Consumer Product | Non-Weatherized, Non-Condensin | 1502 | 248 |  | 05/25/2023 | 50342 | 204515049 | 05/25/2023
Rheem Sales Company, Inc. | Fujitsu | RGEAZR036AJT061NA | Federally-Regulated Consumer Product | Weatherized Non-Condensing Gas | 1259 | 254 |  | 05/25/2023 | 58986 | 208698991 | 05/25/2023
Rheem Sales Company, Inc. | Fujitsu | FF92ST508521M4S | Federally-Regulated Consumer Product | Non-Weatherized, Condensing Ga | 1929 | 280 |  | 05/25/2023 | 84515 | 208676611 | 05/25/2023
Rheem Sales Company, Inc. | Fujitsu | RGEA16036AJV082AB | Federally-Regulated Consumer Product | Weatherized Non-Condensing Gas | 1648 | 272 |  | 05/25/2023 | 76362 | 205785657 | 05/25/2023
Rheem Sales Company, Inc. | Fujitsu | FF100215TT80M | Federally-Regulated Consumer Product | Non-Weatherized, Non-Condensin | 1952 | 268 |  | 05/25/2023 | 70078 | 204007906 | 05/25/2023
Rheem Sales Company, Inc. | Fujitsu | RGEA14048AJT10UAA | Federally-Regulated Consumer Product | Weatherized Non-Condensing Gas | 1832 | 280 |  | 05/25/2023 | 100370 | 205965582 | 05/25/2023
Rheem Sales Company, Inc. | Fujitsu | RGEAZR036AJT06UNA | Federally-Regulated Consumer Product | Weatherized Non-Condensing Gas | 1434 | 262 |  | 05/25/2023 | 60723 | 208699010 | 05/25/2023
Rheem Sales Company, Inc. | Fujitsu | FF96TV510021M4SCA*P | Federally-Regulated Consumer Product | Non-Weatherized, Condensing Ga | 1858 | 277 |  | 05/25/2023 | 68679 | 208430103 | 05/25/2023
Rheem Sales Company, Inc. | Fujitsu | FF80TV507521UHNCA*P | Federally-Regulated Consumer Product | Non-Weatherized, Non-Condensin | 1718 | 258 |  | 05/25/2023 | 52500 | 208430094 | 05/25/2023
Rheem Sales Company, Inc. | Fujitsu | FF80TV407517DZSCAAP | Federally-Regulated Consumer Product | Non-Weatherized, Non-Condensin | 1628 | 254 |  | 05/25/2023 | 52707 | 211873315 | 05/25/2023
Rheem Sales Company, Inc. | Fujitsu | FF80TV515024UHSCAAP | Federally-Regulated Consumer Product | Non-Weatherized, Non-Condensin | 2092 | 274 |  | 05/25/2023 | 104565 | 210727900 | 05/25/2023
Rheem Sales Company, Inc. | Fujitsu | FF100215CS80D | Federally-Regulated Consumer Product | Non-Weatherized, Non-Condensin | 1895 | 265 |  | 05/25/2023 | 100302 | 203327203 | 05/25/2023
Rheem Sales Company, Inc. | Fujitsu | RGEA15048AJV101AB | Federally-Regulated Consumer Product | Weatherized Non-Condensing Gas | 1720 | 275 |  | 05/25/2023 | 99897 | 204117064 | 05/25/2023
Rheem Sales Company, Inc. | Fujitsu | FF80SV407517UHNCAAP | Federally-Regulated Consumer Product | Non-Weatherized, Non-Condensin | 1830 | 223 |  | 05/25/2023 | 75693 | 210802783 | 05/25/2023
Rheem Sales Company, Inc. | Fujitsu | RGEAZS036ACV06TCA | Federally-Regulated Consumer Product | Weatherized Non-Condensing Gas | 1702 | 248 |  | 05/25/2023 | 46772 | 212406425 | 05/25/2023
Rheem Sales Company, Inc. | Fujitsu | FF150245TT80X | Federally-Regulated Consumer Product | Non-Weatherized, Non-Condensin | 2092 | 274 |  | 05/25/2023 | 104565 | 204100505 | 05/25/2023
Rheem Sales Company, Inc. | Fujitsu | FF125245LT80D | Federally-Regulated Consumer Product | Non-Weatherized, Non-Condensin | 2322 | 284 |  | 05/25/2023 | 87684 | 10515092 | 05/25/2023
Rheem Sales Company, Inc. | Fujitsu | FF80TV512524UHNCA*P | Federally-Regulated Consumer Product | Non-Weatherized, Non-Condensin | 2073 | 273 |  | 05/25/2023 | 87500 | 208430097 | 05/25/2023
Rheem Sales Company, Inc. | Fujitsu | FF50173LT80M | Federally-Regulated Consumer Product | Non-Weatherized, Non-Condensin | 1318 | 240 |  | 05/25/2023 | 35484 | 10357484 | 05/25/2023
Rheem Sales Company, Inc. | Fujitsu | RGEAZR036AJT06XNA | Federally-Regulated Consumer Product | Weatherized Non-Condensing Gas | 1259 | 254 |  | 05/25/2023 | 58986 | 208699011 | 05/25/2023
Rheem Sales Company, Inc. | Fujitsu | RGEAZS036AJV082CA | Federally-Regulated Consumer Product | Weatherized Non-Condensing Gas | 1662 | 272 |  | 05/25/2023 | 60830 | 212406432 | 05/25/2023
Rheem Sales Company, Inc. | Fujitsu | RGEAZR030AJT04XNA | Federally-Regulated Consumer Product | Weatherized Non-Condensing Gas | 1342 | 258 |  | 05/25/2023 | 39842 | 208699006 | 05/25/2023
Rheem Sales Company, Inc. | Fujitsu | FF70173LT96M | Federally-Regulated Consumer Product | Non-Weatherized, Condensing Ga | 1290 | 252 |  | 05/25/2023 | 48940 | 10515135 | 05/25/2023
Rheem Sales Company, Inc. | Fujitsu | RGEA15030AJV081AB | Federally-Regulated Consumer Product | Weatherized Non-Condensing Gas | 1402 | 261 |  | 05/25/2023 | 80658 | 204117050 | 05/25/2023
Rheem Sales Company, Inc. | Fujitsu | RGEA14048AJT101AB | Federally-Regulated Consumer Product | Weatherized Non-Condensing Gas | 1809 | 279 |  | 05/25/2023 | 99189 | 204117040 | 05/25/2023
Rheem Sales Company, Inc. | Fujitsu | RGEAZR042AJT08XNA | Federally-Regulated Consumer Product | Weatherized Non-Condensing Gas | 1820 | 279 |  | 05/25/2023 | 81578 | 208699016 | 05/25/2023
Rheem Sales Company, Inc. | Fujitsu | FF75173TT80X | Federally-Regulated Consumer Product | Non-Weatherized, Non-Condensin | 1539 | 250 |  | 05/25/2023 | 52505 | 204100500 | 05/25/2023
Rheem Sales Company, Inc. | Fujitsu | RGEAZR042AJT081NA | Federally-Regulated Consumer Product | Weatherized Non-Condensing Gas | 1820 | 279 |  | 05/25/2023 | 81578 | 208698994 | 05/25/2023
Rheem Sales Company, Inc. | Fujitsu | FF80TV510021UHSCAAP | Federally-Regulated Consumer Product | Non-Weatherized, Non-Condensin | 1905 | 266 |  | 05/25/2023 | 70000 | 210727898 | 05/25/2023
Rheem Sales Company, Inc. | Fujitsu | FF125245LT80M | Federally-Regulated Consumer Product | Non-Weatherized, Non-Condensin | 2073 | 273 |  | 05/25/2023 | 87500 | 10515040 | 05/25/2023
Allied Air | ALLIED | 96G2UH030BE08-* | Federally-Regulated Consumer Product | Non-Weatherized, Condensing Ga | 910 | 235 |  | 05/25/2023 | 19570 | 209240190 | 05/25/2023
Carrier Corp. - Indianapolis | Arcoaire | N95ESN1202422A* | Federally-Regulated Consumer Product | Mobile Home Non-Weatherized, C | 2161 | 290 |  | 05/25/2023 | 119834 | 203360641 | 05/25/2023
Carrier Corp. - Indianapolis | Arcoaire | N95ESN0401712A* | Federally-Regulated Consumer Product | Mobile Home Non-Weatherized, C | 998 | 239 |  | 05/25/2023 | 40139 | 203360636 | 05/25/2023
Carrier Corp. - Indianapolis | Arcoaire | F96VTN0401712A*D | Federally-Regulated Consumer Product | Non-Weatherized, Condensing Ga | 1075 | 242 |  | 05/25/2023 | 25768 | 203359179 | 05/25/2023
Carrier Corp. - Indianapolis | Arcoaire | F96CTN1002122A*D | Federally-Regulated Consumer Product | Non-Weatherized, Condensing Ga | 2251 | 294 |  | 05/25/2023 | 64767 | 203359321 | 05/25/2023
Carrier Corp. - Indianapolis | Arcoaire | N95ESN1202422A*D | Federally-Regulated Consumer Product | Non-Weatherized, Condensing Ga | 2161 | 290 |  | 05/25/2023 | 119834 | 203360332 | 05/25/2023
Carrier Corp. - Indianapolis | Arcoaire | F96CTN0802120A | Federally-Regulated Consumer Product | Non-Weatherized, Condensing Ga | 2095 | 287 |  | 05/25/2023 | 52507 | 203359315 | 05/25/2023
Carrier Corp. - Indianapolis | Arcoaire | N95ESN1402422A | Federally-Regulated Consumer Product | Non-Weatherized, Condensing Ga | 2328 | 297 |  | 05/25/2023 | 139741 | 203360320 | 05/25/2023
Carrier Corp. - Indianapolis | Arcoaire | N95ESN1002120A | Federally-Regulated Consumer Product | Non-Weatherized, Condensing Ga | 2102 | 287 |  | 05/25/2023 | 99999 | 203360316 | 05/25/2023
Carrier Corp. - Indianapolis | Arcoaire | F96CTN1002122A | Federally-Regulated Consumer Product | Non-Weatherized, Condensing Ga | 2251 | 294 |  | 05/25/2023 | 64767 | 203359316 | 05/25/2023
Carrier Corp. - Indianapolis | Arcoaire | F96CTN0601714A | Federally-Regulated Consumer Product | Non-Weatherized, Condensing Ga | 1364 | 255 |  | 05/25/2023 | 38749 | 203359313 | 05/25/2023
Carrier Corp. - Indianapolis | Arcoaire | F96VTN0801716A | Federally-Regulated Consumer Product | Non-Weatherized, Condensing Ga | 1686 | 269 |  | 05/25/2023 | 51540 | 203359175 | 05/25/2023
Carrier Corp. - Indianapolis | Arcoaire | F96VTN0401712A | Federally-Regulated Consumer Product | Non-Weatherized, Condensing Ga | 1075 | 242 |  | 05/25/2023 | 25768 | 203359173 | 05/25/2023
Carrier Corp. - Indianapolis | Arcoaire | F96VTN0802120A*D | Federally-Regulated Consumer Product | Non-Weatherized, Condensing Ga | 2043 | 285 |  | 05/25/2023 | 52228 | 203359182 | 05/25/2023
Carrier Corp. - Indianapolis | Arcoaire | PGD424040K**2G* | Federally-Regulated Consumer Product | Weatherized Non-Condensing Gas | 1361 | 257 |  | 05/25/2023 | 45745 | 206908732 | 05/25/2023
Carrier Corp. - Indianapolis | Arcoaire | F96CTN0801714A*D | Federally-Regulated Consumer Product | Non-Weatherized, Condensing Ga | 1364 | 255 |  | 05/25/2023 | 52072 | 203359319 | 05/25/2023
Carrier Corp. - Indianapolis | Arcoaire | F96CTN0802120A*D | Federally-Regulated Consumer Product | Non-Weatherized, Condensing Ga | 2095 | 287 |  | 05/25/2023 | 52507 | 203359320 | 05/25/2023
Carrier Corp. - Indianapolis | Arcoaire | F80CTL0701412A | Federally-Regulated Consumer Product | Non-Weatherized, Non-Condensin | 1477 | 247 |  | 05/25/2023 | 42967 | 203358859 | 05/25/2023
Carrier Corp. - Indianapolis | Arcoaire | N95ESN0802120A* | Federally-Regulated Consumer Product | Mobile Home Non-Weatherized, C | 1837 | 276 |  | 05/25/2023 | 79777 | 203360639 | 05/25/2023
Carrier Corp. - Indianapolis | Arcoaire | F96VTN0601714A | Federally-Regulated Consumer Product | Non-Weatherized, Condensing Ga | 1459 | 259 |  | 05/25/2023 | 39051 | 203359174 | 05/25/2023
Carrier Corp. - Indianapolis | Arcoaire | N95ESN1002120A* | Federally-Regulated Consumer Product | Mobile Home Non-Weatherized, C | 2102 | 287 |  | 05/25/2023 | 99999 | 203360640 | 05/25/2023
Carrier Corp. - Indianapolis | Arcoaire | F96CTN0601714A*D | Federally-Regulated Consumer Product | Non-Weatherized, Condensing Ga | 1364 | 255 |  | 05/25/2023 | 38749 | 203359318 | 05/25/2023
Carrier Corp. - Indianapolis | Arcoaire | F96VTN1002120A*D | Federally-Regulated Consumer Product | Non-Weatherized, Condensing Ga | 2106 | 288 |  | 05/25/2023 | 65205 | 203359183 | 05/25/2023
Carrier Corp. - Indianapolis | Arcoaire | F80VTL0701716A | Federally-Regulated Consumer Product | Non-Weatherized, Non-Condensin | 1813 | 262 |  | 05/25/2023 | 43434 | 207207170 | 05/25/2023
Carrier Corp. - Indianapolis | Arcoaire | N80VSL1102422A* | Federally-Regulated Consumer Product | Non-Weatherized, Non-Condensin | 2478 | 290 |  | 05/25/2023 | 110020 | 204278393 | 05/25/2023
Carrier Corp. - Indianapolis | Arcoaire | N95ESN0261410A*D | Federally-Regulated Consumer Product | Non-Weatherized, Condensing Ga | 890 | 234 |  | 05/25/2023 | 26050 | 203360322 | 05/25/2023
Carrier Corp. - Indianapolis | Arcoaire | F96CTN0801714A | Federally-Regulated Consumer Product | Non-Weatherized, Condensing Ga | 1364 | 255 |  | 05/25/2023 | 52072 | 203359314 | 05/25/2023
Carrier Corp. - Indianapolis | Arcoaire | N95ESN0261410A | Federally-Regulated Consumer Product | Non-Weatherized, Condensing Ga | 890 | 234 |  | 05/25/2023 | 26050 | 203360306 | 05/25/2023
Carrier Corp. - Indianapolis | Arcoaire | N80VSL0902420A | Federally-Regulated Consumer Product | Non-Weatherized, Non-Condensin | 2057 | 271 |  | 05/25/2023 | 88097 | 204278326 | 05/25/2023
Carrier Corp. - Indianapolis | Arcoaire | F96VTN0801716A*D | Federally-Regulated Consumer Product | Non-Weatherized, Condensing Ga | 1686 | 269 |  | 05/25/2023 | 51540 | 203359181 | 05/25/2023
Carrier Corp. - Indianapolis | Arcoaire | N80MSL0701716A | Federally-Regulated Consumer Product | Non-Weatherized, Non-Condensin | 1776 | 260 |  | 05/25/2023 | 65952 | 211780370 | 05/25/2023
Carrier Corp. - Indianapolis | Arcoaire | F80CTL0701716A* | Federally-Regulated Consumer Product | Non-Weatherized, Non-Condensin | 1458 | 246 |  | 05/25/2023 | 43592 | 203359059 | 05/25/2023
Carrier Corp. - Indianapolis | Arcoaire | F96VTN0601714A*D | Federally-Regulated Consumer Product | Non-Weatherized, Condensing Ga | 1459 | 259 |  | 05/25/2023 | 39051 | 203359180 | 05/25/2023
Carrier Corp. - Indianapolis | Arcoaire | N80VSL1102422A | Federally-Regulated Consumer Product | Non-Weatherized, Non-Condensin | 2478 | 290 |  | 05/25/2023 | 110020 | 204278327 | 05/25/2023
Carrier Corp. - Indianapolis | Arcoaire | F96VTN1202422A*D | Federally-Regulated Consumer Product | Non-Weatherized, Condensing Ga | 2316 | 297 |  | 05/25/2023 | 77900 | 203359184 | 05/25/2023
Carrier Corp. - Indianapolis | Arcoaire | N95ESN0601714A**D | Federally-Regulated Consumer Product | Mobile Home Non-Weatherized, C | 1346 | 254 |  | 05/25/2023 | 60102 | 203360643 | 05/25/2023
Carrier Corp. - Indianapolis | Arcoaire | N80MSL0701716A* | Federally-Regulated Consumer Product | Non-Weatherized, Non-Condensin | 1776 | 260 |  | 05/25/2023 | 65952 | 211780386 | 05/25/2023
Carrier Corp. - Indianapolis | Arcoaire | N92ESN0401410A* | Federally-Regulated Consumer Product | Mobile Home Non-Weatherized, C | 981 | 238 |  | 05/25/2023 | 40102 | 203359647 | 05/25/2023
Carrier Corp. - Indianapolis | Arcoaire | F95CSU1002122A | Federally-Regulated Consumer Product | Non-Weatherized, Condensing Ga | 2271 | 273 |  | 05/25/2023 | 99648 | 206349947 | 05/25/2023
Carrier Corp. - Indianapolis | Arcoaire | PDD448115K**1K* | Federally-Regulated Consumer Product | Weatherized Non-Condensing Gas | 2156 | 293 |  | 05/25/2023 | 115206 | 210589533 | 05/25/2023
Carrier Corp. - Indianapolis | Bryant | 801SB36045M14* | Federally-Regulated Consumer Product | Non-Weatherized, Non-Condensin | 1161 | 233 |  | 05/25/2023 | 44099 | 211780506 | 05/25/2023
Carrier Corp. - Indianapolis | Bryant | 916SA48080M17* | Federally-Regulated Consumer Product | Mobile Home Non-Weatherized, C | 1671 | 269 |  | 05/25/2023 | 79335 | 211780726 | 05/25/2023
Carrier Corp. - Indianapolis | Bryant | 912SE60080M21* | Federally-Regulated Consumer Product | Mobile Home Non-Weatherized, C | 2018 | 284 |  | 05/25/2023 | 81104 | 211778836 | 05/25/2023
Carrier Corp. - Indianapolis | Bryant | 801SB42090M17* | Federally-Regulated Consumer Product | Non-Weatherized, Non-Condensin | 1592 | 252 |  | 05/25/2023 | 88547 | 211780511 | 05/25/2023
Carrier Corp. - Indianapolis | Bryant | 800SB42045M17 | Federally-Regulated Consumer Product | Non-Weatherized, Non-Condensin | 1343 | 241 |  | 05/25/2023 | 43896 | 211780468 | 05/25/2023
Carrier Corp. - Indianapolis | Bryant | 916SA60100M21* | Federally-Regulated Consumer Product | Mobile Home Non-Weatherized, C | 2215 | 292 |  | 05/25/2023 | 99728 | 211779132 | 05/25/2023
Carrier Corp. - Indianapolis | Bryant | 800SB42090M17 | Federally-Regulated Consumer Product | Non-Weatherized, Non-Condensin | 1592 | 252 |  | 05/25/2023 | 88547 | 211780472 | 05/25/2023
Carrier Corp. - Indianapolis | Bryant | 677CNWK60130A* | Federally-Regulated Consumer Product | Weatherized Non-Condensing Gas | 2038 | 289 |  | 05/25/2023 | 126976 | 212038580 | 05/25/2023
Carrier Corp. - Indianapolis | Bryant | 810SB36070M14 | Federally-Regulated Consumer Product | Non-Weatherized, Non-Condensin | 1170 | 233 |  | 05/25/2023 | 65912 | 211780527 | 05/25/2023
Carrier Corp. - Indianapolis | Bryant | 800SB60110M21 | Federally-Regulated Consumer Product | Non-Weatherized, Non-Condensin | 2444 | 290 |  | 05/25/2023 | 110371 | 211780476 | 05/25/2023
Carrier Corp. - Indianapolis | Bryant | 811SB42090M17* | Federally-Regulated Consumer Product | Non-Weatherized, Non-Condensin | 1592 | 252 |  | 05/25/2023 | 88547 | 211780567 | 05/25/2023
Carrier Corp. - Indianapolis | Bryant | 935SB60100M21 | Federally-Regulated Consumer Product | Non-Weatherized, Condensing Ga | 2049 | 285 |  | 05/25/2023 | 100109 | 211781235 | 05/25/2023
Carrier Corp. - Indianapolis | Bryant | 912SE60080M21 | Federally-Regulated Consumer Product | Non-Weatherized, Condensing Ga | 2018 | 284 |  | 05/25/2023 | 81104 | 211778835 | 05/25/2023
Carrier Corp. - Indianapolis | Bryant | 916SA48060M17 | Federally-Regulated Consumer Product | Non-Weatherized, Condensing Ga | 1611 | 266 |  | 05/25/2023 | 59946 | 211779121 | 05/25/2023
Carrier Corp. - Indianapolis | Bryant | 811SB48070M21* | Federally-Regulated Consumer Product | Non-Weatherized, Non-Condensin | 1949 | 268 |  | 05/25/2023 | 66143 | 211780566 | 05/25/2023
Carrier Corp. - Indianapolis | Bryant | 811SB42045M17 | Federally-Regulated Consumer Product | Non-Weatherized, Non-Condensin | 1343 | 241 |  | 05/25/2023 | 43896 | 211780546 | 05/25/2023
Carrier Corp. - Indianapolis | Bryant | 810SB42045M17 | Federally-Regulated Consumer Product | Non-Weatherized, Non-Condensin | 1343 | 241 |  | 05/25/2023 | 43896 | 211780526 | 05/25/2023
Carrier Corp. - Indianapolis | Bryant | 801SB60155M24* | Federally-Regulated Consumer Product | Non-Weatherized, Non-Condensin | 2004 | 270 |  | 05/25/2023 | 153757 | 211780138 | 05/25/2023
Carrier Corp. - Indianapolis | Bryant | 935SB36040M17 | Federally-Regulated Consumer Product | Non-Weatherized, Condensing Ga | 1244 | 250 |  | 05/25/2023 | 40132 | 211781232 | 05/25/2023
Carrier Corp. - Indianapolis | Bryant | 800SB60090M24 | Federally-Regulated Consumer Product | Non-Weatherized, Non-Condensin | 2131 | 276 |  | 05/25/2023 | 87422 | 211780475 | 05/25/2023
Carrier Corp. - Indianapolis | Bryant | 915SB42060E17 | Federally-Regulated Consumer Product | Non-Weatherized, Condensing Ga | 1346 | 254 |  | 05/25/2023 | 60102 | 203360215 | 05/25/2023
Carrier Corp. - Indianapolis | Bryant | 916SA36040M17* | Federally-Regulated Consumer Product | Mobile Home Non-Weatherized, C | 1097 | 243 |  | 05/25/2023 | 40216 | 211779114 | 05/25/2023
Carrier Corp. - Indianapolis | Bryant | 915SB66140E24*D | Federally-Regulated Consumer Product | Non-Weatherized, Condensing Ga | 2328 | 297 |  | 05/25/2023 | 139741 | 203360242 | 05/25/2023
Carrier Corp. - Indianapolis | Bryant | 801SB42045M17* | Federally-Regulated Consumer Product | Non-Weatherized, Non-Condensin | 1343 | 241 |  | 05/25/2023 | 43896 | 211780507 | 05/25/2023
Carrier Corp. - Indianapolis | Bryant | 810SB48090M21 | Federally-Regulated Consumer Product | Non-Weatherized, Non-Condensin | 1569 | 251 |  | 05/25/2023 | 87754 | 211780531 | 05/25/2023
Carrier Corp. - Indianapolis | Bryant | 811SB42045M17* | Federally-Regulated Consumer Product | Non-Weatherized, Non-Condensin | 1343 | 241 |  | 05/25/2023 | 43896 | 211780563 | 05/25/2023
Carrier Corp. - Indianapolis | Bryant | 800SB36045M14 | Federally-Regulated Consumer Product | Non-Weatherized, Non-Condensin | 1161 | 233 |  | 05/25/2023 | 44099 | 211780467 | 05/25/2023
Carrier Corp. - Indianapolis | Bryant | 811SB60090M21 | Federally-Regulated Consumer Product | Non-Weatherized, Non-Condensin | 2438 | 289 |  | 05/25/2023 | 88368 | 211780552 | 05/25/2023
Carrier Corp. - Indianapolis | Bryant | 810SB60135M24 | Federally-Regulated Consumer Product | Non-Weatherized, Non-Condensin | 1907 | 266 |  | 05/25/2023 | 131914 | 211780535 | 05/25/2023
Carrier Corp. - Indianapolis | Bryant | 801SB36045M14 | Federally-Regulated Consumer Product | Non-Weatherized, Non-Condensin | 1161 | 233 |  | 05/25/2023 | 44099 | 211780488 | 05/25/2023
Carrier Corp. - Indianapolis | Bryant | 677CNWK60115A* | Federally-Regulated Consumer Product | Weatherized Non-Condensing Gas | 2156 | 294 |  | 05/25/2023 | 115163 | 212038579 | 05/25/2023
Carrier Corp. - Indianapolis | Bryant | 912SE60100M21* | Federally-Regulated Consumer Product | Mobile Home Non-Weatherized, C | 1931 | 280 |  | 05/25/2023 | 100411 | 211778838 | 05/25/2023
Carrier Corp. - Indianapolis | Bryant | 912SE60120M24 | Federally-Regulated Consumer Product | Non-Weatherized, Condensing Ga | 1871 | 277 |  | 05/25/2023 | 120577 | 211778839 | 05/25/2023
Carrier Corp. - Indianapolis | Bryant | 810SB60090M21 | Federally-Regulated Consumer Product | Non-Weatherized, Non-Condensin | 2438 | 289 |  | 05/25/2023 | 88368 | 211780532 | 05/25/2023
Carrier Corp. - Indianapolis | Bryant | 810SB36045M14 | Federally-Regulated Consumer Product | Non-Weatherized, Non-Condensin | 1161 | 233 |  | 05/25/2023 | 44099 | 211780525 | 05/25/2023
Carrier Corp. - Indianapolis | Bryant | 935SB60080M21 | Federally-Regulated Consumer Product | Non-Weatherized, Condensing Ga | 2132 | 289 |  | 05/25/2023 | 80309 | 211781234 | 05/25/2023
Carrier Corp. - Indianapolis | Bryant | 800SB48090M21 | Federally-Regulated Consumer Product | Non-Weatherized, Non-Condensin | 1569 | 251 |  | 05/25/2023 | 87754 | 211780473 | 05/25/2023
Carrier Corp. - Indianapolis | Bryant | 916SA60080M21**D | Federally-Regulated Consumer Product | Mobile Home Non-Weatherized, C | 2169 | 290 |  | 05/25/2023 | 79638 | 211779129 | 05/25/2023
Carrier Corp. - Indianapolis | Bryant | 811SB48070M21 | Federally-Regulated Consumer Product | Non-Weatherized, Non-Condensin | 1949 | 268 |  | 05/25/2023 | 66143 | 211780549 | 05/25/2023
Carrier Corp. - Indianapolis | Bryant | 801SA36070E17* | Federally-Regulated Consumer Product | Non-Weatherized, Non-Condensin | 1051 | 228 |  | 05/25/2023 | 65904 | 203360137 | 05/25/2023
Carrier Corp. - Indianapolis | Bryant | 811SB60110M21* | Federally-Regulated Consumer Product | Non-Weatherized, Non-Condensin | 2444 | 290 |  | 05/25/2023 | 110371 | 211780570 | 05/25/2023
Carrier Corp. - Indianapolis | Bryant | 912SE60100M21 | Federally-Regulated Consumer Product | Non-Weatherized, Condensing Ga | 1931 | 280 |  | 05/25/2023 | 100411 | 211778837 | 05/25/2023
Carrier Corp. - Indianapolis | Bryant | 677CNWK60115N* | Federally-Regulated Consumer Product | Weatherized Non-Condensing Gas | 2156 | 294 |  | 05/25/2023 | 115163 | 212038583 | 05/25/2023
Carrier Corp. - Indianapolis | Bryant | 916SA36060M14 | Federally-Regulated Consumer Product | Non-Weatherized, Condensing Ga | 1218 | 249 |  | 05/25/2023 | 60319 | 211779117 | 05/25/2023
Carrier Corp. - Indianapolis | Bryant | 915SB48080E17 | Federally-Regulated Consumer Product | Non-Weatherized, Condensing Ga | 1771 | 273 |  | 05/25/2023 | 80331 | 203360217 | 05/25/2023
Carrier Corp. - Indianapolis | Bryant | 801SA60135E24 | Federally-Regulated Consumer Product | Non-Weatherized, Non-Condensin | 1887 | 265 |  | 05/25/2023 | 131482 | 203359952 | 05/25/2023
Carrier Corp. - Indianapolis | Bryant | 916SA36040M17*D | Federally-Regulated Consumer Product | Non-Weatherized, Condensing Ga | 1097 | 243 |  | 05/25/2023 | 40216 | 211779116 | 05/25/2023
Carrier Corp. - Indianapolis | Bryant | 811SB36070M17 | Federally-Regulated Consumer Product | Non-Weatherized, Non-Condensin | 1209 | 235 |  | 05/25/2023 | 65992 | 211780548 | 05/25/2023
Carrier Corp. - Indianapolis | Bryant | 915SB36060E14**D | Federally-Regulated Consumer Product | Mobile Home Non-Weatherized, C | 1176 | 247 |  | 05/25/2023 | 59961 | 203924695 | 05/25/2023
Carrier Corp. - Indianapolis | Bryant | 810SB60110M24 | Federally-Regulated Consumer Product | Non-Weatherized, Non-Condensin | 2053 | 272 |  | 05/25/2023 | 110206 | 211780534 | 05/25/2023
Carrier Corp. - Indianapolis | Bryant | 801SB60110M24* | Federally-Regulated Consumer Product | Non-Weatherized, Non-Condensin | 2053 | 272 |  | 05/25/2023 | 110206 | 211780136 | 05/25/2023
Carrier Corp. - Indianapolis | Bryant | 801SB48070M21* | Federally-Regulated Consumer Product | Non-Weatherized, Non-Condensin | 1949 | 268 |  | 05/25/2023 | 66143 | 211780510 | 05/25/2023
Carrier Corp. - Indianapolis | Bryant | 912SE48080M17* | Federally-Regulated Consumer Product | Mobile Home Non-Weatherized, C | 1845 | 276 |  | 05/25/2023 | 80520 | 211778834 | 05/25/2023
Carrier Corp. - Indianapolis | Bryant | 916SA66100M21*D | Federally-Regulated Consumer Product | Non-Weatherized, Condensing Ga | 2283 | 295 |  | 05/25/2023 | 100454 | 211779138 | 05/25/2023
Carrier Corp. - Indianapolis | Bryant | 800SB48070M21 | Federally-Regulated Consumer Product | Non-Weatherized, Non-Condensin | 1949 | 268 |  | 05/25/2023 | 66143 | 211780471 | 05/25/2023
Carrier Corp. - Indianapolis | Bryant | 912SE36040M14* | Federally-Regulated Consumer Product | Mobile Home Non-Weatherized, C | 1089 | 243 |  | 05/25/2023 | 39846 | 211778826 | 05/25/2023
Carrier Corp. - Indianapolis | Bryant | 811SB42090M17 | Federally-Regulated Consumer Product | Non-Weatherized, Non-Condensin | 1592 | 252 |  | 05/25/2023 | 88547 | 211780550 | 05/25/2023
Carrier Corp. - Indianapolis | Bryant | 801SA36045E17* | Federally-Regulated Consumer Product | Non-Weatherized, Non-Condensin | 1206 | 235 |  | 05/25/2023 | 44058 | 203360135 | 05/25/2023
Carrier Corp. - Indianapolis | Bryant | 811SB36045M14 | Federally-Regulated Consumer Product | Non-Weatherized, Non-Condensin | 1161 | 233 |  | 05/25/2023 | 44099 | 211780572 | 05/25/2023
Carrier Corp. - Indianapolis | Bryant | 916SA66120M24*D | Federally-Regulated Consumer Product | Non-Weatherized, Condensing Ga | 2308 | 297 |  | 05/25/2023 | 119661 | 211779142 | 05/25/2023
Carrier Corp. - Indianapolis | Bryant | 912SE42060M17* | Federally-Regulated Consumer Product | Mobile Home Non-Weatherized, C | 1381 | 256 |  | 05/25/2023 | 60143 | 211778832 | 05/25/2023
Carrier Corp. - Indianapolis | Bryant | 801SB42090M17 | Federally-Regulated Consumer Product | Non-Weatherized, Non-Condensin | 1592 | 252 |  | 05/25/2023 | 88547 | 211780493 | 05/25/2023
Carrier Corp. - Indianapolis | Bryant | 987MB60080C21 | Federally-Regulated Consumer Product | Non-Weatherized, Condensing Ga | 2026 | 284 |  | 05/25/2023 | 31724 | 204032260 | 05/25/2023
Carrier Corp. - Indianapolis | Bryant | 935SB48060M17 | Federally-Regulated Consumer Product | Non-Weatherized, Condensing Ga | 1794 | 274 |  | 05/25/2023 | 60012 | 211781233 | 05/25/2023
Carrier Corp. - Indianapolis | Bryant | 820SA36045V14 | Federally-Regulated Consumer Product | Non-Weatherized, Non-Condensin | 1422 | 244 |  | 05/25/2023 | 43953 | 205822067 | 05/25/2023
Carrier Corp. - Indianapolis | Bryant | 821SA36045V14 | Federally-Regulated Consumer Product | Non-Weatherized, Non-Condensin | 1422 | 244 |  | 05/25/2023 | 43953 | 205822068 | 05/25/2023
Carrier Corp. - Indianapolis | Bryant | 577CNWE36060A* | Federally-Regulated Consumer Product | Weatherized Non-Condensing Gas | 1508 | 265 |  | 05/25/2023 | 60188 | 204037177 | 05/25/2023
Carrier Corp. - Indianapolis | Bryant | 987MB42060C17*D | Federally-Regulated Consumer Product | Non-Weatherized, Condensing Ga | 1392 | 256 |  | 05/25/2023 | 23828 | 204032257 | 05/25/2023
Carrier Corp. - Indianapolis | Bryant | 926SA36060V14 | Federally-Regulated Consumer Product | Non-Weatherized, Condensing Ga | 1224 | 248 |  | 05/25/2023 | 59736 | 205822133 | 05/25/2023
Carrier Corp. - Indianapolis | Bryant | 800SB48070M17 | Federally-Regulated Consumer Product | Non-Weatherized, Non-Condensin | 1776 | 260 |  | 05/25/2023 | 65952 | 211780348 | 05/25/2023
Carrier Corp. - Indianapolis | Bryant | 801SB60090M21* | Federally-Regulated Consumer Product | Non-Weatherized, Non-Condensin | 2438 | 289 |  | 05/25/2023 | 88368 | 211780513 | 05/25/2023
Carrier Corp. - Indianapolis | Bryant | 830SB48060M17 | Federally-Regulated Consumer Product | Non-Weatherized, Non-Condensin | 1955 | 268 |  | 05/25/2023 | 60649 | 211781366 | 05/25/2023
Carrier Corp. - Indianapolis | Bryant | 830SB60100M21 | Federally-Regulated Consumer Product | Non-Weatherized, Non-Condensin | 2444 | 290 |  | 05/25/2023 | 99795 | 211781254 | 05/25/2023
Carrier Corp. - Indianapolis | Bryant | 801SB48090M21* | Federally-Regulated Consumer Product | Non-Weatherized, Non-Condensin | 1569 | 251 |  | 05/25/2023 | 87754 | 211780512 | 05/25/2023
Carrier Corp. - Indianapolis | Bryant | 811SB60090M21* | Federally-Regulated Consumer Product | Non-Weatherized, Non-Condensin | 2438 | 289 |  | 05/25/2023 | 88368 | 211780569 | 05/25/2023
Carrier Corp. - Indianapolis | Bryant | 801SB36070M14* | Federally-Regulated Consumer Product | Non-Weatherized, Non-Condensin | 1170 | 233 |  | 05/25/2023 | 65912 | 211780508 | 05/25/2023
Carrier Corp. - Indianapolis | Bryant | 935SB66100M21 | Federally-Regulated Consumer Product | Non-Weatherized, Condensing Ga | 2338 | 298 |  | 05/25/2023 | 100165 | 211781236 | 05/25/2023
Carrier Corp. - Indianapolis | Bryant | 810SB36070M17 | Federally-Regulated Consumer Product | Non-Weatherized, Non-Condensin | 1209 | 235 |  | 05/25/2023 | 65992 | 211780528 | 05/25/2023
Carrier Corp. - Indianapolis | Bryant | 811SB48090M21* | Federally-Regulated Consumer Product | Non-Weatherized, Non-Condensin | 1569 | 251 |  | 05/25/2023 | 87754 | 211780568 | 05/25/2023
Carrier Corp. - Indianapolis | Bryant | 677CNWK60130N* | Federally-Regulated Consumer Product | Weatherized Non-Condensing Gas | 2038 | 289 |  | 05/25/2023 | 126976 | 212038584 | 05/25/2023
Carrier Corp. - Indianapolis | Bryant | 916SA66140M24*D | Federally-Regulated Consumer Product | Non-Weatherized, Condensing Ga | 2292 | 296 |  | 05/25/2023 | 139864 | 211779144 | 05/25/2023
Carrier Corp. - Indianapolis | Bryant | 916SA66120M24 | Federally-Regulated Consumer Product | Non-Weatherized, Condensing Ga | 2308 | 297 |  | 05/25/2023 | 119661 | 211779139 | 05/25/2023
Carrier Corp. - Indianapolis | Bryant | 801SB36070M17 | Federally-Regulated Consumer Product | Non-Weatherized, Non-Condensin | 1209 | 235 |  | 05/25/2023 | 65992 | 211780491 | 05/25/2023
Carrier Corp. - Indianapolis | Bryant | 830SB60080M21 | Federally-Regulated Consumer Product | Non-Weatherized, Non-Condensin | 2436 | 289 |  | 05/25/2023 | 80342 | 211781351 | 05/25/2023
Carrier Corp. - Indianapolis | Bryant | 916SA48080M17 | Federally-Regulated Consumer Product | Non-Weatherized, Condensing Ga | 1671 | 269 |  | 05/25/2023 | 79335 | 211780725 | 05/25/2023
Carrier Corp. - Indianapolis | Bryant | 916SA60080M21 | Federally-Regulated Consumer Product | Non-Weatherized, Condensing Ga | 2169 | 290 |  | 05/25/2023 | 79638 | 211779127 | 05/25/2023
Carrier Corp. - Indianapolis | Bryant | 916SA60080M21* | Federally-Regulated Consumer Product | Mobile Home Non-Weatherized, C | 2169 | 290 |  | 05/25/2023 | 79638 | 211779128 | 05/25/2023
Carrier Corp. - Indianapolis | Bryant | 800SB36070M17 | Federally-Regulated Consumer Product | Non-Weatherized, Non-Condensin | 1209 | 235 |  | 05/25/2023 | 65992 | 211780470 | 05/25/2023
Carrier Corp. - Indianapolis | Bryant | 810SB48070M17 | Federally-Regulated Consumer Product | Non-Weatherized, Non-Condensin | 1776 | 260 |  | 05/25/2023 | 65952 | 211780347 | 05/25/2023
Carrier Corp. - Indianapolis | Bryant | 801SA48090E21* | Federally-Regulated Consumer Product | Non-Weatherized, Non-Condensin | 1450 | 246 |  | 05/25/2023 | 87792 | 203360140 | 05/25/2023
Carrier Corp. - Indianapolis | Bryant | 811SB48090M21 | Federally-Regulated Consumer Product | Non-Weatherized, Non-Condensin | 1569 | 251 |  | 05/25/2023 | 87754 | 211780551 | 05/25/2023
Carrier Corp. - Indianapolis | Bryant | 801SB36070M17* | Federally-Regulated Consumer Product | Non-Weatherized, Non-Condensin | 1209 | 235 |  | 05/25/2023 | 65992 | 211780509 | 05/25/2023
Carrier Corp. - Indianapolis | Bryant | 810SA36070E14 | Federally-Regulated Consumer Product | Non-Weatherized, Non-Condensin | 1106 | 231 |  | 05/25/2023 | 65995 | 203360408 | 05/25/2023
Carrier Corp. - Indianapolis | Bryant | 912SE48080M17 | Federally-Regulated Consumer Product | Non-Weatherized, Condensing Ga | 1845 | 276 |  | 05/25/2023 | 80520 | 211778833 | 05/25/2023
Carrier Corp. - Indianapolis | Bryant | 801SB42045M17 | Federally-Regulated Consumer Product | Non-Weatherized, Non-Condensin | 1343 | 241 |  | 05/25/2023 | 43896 | 211780489 | 05/25/2023
Carrier Corp. - Indianapolis | WEATHERMAKER | PG96MSAA48060B*D | Federally-Regulated Consumer Product | Non-Weatherized, Condensing Ga | 1611 | 266 |  | 03/30/2023 | 59946 | 211779538 | 05/25/2023
Carrier Corp. - Indianapolis | WEATHERMAKER | PG80MSLA60110C | Federally-Regulated Consumer Product | Non-Weatherized, Non-Condensin | 2444 | 290 |  | 03/30/2023 | 110371 | 211780343 | 05/25/2023
Carrier Corp. - Indianapolis | WEATHERMAKER | PG92MSAA60120D* | Federally-Regulated Consumer Product | Mobile Home Non-Weatherized, C | 1871 | 277 |  | 03/30/2023 | 120577 | 211779036 | 05/25/2023
Carrier Corp. - Indianapolis | WEATHERMAKER | PG92MSAA42060B | Federally-Regulated Consumer Product | Non-Weatherized, Condensing Ga | 1381 | 256 |  | 03/30/2023 | 60143 | 211779018 | 05/25/2023
Carrier Corp. - Indianapolis | WEATHERMAKER | PG80MSLA60090C* | Federally-Regulated Consumer Product | Non-Weatherized, Non-Condensin | 2438 | 289 |  | 03/30/2023 | 88368 | 211780342 | 05/25/2023
Carrier Corp. - Indianapolis | WEATHERMAKER | PG96MSAA48060B* | Federally-Regulated Consumer Product | Mobile Home Non-Weatherized, C | 1611 | 266 |  | 03/30/2023 | 59946 | 211779533 | 05/25/2023
Carrier Corp. - Indianapolis | WEATHERMAKER | PG80MSLA48090C | Federally-Regulated Consumer Product | Non-Weatherized, Non-Condensin | 1569 | 251 |  | 03/30/2023 | 87754 | 211780339 | 05/25/2023
Carrier Corp. - Indianapolis | WEATHERMAKER | PG80MSLA36045A | Federally-Regulated Consumer Product | Non-Weatherized, Non-Condensin | 1161 | 233 |  | 03/30/2023 | 44099 | 211780333 | 05/25/2023
Carrier Corp. - Indianapolis | WEATHERMAKER | PG96MSAA30026A | Federally-Regulated Consumer Product | Non-Weatherized, Condensing Ga | 1012 | 240 |  | 03/30/2023 | 26115 | 211779495 | 05/25/2023
Carrier Corp. - Indianapolis | WEATHERMAKER | PG80MSAA60110C | Federally-Regulated Consumer Product | Non-Weatherized, Non-Condensin | 2444 | 290 |  | 03/30/2023 | 110371 | 211780329 | 05/25/2023
Carrier Corp. - Indianapolis | WEATHERMAKER | PG80MSAA36045A | Federally-Regulated Consumer Product | Non-Weatherized, Non-Condensin | 1161 | 233 |  | 03/30/2023 | 44099 | 211780322 | 05/25/2023
Carrier Corp. - Indianapolis | WEATHERMAKER | PG80MSLA42090B* | Federally-Regulated Consumer Product | Non-Weatherized, Non-Condensin | 1592 | 252 |  | 03/30/2023 | 88547 | 211780338 | 05/25/2023
Carrier Corp. - Indianapolis | WEATHERMAKER | PG92MSAA48080B | Federally-Regulated Consumer Product | Non-Weatherized, Condensing Ga | 1845 | 276 |  | 03/30/2023 | 80520 | 211779022 | 05/25/2023
Carrier Corp. - Indianapolis | WEATHERMAKER | PG80MSLA60110C* | Federally-Regulated Consumer Product | Non-Weatherized, Non-Condensin | 2444 | 290 |  | 03/30/2023 | 110371 | 211780344 | 05/25/2023
Carrier Corp. - Indianapolis | WEATHERMAKER | PG96MSAA30040A* | Federally-Regulated Consumer Product | Mobile Home Non-Weatherized, C | 1017 | 240 |  | 03/30/2023 | 40102 | 211779503 | 05/25/2023
Carrier Corp. - Indianapolis | WEATHERMAKER | PG80MSLA36070A* | Federally-Regulated Consumer Product | Non-Weatherized, Non-Condensin | 1170 | 233 |  | 03/30/2023 | 65912 | 211780336 | 05/25/2023
Carrier Corp. - Indianapolis | WEATHERMAKER | PG96MSAA36040B**D | Federally-Regulated Consumer Product | Mobile Home Non-Weatherized, C | 1097 | 243 |  | 03/30/2023 | 40216 | 211779515 | 05/25/2023
Carrier Corp. - Indianapolis | WEATHERMAKER | PG92MSAA42060B* | Federally-Regulated Consumer Product | Mobile Home Non-Weatherized, C | 1381 | 256 |  | 03/30/2023 | 60143 | 211779020 | 05/25/2023
Carrier Corp. - Indianapolis | WEATHERMAKER | PG80MSLA36070A | Federally-Regulated Consumer Product | Non-Weatherized, Non-Condensin | 1170 | 233 |  | 03/30/2023 | 65912 | 211780335 | 05/25/2023
Carrier Corp. - Indianapolis | WEATHERMAKER | PG96MSAA60080C | Federally-Regulated Consumer Product | Non-Weatherized, Condensing Ga | 2169 | 290 |  | 03/30/2023 | 79638 | 211779546 | 05/25/2023
Carrier Corp. - Indianapolis | WEATHERMAKER | PG95MSUA48060B | Federally-Regulated Consumer Product | Non-Weatherized, Condensing Ga | 1794 | 274 |  | 03/30/2023 | 60012 | 211781328 | 05/25/2023
Carrier Corp. - Indianapolis | WEATHERMAKER | PG95MSUA60080C | Federally-Regulated Consumer Product | Non-Weatherized, Condensing Ga | 2132 | 289 |  | 03/30/2023 | 80309 | 211781330 | 05/25/2023
Carrier Corp. - Indianapolis | WEATHERMAKER | PG96MSAA48080B**D | Federally-Regulated Consumer Product | Mobile Home Non-Weatherized, C | 1671 | 269 |  | 03/30/2023 | 79335 | 211779540 | 05/25/2023
Carrier Corp. - Indianapolis | WEATHERMAKER | PG80MSLA60135D | Federally-Regulated Consumer Product | Non-Weatherized, Non-Condensin | 1907 | 266 |  | 03/30/2023 | 131914 | 211780345 | 05/25/2023
Carrier Corp. - Indianapolis | WEATHERMAKER | PG92MSAA60100C* | Federally-Regulated Consumer Product | Mobile Home Non-Weatherized, C | 1931 | 280 |  | 03/30/2023 | 100411 | 211779032 | 05/25/2023
Carrier Corp. - Indianapolis | WEATHERMAKER | PG96MSAA60080C* | Federally-Regulated Consumer Product | Mobile Home Non-Weatherized, C | 2169 | 290 |  | 03/30/2023 | 79638 | 211779548 | 05/25/2023
Carrier Corp. - Indianapolis | WEATHERMAKER | PG96MSAA60080C**D | Federally-Regulated Consumer Product | Mobile Home Non-Weatherized, C | 2169 | 290 |  | 03/30/2023 | 79638 | 211779550 | 05/25/2023
Carrier Corp. - Indianapolis | WEATHERMAKER | PG96MSAA48060B*D | Federally-Regulated Consumer Product | Non-Weatherized, Condensing Ga | 1611 | 266 |  | 05/25/2023 | 59946 | 211779538 | 05/25/2023
Carrier Corp. - Indianapolis | WEATHERMAKER | PG80MSLA60110C | Federally-Regulated Consumer Product | Non-Weatherized, Non-Condensin | 2444 | 290 |  | 05/25/2023 | 110371 | 211780343 | 05/25/2023
Carrier Corp. - Indianapolis | WEATHERMAKER | PG92MSAA60120D* | Federally-Regulated Consumer Product | Mobile Home Non-Weatherized, C | 1871 | 277 |  | 05/25/2023 | 120577 | 211779036 | 05/25/2023
Carrier Corp. - Indianapolis | WEATHERMAKER | PG92MSAA42060B | Federally-Regulated Consumer Product | Non-Weatherized, Condensing Ga | 1381 | 256 |  | 05/25/2023 | 60143 | 211779018 | 05/25/2023
Carrier Corp. - Indianapolis | WEATHERMAKER | PG80MSLA60090C* | Federally-Regulated Consumer Product | Non-Weatherized, Non-Condensin | 2438 | 289 |  | 05/25/2023 | 88368 | 211780342 | 05/25/2023
Carrier Corp. - Indianapolis | WEATHERMAKER | PG96MSAA48060B* | Federally-Regulated Consumer Product | Mobile Home Non-Weatherized, C | 1611 | 266 |  | 05/25/2023 | 59946 | 211779533 | 05/25/2023
Carrier Corp. - Indianapolis | WEATHERMAKER | PG80MSLA48090C | Federally-Regulated Consumer Product | Non-Weatherized, Non-Condensin | 1569 | 251 |  | 05/25/2023 | 87754 | 211780339 | 05/25/2023
Carrier Corp. - Indianapolis | WEATHERMAKER | PG80MSLA36045A | Federally-Regulated Consumer Product | Non-Weatherized, Non-Condensin | 1161 | 233 |  | 05/25/2023 | 44099 | 211780333 | 05/25/2023
Carrier Corp. - Indianapolis | WEATHERMAKER | PG96MSAA30026A | Federally-Regulated Consumer Product | Non-Weatherized, Condensing Ga | 1012 | 240 |  | 05/25/2023 | 26115 | 211779495 | 05/25/2023
Carrier Corp. - Indianapolis | WEATHERMAKER | PG80MSAA60110C | Federally-Regulated Consumer Product | Non-Weatherized, Non-Condensin | 2444 | 290 |  | 05/25/2023 | 110371 | 211780329 | 05/25/2023
Carrier Corp. - Indianapolis | WEATHERMAKER | PG80MSAA36045A | Federally-Regulated Consumer Product | Non-Weatherized, Non-Condensin | 1161 | 233 |  | 05/25/2023 | 44099 | 211780322 | 05/25/2023
Carrier Corp. - Indianapolis | WEATHERMAKER | PG80MSLA42090B* | Federally-Regulated Consumer Product | Non-Weatherized, Non-Condensin | 1592 | 252 |  | 05/25/2023 | 88547 | 211780338 | 05/25/2023
Carrier Corp. - Indianapolis | WEATHERMAKER | PG92MSAA48080B | Federally-Regulated Consumer Product | Non-Weatherized, Condensing Ga | 1845 | 276 |  | 05/25/2023 | 80520 | 211779022 | 05/25/2023
Carrier Corp. - Indianapolis | WEATHERMAKER | PG80MSLA60110C* | Federally-Regulated Consumer Product | Non-Weatherized, Non-Condensin | 2444 | 290 |  | 05/25/2023 | 110371 | 211780344 | 05/25/2023
Carrier Corp. - Indianapolis | WEATHERMAKER | PG96MSAA30040A* | Federally-Regulated Consumer Product | Mobile Home Non-Weatherized, C | 1017 | 240 |  | 05/25/2023 | 40102 | 211779503 | 05/25/2023
Carrier Corp. - Indianapolis | WEATHERMAKER | PG80MSLA36070A* | Federally-Regulated Consumer Product | Non-Weatherized, Non-Condensin | 1170 | 233 |  | 05/25/2023 | 65912 | 211780336 | 05/25/2023
Carrier Corp. - Indianapolis | WEATHERMAKER | PG96MSAA36040B**D | Federally-Regulated Consumer Product | Mobile Home Non-Weatherized, C | 1097 | 243 |  | 05/25/2023 | 40216 | 211779515 | 05/25/2023
Carrier Corp. - Indianapolis | WEATHERMAKER | PG92MSAA42060B* | Federally-Regulated Consumer Product | Mobile Home Non-Weatherized, C | 1381 | 256 |  | 05/25/2023 | 60143 | 211779020 | 05/25/2023
Carrier Corp. - Indianapolis | WEATHERMAKER | PG80MSLA36070A | Federally-Regulated Consumer Product | Non-Weatherized, Non-Condensin | 1170 | 233 |  | 05/25/2023 | 65912 | 211780335 | 05/25/2023
Carrier Corp. - Indianapolis | WEATHERMAKER | PG96MSAA60080C | Federally-Regulated Consumer Product | Non-Weatherized, Condensing Ga | 2169 | 290 |  | 05/25/2023 | 79638 | 211779546 | 05/25/2023
Carrier Corp. - Indianapolis | WEATHERMAKER | PG95MSUA48060B | Federally-Regulated Consumer Product | Non-Weatherized, Condensing Ga | 1794 | 274 |  | 05/25/2023 | 60012 | 211781328 | 05/25/2023
Carrier Corp. - Indianapolis | WEATHERMAKER | PG95MSUA60080C | Federally-Regulated Consumer Product | Non-Weatherized, Condensing Ga | 2132 | 289 |  | 05/25/2023 | 80309 | 211781330 | 05/25/2023
Carrier Corp. - Indianapolis | WEATHERMAKER | PG96MSAA48080B**D | Federally-Regulated Consumer Product | Mobile Home Non-Weatherized, C | 1671 | 269 |  | 05/25/2023 | 79335 | 211779540 | 05/25/2023
Carrier Corp. - Indianapolis | WEATHERMAKER | PG80MSLA60135D | Federally-Regulated Consumer Product | Non-Weatherized, Non-Condensin | 1907 | 266 |  | 05/25/2023 | 131914 | 211780345 | 05/25/2023
Carrier Corp. - Indianapolis | WEATHERMAKER | PG92MSAA60100C* | Federally-Regulated Consumer Product | Mobile Home Non-Weatherized, C | 1931 | 280 |  | 05/25/2023 | 100411 | 211779032 | 05/25/2023
Carrier Corp. - Indianapolis | WEATHERMAKER | PG96MSAA60080C* | Federally-Regulated Consumer Product | Mobile Home Non-Weatherized, C | 2169 | 290 |  | 05/25/2023 | 79638 | 211779548 | 05/25/2023
Carrier Corp. - Indianapolis | WEATHERMAKER | PG96MSAA60080C**D | Federally-Regulated Consumer Product | Mobile Home Non-Weatherized, C | 2169 | 290 |  | 05/25/2023 | 79638 | 211779550 | 05/25/2023
Rheem Sales Company, Inc. | RUSSELL | RGEAZR060AJT08XNA | Federally-Regulated Consumer Product | Weatherized Non-Condensing Gas | 2041 | 289 |  | 06/22/2022 | 79422 | 208676575 | 05/25/2023
Rheem Sales Company, Inc. | RUSSELL | RGEAZR030AJT041NA | Federally-Regulated Consumer Product | Weatherized Non-Condensing Gas | 1342 | 258 |  | 06/22/2022 | 39842 | 208676405 | 05/25/2023
Rheem Sales Company, Inc. | RUSSELL | RGEA14030AJT08XAC | Federally-Regulated Consumer Product | Weatherized Non-Condensing Gas | 1147 | 249 |  | 06/30/2022 | 79965 | 206606610 | 05/25/2023
Rheem Sales Company, Inc. | RUSSELL | RGEAZR048AJT10XNA | Federally-Regulated Consumer Product | Weatherized Non-Condensing Gas | 2001 | 287 |  | 06/22/2022 | 101705 | 208676570 | 05/25/2023
Rheem Sales Company, Inc. | RUSSELL | RGEA14042AJT10XAC | Federally-Regulated Consumer Product | Weatherized Non-Condensing Gas | 1494 | 265 |  | 06/30/2022 | 99609 | 206606655 | 05/25/2023
Rheem Sales Company, Inc. | RUSSELL | S962V0705A21M4S | Federally-Regulated Consumer Product | Non-Weatherized, Condensing Ga | 1923 | 280 | 280 | 05/18/2022 | 49235 | 208243354 | 05/25/2023
Rheem Sales Company, Inc. | RUSSELL | RGEAZS036AJV082CA | Federally-Regulated Consumer Product | Weatherized Non-Condensing Gas | 1662 | 272 |  | 03/21/2023 | 60830 | 211726912 | 05/25/2023
Rheem Sales Company, Inc. | RUSSELL | S802V0755A21UHS | Federally-Regulated Consumer Product | Non-Weatherized, Non-Condensin | 1718 | 258 | 258 | 05/18/2022 | 52500 | 208243333 | 05/25/2023
Rheem Sales Company, Inc. | RUSSELL | S951T1005A21M4 | Federally-Regulated Consumer Product | Non-Weatherized, Condensing Ga | 2066 | 286 |  | 06/15/2022 | 98023 | 208663414 | 05/25/2023
Rheem Sales Company, Inc. | RUSSELL | RGEAZR042AJT081NA | Federally-Regulated Consumer Product | Weatherized Non-Condensing Gas | 1820 | 279 |  | 06/22/2022 | 81578 | 208676435 | 05/25/2023
Rheem Sales Company, Inc. | RUSSELL | S951T0603A17M4 | Federally-Regulated Consumer Product | Non-Weatherized, Condensing Ga | 1156 | 246 |  | 06/15/2022 | 55624 | 208663410 | 05/25/2023
Rheem Sales Company, Inc. | RUSSELL | RGEAZR042AJT101NA | Federally-Regulated Consumer Product | Weatherized Non-Condensing Gas | 1774 | 277 |  | 06/22/2022 | 100987 | 208676440 | 05/25/2023
Rheem Sales Company, Inc. | RUSSELL | RGEA14060AJT10UAA | Federally-Regulated Consumer Product | Weatherized Non-Condensing Gas | 2066 | 290 |  | 06/30/2022 | 100130 | 205965560 | 05/25/2023
Rheem Sales Company, Inc. | RUSSELL | S98MV0703A17UPS | Federally-Regulated Consumer Product | Non-Weatherized, Condensing Ga | 1162 | 246 |  | 05/04/2022 | 28246 | 208157057 | 05/25/2023
Rheem Sales Company, Inc. | RUSSELL | S801T0754A21UHN | Federally-Regulated Consumer Product | Non-Weatherized, Non-Condensin | 1634 | 254 | 254 | 05/18/2022 | 75736 | 208242429 | 05/25/2023
Rheem Sales Company, Inc. | RUSSELL | S801T0755A21DZN | Federally-Regulated Consumer Product | Non-Weatherized, Non-Condensin | 1883 | 265 | 265 | 05/18/2022 | 75029 | 208242441 | 05/25/2023
Rheem Sales Company, Inc. | RUSSELL | S801T1005A21UHS | Federally-Regulated Consumer Product | Non-Weatherized, Non-Condensin | 1812 | 262 | 262 | 05/18/2022 | 99863 | 208242424 | 05/25/2023
Rheem Sales Company, Inc. | RUSSELL | S801V0754A17UH | Federally-Regulated Consumer Product | Non-Weatherized, Non-Condensin | 1830 | 223 |  | 06/15/2022 | 75693 | 208665959 | 05/25/2023
Rheem Sales Company, Inc. | RUSSELL | S802V0754A17UHS | Federally-Regulated Consumer Product | Non-Weatherized, Non-Condensin | 1458 | 246 | 246 | 05/18/2022 | 52564 | 208243331 | 05/25/2023
Rheem Sales Company, Inc. | RUSSELL | S801T0755A21DZS | Federally-Regulated Consumer Product | Non-Weatherized, Non-Condensin | 1883 | 265 | 265 | 05/18/2022 | 75029 | 208242435 | 05/25/2023
Rheem Sales Company, Inc. | RUSSELL | RGEA14036AJT08UAA | Federally-Regulated Consumer Product | Weatherized Non-Condensing Gas | 1382 | 260 |  | 06/30/2022 | 80891 | 205965556 | 05/25/2023
Rheem Sales Company, Inc. | RUSSELL | RGECZR048AJT07**B | Federally-Regulated Consumer Product | Weatherized Non-Condensing Gas | 1873 | 167 |  | 06/30/2022 | 52596 | 206778656 | 05/25/2023
Rheem Sales Company, Inc. | RUSSELL | RGEAZR036AJT061NA | Federally-Regulated Consumer Product | Weatherized Non-Condensing Gas | 1259 | 254 |  | 06/22/2022 | 58986 | 208676420 | 05/25/2023
Rheem Sales Company, Inc. | RUSSELL | S951V0705A21M4 | Federally-Regulated Consumer Product | Non-Weatherized, Condensing Ga | 1835 | 248 |  | 06/24/2022 | 69808 | 208676316 | 05/25/2023
Rheem Sales Company, Inc. | RUSSELL | RGEA14036AJT081AC | Federally-Regulated Consumer Product | Weatherized Non-Condensing Gas | 1430 | 262 |  | 06/30/2022 | 99665 | 206606623 | 05/25/2023
Rheem Sales Company, Inc. | RUSSELL | S921V0705A21M4 | Federally-Regulated Consumer Product | Non-Weatherized, Condensing Ga | 1835 | 248 |  | 06/24/2022 | 69808 | 208676282 | 05/25/2023
Rheem Sales Company, Inc. | RUSSELL | S801V1005A21UH | Federally-Regulated Consumer Product | Non-Weatherized, Non-Condensin | 2027 | 188 |  | 06/15/2022 | 100725 | 208665967 | 05/25/2023
Rheem Sales Company, Inc. | RUSSELL | RGEA14042AJT08UAA | Federally-Regulated Consumer Product | Weatherized Non-Condensing Gas | 1635 | 271 |  | 06/30/2022 | 80943 | 205965559 | 05/25/2023
Rheem Sales Company, Inc. | RUSSELL | RGEAZR036AJT10XNA | Federally-Regulated Consumer Product | Weatherized Non-Condensing Gas | 1380 | 260 |  | 06/22/2022 | 100130 | 208676535 | 05/25/2023
Rheem Sales Company, Inc. | RUSSELL | S951V0403A17M4 | Federally-Regulated Consumer Product | Non-Weatherized, Condensing Ga | 1292 | 228 |  | 06/24/2022 | 42494 | 208676313 | 05/25/2023
Rheem Sales Company, Inc. | RUSSELL | S801T0703A17UHU | Federally-Regulated Consumer Product | Non-Weatherized, Non-Condensin | 1189 | 234 |  | 05/25/2022 | 70542 | 208430287 | 05/25/2023
Rheem Sales Company, Inc. | RUSSELL | RGEA14042AJT081AC | Federally-Regulated Consumer Product | Weatherized Non-Condensing Gas | 1494 | 265 |  | 06/30/2022 | 99609 | 206606641 | 05/25/2023
Rheem Sales Company, Inc. | RUSSELL | S802V1005A21UHS | Federally-Regulated Consumer Product | Non-Weatherized, Non-Condensin | 1905 | 266 | 266 | 05/18/2022 | 70000 | 208243337 | 05/25/2023
Rheem Sales Company, Inc. | RUSSELL | RGEAZR024AJT041NA | Federally-Regulated Consumer Product | Weatherized Non-Condensing Gas | 1205 | 252 |  | 06/23/2022 | 40798 | 208676390 | 05/25/2023
Rheem Sales Company, Inc. | RUSSELL | S98MV0603A17UPS | Federally-Regulated Consumer Product | Non-Weatherized, Condensing Ga | 1110 | 244 |  | 05/04/2022 | 22600 | 208157056 | 05/25/2023
Rheem Sales Company, Inc. | RUSSELL | RGECZR036AJT10**B | Federally-Regulated Consumer Product | Weatherized Non-Condensing Gas | 1576 | 218 |  | 07/14/2022 | 100764 | 206778655 | 05/25/2023
Rheem Sales Company, Inc. | RUSSELL | S921T0855A21M4 | Federally-Regulated Consumer Product | Non-Weatherized, Condensing Ga | 1929 | 280 |  | 06/15/2022 | 84515 | 208663444 | 05/25/2023
Rheem Sales Company, Inc. | RUSSELL | S921T0603A17M4 | Federally-Regulated Consumer Product | Non-Weatherized, Condensing Ga | 1156 | 246 |  | 06/15/2022 | 55624 | 208663441 | 05/25/2023
Rheem Sales Company, Inc. | RUSSELL | S801T1255A24DZS | Federally-Regulated Consumer Product | Non-Weatherized, Non-Condensin | 1835 | 263 | 263 | 05/18/2022 | 124389 | 208242437 | 05/25/2023
Rheem Sales Company, Inc. | RUSSELL | S962V0855A21M4S | Federally-Regulated Consumer Product | Non-Weatherized, Condensing Ga | 1947 | 281 | 281 | 05/18/2022 | 58053 | 208243356 | 05/25/2023
Rheem Sales Company, Inc. | RUSSELL | S951T0403A17M4 | Federally-Regulated Consumer Product | Non-Weatherized, Condensing Ga | 1107 | 244 |  | 06/15/2022 | 41877 | 208663409 | 05/25/2023
Rheem Sales Company, Inc. | RUSSELL | S921V0703A17M4 | Federally-Regulated Consumer Product | Non-Weatherized, Condensing Ga | 1166 | 246 |  | 06/24/2022 | 70001 | 208676281 | 05/25/2023
Rheem Sales Company, Inc. | RUSSELL | S801T0503A14UHN | Federally-Regulated Consumer Product | Non-Weatherized, Non-Condensin | 1388 | 243 | 243 | 05/18/2022 | 49660 | 208242427 | 05/25/2023
Rheem Sales Company, Inc. | RUSSELL | RGEAZR042AJT08UNA | Federally-Regulated Consumer Product | Weatherized Non-Condensing Gas | 1635 | 271 |  | 06/22/2022 | 80943 | 208676540 | 05/25/2023
Rheem Sales Company, Inc. | RUSSELL | S801T0704A17UHU | Federally-Regulated Consumer Product | Non-Weatherized, Non-Condensin | 1823 | 262 |  | 05/25/2022 | 70109 | 208430288 | 05/25/2023
Rheem Sales Company, Inc. | RUSSELL | S951V1155A24M4 | Federally-Regulated Consumer Product | Non-Weatherized, Condensing Ga | 2137 | 231 |  | 06/24/2022 | 111605 | 208676271 | 05/25/2023
Rheem Sales Company, Inc. | RUSSELL | S801V0755A21UH | Federally-Regulated Consumer Product | Non-Weatherized, Non-Condensin | 1813 | 235 |  | 06/15/2022 | 75573 | 208665963 | 05/25/2023
Rheem Sales Company, Inc. | RUSSELL | S921T1005A21M4 | Federally-Regulated Consumer Product | Non-Weatherized, Condensing Ga | 2066 | 286 |  | 06/15/2022 | 98023 | 208663445 | 05/25/2023
Rheem Sales Company, Inc. | RUSSELL | S921T1155A24M4 | Federally-Regulated Consumer Product | Non-Weatherized, Condensing Ga | 2041 | 285 |  | 06/15/2022 | 111488 | 208663446 | 05/25/2023
Rheem Sales Company, Inc. | RUSSELL | RGEAZR024AJT06UNA | Federally-Regulated Consumer Product | Weatherized Non-Condensing Gas | 1236 | 253 |  | 06/22/2022 | 61566 | 208676475 | 05/25/2023
Rheem Sales Company, Inc. | RUSSELL | S962V0603A17M4S | Federally-Regulated Consumer Product | Non-Weatherized, Condensing Ga | 1372 | 255 | 255 | 05/18/2022 | 37932 | 208243351 | 05/25/2023
Rheem Sales Company, Inc. | RUSSELL | S951T0855A21M4 | Federally-Regulated Consumer Product | Non-Weatherized, Condensing Ga | 1929 | 280 |  | 06/15/2022 | 84515 | 208663413 | 05/25/2023
Rheem Sales Company, Inc. | RUSSELL | S801T0754A21UHS | Federally-Regulated Consumer Product | Non-Weatherized, Non-Condensin | 1634 | 254 | 254 | 05/18/2022 | 75736 | 208242423 | 05/25/2023
Rheem Sales Company, Inc. | RUSSELL | RGECZR060AJT07**C | Federally-Regulated Consumer Product | Weatherized Non-Condensing Gas | 2336 | 182 |  | 10/11/2022 | 52310 | 210279546 | 05/25/2023
Rheem Sales Company, Inc. | RUSSELL | RGEA14036AJT06UAA | Federally-Regulated Consumer Product | Weatherized Non-Condensing Gas | 1434 | 262 |  | 06/30/2022 | 60723 | 205965555 | 05/25/2023
Rheem Sales Company, Inc. | RUSSELL | S802V0503A14UHN | Federally-Regulated Consumer Product | Non-Weatherized, Non-Condensin | 1318 | 240 | 240 | 05/18/2022 | 35484 | 208243340 | 05/25/2023
Rheem Sales Company, Inc. | RUSSELL | S801T0754A17UHN | Federally-Regulated Consumer Product | Non-Weatherized, Non-Condensin | 1496 | 248 | 248 | 05/18/2022 | 75177 | 208242428 | 05/25/2023
Rheem Sales Company, Inc. | RUSSELL | S801T0754A17UHS | Federally-Regulated Consumer Product | Non-Weatherized, Non-Condensin | 1496 | 248 | 248 | 05/18/2022 | 75177 | 208242422 | 05/25/2023
Rheem Sales Company, Inc. | RUSSELL | S802V0503A14UHS | Federally-Regulated Consumer Product | Non-Weatherized, Non-Condensin | 1318 | 240 | 240 | 05/18/2022 | 35484 | 208243329 | 05/25/2023
Rheem Sales Company, Inc. | RUSSELL | RGEAZS036AJV08TCA | Federally-Regulated Consumer Product | Weatherized Non-Condensing Gas | 1662 | 272 |  | 03/23/2023 | 60830 | 211729593 | 05/25/2023
Rheem Sales Company, Inc. | RUSSELL | S802V0755A21UHN | Federally-Regulated Consumer Product | Non-Weatherized, Non-Condensin | 1718 | 258 | 258 | 05/18/2022 | 52500 | 208243342 | 05/25/2023
Rheem Sales Company, Inc. | RUSSELL | RGEAZR036AJT08UNA | Federally-Regulated Consumer Product | Weatherized Non-Condensing Gas | 1382 | 260 |  | 06/22/2022 | 80891 | 208676525 | 05/25/2023
Rheem Sales Company, Inc. | RUSSELL | S951T0705A21M4 | Federally-Regulated Consumer Product | Non-Weatherized, Condensing Ga | 1983 | 282 |  | 06/15/2022 | 70360 | 208663412 | 05/25/2023
Rheem Sales Company, Inc. | RUSSELL | S802V1004A17UHN | Federally-Regulated Consumer Product | Non-Weatherized, Non-Condensin | 1730 | 258 | 258 | 05/18/2022 | 70020 | 208243344 | 05/25/2023
Rheem Sales Company, Inc. | RUSSELL | S801T0753A17DZN | Federally-Regulated Consumer Product | Non-Weatherized, Non-Condensin | 1253 | 237 |  | 11/10/2022 | 74903 | 208429536 | 05/25/2023
Rheem Sales Company, Inc. | RUSSELL | S962V0403A17M4S | Federally-Regulated Consumer Product | Non-Weatherized, Condensing Ga | 1248 | 250 | 250 | 05/18/2022 | 29623 | 208243349 | 05/25/2023
Rheem Sales Company, Inc. | RUSSELL | S801T1255A24UHN | Federally-Regulated Consumer Product | Non-Weatherized, Non-Condensin | 1991 | 270 | 270 | 05/18/2022 | 123598 | 208242431 | 05/25/2023
Rheem Sales Company, Inc. | RUSSELL | RGEAZR036AJT06XNA | Federally-Regulated Consumer Product | Weatherized Non-Condensing Gas | 1259 | 254 |  | 06/22/2022 | 58986 | 208676520 | 05/25/2023
Rheem Sales Company, Inc. | RUSSELL | S97MV0703A17DHS | Federally-Regulated Consumer Product | Non-Weatherized, Condensing Ga | 1282 | 251 |  | 05/04/2022 | 28494 | 208157052 | 05/25/2023
Rheem Sales Company, Inc. | RUSSELL | S921T0403A17M4 | Federally-Regulated Consumer Product | Non-Weatherized, Condensing Ga | 1107 | 244 |  | 06/15/2022 | 41877 | 208663440 | 05/25/2023
Rheem Sales Company, Inc. | RUSSELL | S801V1255A24UH | Federally-Regulated Consumer Product | Non-Weatherized, Non-Condensin | 2076 | 258 |  | 06/15/2022 | 124802 | 208665971 | 05/25/2023
Rheem Sales Company, Inc. | RUSSELL | RGEAZR060AJT101NA | Federally-Regulated Consumer Product | Weatherized Non-Condensing Gas | 2131 | 293 |  | 06/22/2022 | 101980 | 208676460 | 05/25/2023
Rheem Sales Company, Inc. | RUSSELL | S921V0403A17M4 | Federally-Regulated Consumer Product | Non-Weatherized, Condensing Ga | 1292 | 228 |  | 06/24/2022 | 42494 | 208676279 | 05/25/2023
Rheem Sales Company, Inc. | RUSSELL | S801T1005A21UHU | Federally-Regulated Consumer Product | Non-Weatherized, Non-Condensin | 2096 | 274 |  | 05/25/2022 | 100583 | 208430290 | 05/25/2023
Rheem Sales Company, Inc. | RUSSELL | S802V1005A21UHN | Federally-Regulated Consumer Product | Non-Weatherized, Non-Condensin | 1905 | 266 | 266 | 05/18/2022 | 70000 | 208243345 | 05/25/2023
Rheem Sales Company, Inc. | RUSSELL | S801T1004A21UHU | Federally-Regulated Consumer Product | Non-Weatherized, Non-Condensin | 1861 | 264 |  | 05/25/2022 | 98348 | 208430289 | 05/25/2023
Rheem Sales Company, Inc. | RUSSELL | RGEAZR036AJT101NA | Federally-Regulated Consumer Product | Weatherized Non-Condensing Gas | 1380 | 260 |  | 06/22/2022 | 100130 | 208676430 | 05/25/2023
Rheem Sales Company, Inc. | RUSSELL | RGEAZS036ACV06TCA | Federally-Regulated Consumer Product | Weatherized Non-Condensing Gas | 1702 | 248 |  | 03/23/2023 | 46772 | 211729577 | 05/25/2023
Rheem Sales Company, Inc. | RUSSELL | RGEA14030AJT06UAA | Federally-Regulated Consumer Product | Weatherized Non-Condensing Gas | 1125 | 248 |  | 06/30/2022 | 60094 | 205965552 | 05/25/2023
Rheem Sales Company, Inc. | RUSSELL | S801T0753A17DZS | Federally-Regulated Consumer Product | Non-Weatherized, Non-Condensin | 1253 | 237 |  | 05/25/2022 | 74903 | 208429535 | 05/25/2023
Rheem Sales Company, Inc. | RUSSELL | S801T0504A17UHU | Federally-Regulated Consumer Product | Non-Weatherized, Non-Condensin | 1502 | 248 |  | 05/25/2022 | 50342 | 208430286 | 05/25/2023
Rheem Sales Company, Inc. | RUSSELL | S921T0705A21M4 | Federally-Regulated Consumer Product | Non-Weatherized, Condensing Ga | 1983 | 282 |  | 06/15/2022 | 70360 | 208663443 | 05/25/2023
Rheem Sales Company, Inc. | RUSSELL | RGEA14030AJT04UAA | Federally-Regulated Consumer Product | Weatherized Non-Condensing Gas | 1189 | 251 |  | 06/30/2022 | 39887 | 205965553 | 05/25/2023
Rheem Sales Company, Inc. | RUSSELL | RGEAZR030AJT06UNA | Federally-Regulated Consumer Product | Weatherized Non-Condensing Gas | 1125 | 248 |  | 06/22/2022 | 60094 | 208676500 | 05/25/2023
Rheem Sales Company, Inc. | RUSSELL | S801T1255A24UHS | Federally-Regulated Consumer Product | Non-Weatherized, Non-Condensin | 1991 | 270 | 270 | 05/18/2022 | 123598 | 208242426 | 05/25/2023
Rheem Sales Company, Inc. | RUSSELL | RGEAZR036AJT08XNA | Federally-Regulated Consumer Product | Weatherized Non-Condensing Gas | 1387 | 260 |  | 06/22/2022 | 80632 | 208676530 | 05/25/2023
Rheem Sales Company, Inc. | RUSSELL | RGEA14042AJT101AC | Federally-Regulated Consumer Product | Weatherized Non-Condensing Gas | 1494 | 265 |  | 06/30/2022 | 99609 | 206606650 | 05/25/2023
Rheem Sales Company, Inc. | RUSSELL | S802V1255A24UHS | Federally-Regulated Consumer Product | Non-Weatherized, Non-Condensin | 2073 | 273 | 273 | 05/18/2022 | 87500 | 208243338 | 05/25/2023
Rheem Sales Company, Inc. | RUSSELL | S802V1505A24UHS | Federally-Regulated Consumer Product | Non-Weatherized, Non-Condensin | 2092 | 274 | 274 | 05/18/2022 | 104565 | 208243584 | 05/25/2023
Rheem Sales Company, Inc. | RUSSELL | RGECZR060AJT12**C | Federally-Regulated Consumer Product | Weatherized Non-Condensing Gas | 2183 | 266 |  | 10/11/2022 | 83968 | 210279550 | 05/25/2023
Rheem Sales Company, Inc. | RUSSELL | S951V1005A21M4 | Federally-Regulated Consumer Product | Non-Weatherized, Condensing Ga | 2153 | 271 |  | 06/24/2022 | 98911 | 208676318 | 05/25/2023
Rheem Sales Company, Inc. | RUSSELL | RGEA14048AJT08UAA | Federally-Regulated Consumer Product | Weatherized Non-Condensing Gas | 2026 | 288 |  | 06/30/2022 | 80019 | 205965557 | 05/25/2023
Rheem Sales Company, Inc. | RUSSELL | S801T1005A21DZN | Federally-Regulated Consumer Product | Non-Weatherized, Non-Condensin | 1895 | 265 | 265 | 05/18/2022 | 100302 | 208242442 | 05/25/2023
Rheem Sales Company, Inc. | RUSSELL | S97MV1005A21DHS | Federally-Regulated Consumer Product | Non-Weatherized, Condensing Ga | 1990 | 282 |  | 05/04/2022 | 39222 | 208157054 | 05/25/2023
Rheem Sales Company, Inc. | RUSSELL | S951T1155A24M4 | Federally-Regulated Consumer Product | Non-Weatherized, Condensing Ga | 2041 | 285 |  | 06/15/2022 | 111488 | 208663351 | 05/25/2023
Rheem Sales Company, Inc. | RUSSELL | RGEAZR060AJT08XNA | Federally-Regulated Consumer Product | Weatherized Non-Condensing Gas | 2041 | 289 |  | 06/22/2022 | 79422 | 208676575 | 05/25/2023
Rheem Sales Company, Inc. | RUSSELL | RGEAZR030AJT041NA | Federally-Regulated Consumer Product | Weatherized Non-Condensing Gas | 1342 | 258 |  | 06/22/2022 | 39842 | 208676405 | 05/25/2023
Rheem Sales Company, Inc. | RUSSELL | RGEA14030AJT08XAC | Federally-Regulated Consumer Product | Weatherized Non-Condensing Gas | 1147 | 249 |  | 06/30/2022 | 79965 | 206606610 | 05/25/2023
Rheem Sales Company, Inc. | RUSSELL | RGEAZR048AJT10XNA | Federally-Regulated Consumer Product | Weatherized Non-Condensing Gas | 2001 | 287 |  | 05/25/2023 | 101705 | 208676570 | 05/25/2023
Rheem Sales Company, Inc. | RUSSELL | RGEAZR036AJT06UNA | Federally-Regulated Consumer Product | Weatherized Non-Condensing Gas | 1434 | 262 |  | 06/22/2022 | 60723 | 208676515 | 05/25/2023
Rheem Sales Company, Inc. | RUSSELL | RGEAZR024AJT081NA | Federally-Regulated Consumer Product | Weatherized Non-Condensing Gas | 1202 | 252 |  | 06/22/2022 | 79659 | 208676400 | 05/25/2023
Rheem Sales Company, Inc. | RUSSELL | S951V0603A17M4 | Federally-Regulated Consumer Product | Non-Weatherized, Condensing Ga | 1356 | 249 |  | 06/24/2022 | 56054 | 208676314 | 05/25/2023
Rheem Sales Company, Inc. | RUSSELL | S802V0504A17UHNBAP | Federally-Regulated Consumer Product | Non-Weatherized, Non-Condensin | 1712 | 257 |  | 03/31/2023 | 34534 | 211806601 | 05/25/2023
Rheem Sales Company, Inc. | RUSSELL | S801V1005A21UHUBAP | Federally-Regulated Consumer Product | Non-Weatherized, Non-Condensin | 1966 | 269 |  | 03/31/2023 | 97612 | 211806591 | 05/25/2023
Rheem Sales Company, Inc. | RUSSELL | RGEAZS036AJV102CA | Federally-Regulated Consumer Product | Weatherized Non-Condensing Gas | 1707 | 268 |  | 03/21/2023 | 75935 | 211726917 | 05/25/2023
Rheem Sales Company, Inc. | RUSSELL | RGEAZS036ACV062CA | Federally-Regulated Consumer Product | Weatherized Non-Condensing Gas | 1702 | 248 |  | 03/21/2023 | 46772 | 211726892 | 05/25/2023
Rheem Sales Company, Inc. | RUSSELL | RGEAZS036ACV082CA | Federally-Regulated Consumer Product | Weatherized Non-Condensing Gas | 1662 | 272 |  | 03/21/2023 | 60830 | 211726897 | 05/25/2023
Rheem Sales Company, Inc. | RUSSELL | RGEAZR030AJT081NA | Federally-Regulated Consumer Product | Weatherized Non-Condensing Gas | 1216 | 253 |  | 06/22/2022 | 80365 | 208676415 | 05/25/2023
Rheem Sales Company, Inc. | RUSSELL | S921V1005A21M4 | Federally-Regulated Consumer Product | Non-Weatherized, Condensing Ga | 2153 | 271 |  | 06/24/2022 | 98911 | 208676284 | 05/25/2023
Rheem Sales Company, Inc. | RUSSELL | S801T0504A17UHSNAS | Federally-Regulated Consumer Product | Non-Weatherized, Non-Condensin | 1517 | 249 |  | 03/31/2023 | 50545 | 211806584 | 05/25/2023
Rheem Sales Company, Inc. | RUSSELL | RGEAZS036AJV10TCA | Federally-Regulated Consumer Product | Weatherized Non-Condensing Gas | 1707 | 268 |  | 03/23/2023 | 75935 | 211729597 | 05/25/2023
Rheem Sales Company, Inc. | RUSSELL | RGEAZR024AJT06XNA | Federally-Regulated Consumer Product | Weatherized Non-Condensing Gas | 1270 | 255 |  | 06/22/2022 | 61123 | 208676480 | 05/25/2023
Rheem Sales Company, Inc. | RUSSELL | RGEAZR048AJT081NA | Federally-Regulated Consumer Product | Weatherized Non-Condensing Gas | 1847 | 280 |  | 06/22/2022 | 80515 | 208676445 | 05/25/2023
Rheem Sales Company, Inc. | RUSSELL | RGEAZR042AJT10XNA | Federally-Regulated Consumer Product | Weatherized Non-Condensing Gas | 1774 | 277 |  | 06/22/2022 | 100987 | 208676550 | 05/25/2023
Rheem Sales Company, Inc. | RUSSELL | S802V1005A21DZNBAP | Federally-Regulated Consumer Product | Non-Weatherized, Non-Condensin | 2120 | 275 |  | 03/31/2023 | 69817 | 211806609 | 05/25/2023
Rheem Sales Company, Inc. | RUSSELL | S802V0754A17DZSBAP | Federally-Regulated Consumer Product | Non-Weatherized, Non-Condensin | 1628 | 254 |  | 03/30/2023 | 52707 | 211774717 | 05/25/2023
Rheem Sales Company, Inc. | RUSSELL | RGEAZR042AJT08XNA | Federally-Regulated Consumer Product | Weatherized Non-Condensing Gas | 1820 | 279 |  | 06/22/2022 | 81578 | 208676545 | 05/25/2023
Rheem Sales Company, Inc. | RUSSELL | RGEAZR048AJT10UNA | Federally-Regulated Consumer Product | Weatherized Non-Condensing Gas | 1832 | 280 |  | 06/22/2022 | 100370 | 208676565 | 05/25/2023
Rheem Sales Company, Inc. | RUSSELL | RGEAZR060AJT10UNA | Federally-Regulated Consumer Product | Weatherized Non-Condensing Gas | 1911 | 283 |  | 06/22/2022 | 99261 | 208676580 | 05/25/2023
Rheem Sales Company, Inc. | RUSSELL | S801V0504A17UHNBAP | Federally-Regulated Consumer Product | Non-Weatherized, Non-Condensin | 1682 | 256 |  | 03/30/2023 | 50501 | 211774696 | 05/25/2023
Rheem Sales Company, Inc. | RUSSELL | S921V1155A24M4 | Federally-Regulated Consumer Product | Non-Weatherized, Condensing Ga | 2137 | 231 |  | 06/24/2022 | 111605 | 208676285 | 05/25/2023
Rheem Sales Company, Inc. | RUSSELL | RGEAZR060AJT081NA | Federally-Regulated Consumer Product | Weatherized Non-Condensing Gas | 2041 | 289 |  | 06/22/2022 | 79422 | 208676455 | 05/25/2023
Rheem Sales Company, Inc. | RUSSELL | RGECZR036AJT10**C | Federally-Regulated Consumer Product | Weatherized Non-Condensing Gas | 1576 | 218 |  | 10/11/2022 | 100764 | 210279534 | 05/25/2023
Rheem Sales Company, Inc. | RUSSELL | S801V0504A17UHSBAP | Federally-Regulated Consumer Product | Non-Weatherized, Non-Condensin | 1682 | 256 |  | 03/30/2023 | 50501 | 211774701 | 05/25/2023
Rheem Sales Company, Inc. | RUSSELL | RGEAZR030AJT06XNA | Federally-Regulated Consumer Product | Weatherized Non-Condensing Gas | 1342 | 258 |  | 06/22/2022 | 61240 | 208676505 | 05/25/2023
Rheem Sales Company, Inc. | RUSSELL | RGEAZS036AJV06TCA | Federally-Regulated Consumer Product | Weatherized Non-Condensing Gas | 1702 | 248 |  | 03/23/2023 | 46772 | 211729589 | 05/25/2023
Rheem Sales Company, Inc. | RUSSELL | RGEAZR048AJT08UNA | Federally-Regulated Consumer Product | Weatherized Non-Condensing Gas | 2026 | 288 |  | 06/22/2022 | 80021 | 208676555 | 05/25/2023
Rheem Sales Company, Inc. | RUSSELL | S921T0703A17M4 | Federally-Regulated Consumer Product | Non-Weatherized, Condensing Ga | 1362 | 255 |  | 06/15/2022 | 69960 | 208663442 | 05/25/2023
Rheem Sales Company, Inc. | RUSSELL | S801V0503A14UH | Federally-Regulated Consumer Product | Non-Weatherized, Non-Condensin | 1308 | 184 |  | 06/15/2022 | 50472 | 208665955 | 05/25/2023
Rheem Sales Company, Inc. | RUSSELL | RGEAZR024AJT061NA | Federally-Regulated Consumer Product | Weatherized Non-Condensing Gas | 1270 | 255 |  | 06/22/2022 | 61123 | 208676395 | 05/25/2023
Rheem Sales Company, Inc. | RUSSELL | RGEAZS036ACV102CA | Federally-Regulated Consumer Product | Weatherized Non-Condensing Gas | 1707 | 268 |  | 03/21/2023 | 75935 | 211726902 | 05/25/2023
Rheem Sales Company, Inc. | RUSSELL | S801V0704A17UHUBAP | Federally-Regulated Consumer Product | Non-Weatherized, Non-Condensin | 1723 | 258 |  | 03/30/2023 | 70568 | 211774705 | 05/25/2023
Rheem Sales Company, Inc. | RUSSELL | S802V1255A24DZNBAP | Federally-Regulated Consumer Product | Non-Weatherized, Non-Condensin | 2179 | 278 |  | 03/30/2023 | 86625 | 211774729 | 05/25/2023
Rheem Sales Company, Inc. | RUSSELL | S802V0755A21DZNBAP | Federally-Regulated Consumer Product | Non-Weatherized, Non-Condensin | 2041 | 272 |  | 03/30/2023 | 52592 | 211774720 | 05/25/2023
Rheem Sales Company, Inc. | RUSSELL | S802V0755A21DZSBAP | Federally-Regulated Consumer Product | Non-Weatherized, Non-Condensin | 2041 | 272 |  | 03/30/2023 | 52592 | 211774726 | 05/25/2023
Rheem Sales Company, Inc. | RUSSELL | RGEAZR036AJT081NA | Federally-Regulated Consumer Product | Weatherized Non-Condensing Gas | 1387 | 260 |  | 06/22/2022 | 80632 | 208676425 | 05/25/2023
Rheem Sales Company, Inc. | RUSSELL | S951V0703A17M4 | Federally-Regulated Consumer Product | Non-Weatherized, Condensing Ga | 1166 | 246 |  | 06/24/2022 | 70001 | 208676315 | 05/25/2023
Rheem Sales Company, Inc. | RUSSELL | S802V1005A21DZSBAP | Federally-Regulated Consumer Product | Non-Weatherized, Non-Condensin | 2120 | 275 |  | 03/31/2023 | 69817 | 211806613 | 05/25/2023
Rheem Sales Company, Inc. | RUSSELL | RGEAZR030AJT04UNA | Federally-Regulated Consumer Product | Weatherized Non-Condensing Gas | 1189 | 251 |  | 06/22/2022 | 39887 | 208676490 | 05/25/2023
Rheem Sales Company, Inc. | RUSSELL | S801V0504A17UHUBAP | Federally-Regulated Consumer Product | Non-Weatherized, Non-Condensin | 1376 | 243 |  | 03/31/2023 | 50203 | 211806588 | 05/25/2023
Rheem Sales Company, Inc. | RUSSELL | S802V1255A24DZSBAP | Federally-Regulated Consumer Product | Non-Weatherized, Non-Condensin | 2179 | 278 |  | 03/30/2023 | 86625 | 211774735 | 05/25/2023
Rheem Sales Company, Inc. | RUSSELL | RGEAZR024AJT04XNA | Federally-Regulated Consumer Product | Weatherized Non-Condensing Gas | 1205 | 252 |  | 06/22/2022 | 40798 | 208676470 | 05/25/2023
Rheem Sales Company, Inc. | RUSSELL | RGEAZS036ACV08TCA | Federally-Regulated Consumer Product | Weatherized Non-Condensing Gas | 1662 | 272 |  | 03/23/2023 | 60830 | 211729581 | 05/25/2023
Rheem Sales Company, Inc. | RUSSELL | RGEAZR024AJT04UNA | Federally-Regulated Consumer Product | Weatherized Non-Condensing Gas | 1181 | 251 |  | 06/22/2022 | 40068 | 208676465 | 05/25/2023
Rheem Sales Company, Inc. | RUSSELL | S801T0504A17UHNNAS | Federally-Regulated Consumer Product | Non-Weatherized, Non-Condensin | 1517 | 249 |  | 03/31/2023 | 50545 | 211806580 | 05/25/2023
Rheem Sales Company, Inc. | RUSSELL | RGEAZR024AJT08XNA | Federally-Regulated Consumer Product | Weatherized Non-Condensing Gas | 1202 | 252 |  | 06/22/2022 | 79659 | 208676485 | 05/25/2023
Rheem Sales Company, Inc. | RUSSELL | RGEAZS036ACV10TCA | Federally-Regulated Consumer Product | Weatherized Non-Condensing Gas | 1707 | 268 |  | 03/23/2023 | 75935 | 211729585 | 05/25/2023
Rheem Sales Company, Inc. | RUSSELL | S802V0503A14DZSBAP | Federally-Regulated Consumer Product | Non-Weatherized, Non-Condensin | 1250 | 237 |  | 03/31/2023 | 34844 | 211806598 | 05/25/2023
Rheem Sales Company, Inc. | RUSSELL | RGEAZR048AJT08XNA | Federally-Regulated Consumer Product | Weatherized Non-Condensing Gas | 1847 | 280 |  | 06/22/2022 | 80515 | 208676560 | 05/25/2023
Rheem Sales Company, Inc. | RUSSELL | S802V0754A17DZNBAP | Federally-Regulated Consumer Product | Non-Weatherized, Non-Condensin | 1628 | 254 |  | 03/30/2023 | 52707 | 211774711 | 05/25/2023
Rheem Sales Company, Inc. | RUSSELL | RGEAZR036AJT06UNA | Federally-Regulated Consumer Product | Weatherized Non-Condensing Gas | 1434 | 262 |  | 05/25/2023 | 60723 | 208676515 | 05/25/2023
Rheem Sales Company, Inc. | RUSSELL | RGEAZR024AJT081NA | Federally-Regulated Consumer Product | Weatherized Non-Condensing Gas | 1202 | 252 |  | 05/25/2023 | 79659 | 208676400 | 05/25/2023
Rheem Sales Company, Inc. | RUSSELL | S951V0603A17M4 | Federally-Regulated Consumer Product | Non-Weatherized, Condensing Ga | 1356 | 249 |  | 05/25/2023 | 56054 | 208676314 | 05/25/2023
Rheem Sales Company, Inc. | RUSSELL | S802V0504A17UHNBAP | Federally-Regulated Consumer Product | Non-Weatherized, Non-Condensin | 1712 | 257 |  | 05/25/2023 | 34534 | 211806601 | 05/25/2023
Rheem Sales Company, Inc. | RUSSELL | S801V1005A21UHUBAP | Federally-Regulated Consumer Product | Non-Weatherized, Non-Condensin | 1966 | 269 |  | 05/25/2023 | 97612 | 211806591 | 05/25/2023
Rheem Sales Company, Inc. | RUSSELL | RGEAZS036AJV102CA | Federally-Regulated Consumer Product | Weatherized Non-Condensing Gas | 1707 | 268 |  | 05/25/2023 | 75935 | 211726917 | 05/25/2023
Rheem Sales Company, Inc. | RUSSELL | RGEAZS036ACV062CA | Federally-Regulated Consumer Product | Weatherized Non-Condensing Gas | 1702 | 248 |  | 05/25/2023 | 46772 | 211726892 | 05/25/2023
Rheem Sales Company, Inc. | RUSSELL | RGEAZS036ACV082CA | Federally-Regulated Consumer Product | Weatherized Non-Condensing Gas | 1662 | 272 |  | 05/25/2023 | 60830 | 211726897 | 05/25/2023
Rheem Sales Company, Inc. | RUSSELL | RGEAZR030AJT081NA | Federally-Regulated Consumer Product | Weatherized Non-Condensing Gas | 1216 | 253 |  | 05/25/2023 | 80365 | 208676415 | 05/25/2023
Rheem Sales Company, Inc. | RUSSELL | S921V1005A21M4 | Federally-Regulated Consumer Product | Non-Weatherized, Condensing Ga | 2153 | 271 |  | 05/25/2023 | 98911 | 208676284 | 05/25/2023
Rheem Sales Company, Inc. | RUSSELL | S801T0504A17UHSNAS | Federally-Regulated Consumer Product | Non-Weatherized, Non-Condensin | 1517 | 249 |  | 05/25/2023 | 50545 | 211806584 | 05/25/2023
Rheem Sales Company, Inc. | RUSSELL | RGEAZS036AJV10TCA | Federally-Regulated Consumer Product | Weatherized Non-Condensing Gas | 1707 | 268 |  | 05/25/2023 | 75935 | 211729597 | 05/25/2023
Rheem Sales Company, Inc. | RUSSELL | RGEAZR024AJT06XNA | Federally-Regulated Consumer Product | Weatherized Non-Condensing Gas | 1270 | 255 |  | 05/25/2023 | 61123 | 208676480 | 05/25/2023
Rheem Sales Company, Inc. | RUSSELL | RGEAZR048AJT081NA | Federally-Regulated Consumer Product | Weatherized Non-Condensing Gas | 1847 | 280 |  | 05/25/2023 | 80515 | 208676445 | 05/25/2023
Rheem Sales Company, Inc. | RUSSELL | RGEAZR042AJT10XNA | Federally-Regulated Consumer Product | Weatherized Non-Condensing Gas | 1774 | 277 |  | 05/25/2023 | 100987 | 208676550 | 05/25/2023
Rheem Sales Company, Inc. | RUSSELL | S802V1005A21DZNBAP | Federally-Regulated Consumer Product | Non-Weatherized, Non-Condensin | 2120 | 275 |  | 05/25/2023 | 69817 | 211806609 | 05/25/2023
Rheem Sales Company, Inc. | RUSSELL | S802V0754A17DZSBAP | Federally-Regulated Consumer Product | Non-Weatherized, Non-Condensin | 1628 | 254 |  | 05/25/2023 | 52707 | 211774717 | 05/25/2023
Rheem Sales Company, Inc. | RUSSELL | RGEAZR042AJT08XNA | Federally-Regulated Consumer Product | Weatherized Non-Condensing Gas | 1820 | 279 |  | 05/25/2023 | 81578 | 208676545 | 05/25/2023
Rheem Sales Company, Inc. | RUSSELL | RGEAZR048AJT10UNA | Federally-Regulated Consumer Product | Weatherized Non-Condensing Gas | 1832 | 280 |  | 05/25/2023 | 100370 | 208676565 | 05/25/2023
Rheem Sales Company, Inc. | RUSSELL | RGEAZR060AJT10UNA | Federally-Regulated Consumer Product | Weatherized Non-Condensing Gas | 1911 | 283 |  | 05/25/2023 | 99261 | 208676580 | 05/25/2023
Rheem Sales Company, Inc. | RUSSELL | S801V0504A17UHNBAP | Federally-Regulated Consumer Product | Non-Weatherized, Non-Condensin | 1682 | 256 |  | 05/25/2023 | 50501 | 211774696 | 05/25/2023
Rheem Sales Company, Inc. | RUSSELL | S921V1155A24M4 | Federally-Regulated Consumer Product | Non-Weatherized, Condensing Ga | 2137 | 231 |  | 05/25/2023 | 111605 | 208676285 | 05/25/2023
Rheem Sales Company, Inc. | RUSSELL | RGEAZR060AJT081NA | Federally-Regulated Consumer Product | Weatherized Non-Condensing Gas | 2041 | 289 |  | 05/25/2023 | 79422 | 208676455 | 05/25/2023
Rheem Sales Company, Inc. | RUSSELL | RGECZR036AJT10**C | Federally-Regulated Consumer Product | Weatherized Non-Condensing Gas | 1576 | 218 |  | 05/25/2023 | 100764 | 210279534 | 05/25/2023
Rheem Sales Company, Inc. | RUSSELL | S801V0504A17UHSBAP | Federally-Regulated Consumer Product | Non-Weatherized, Non-Condensin | 1682 | 256 |  | 05/25/2023 | 50501 | 211774701 | 05/25/2023
Rheem Sales Company, Inc. | RUSSELL | RGEAZR030AJT06XNA | Federally-Regulated Consumer Product | Weatherized Non-Condensing Gas | 1342 | 258 |  | 05/25/2023 | 61240 | 208676505 | 05/25/2023
Rheem Sales Company, Inc. | RUSSELL | RGEAZS036AJV06TCA | Federally-Regulated Consumer Product | Weatherized Non-Condensing Gas | 1702 | 248 |  | 05/25/2023 | 46772 | 211729589 | 05/25/2023
Rheem Sales Company, Inc. | RUSSELL | RGEAZR048AJT08UNA | Federally-Regulated Consumer Product | Weatherized Non-Condensing Gas | 2026 | 288 |  | 05/25/2023 | 80021 | 208676555 | 05/25/2023
Rheem Sales Company, Inc. | RUSSELL | S921T0703A17M4 | Federally-Regulated Consumer Product | Non-Weatherized, Condensing Ga | 1362 | 255 |  | 05/25/2023 | 69960 | 208663442 | 05/25/2023
Rheem Sales Company, Inc. | RUSSELL | S801V0503A14UH | Federally-Regulated Consumer Product | Non-Weatherized, Non-Condensin | 1308 | 184 |  | 05/25/2023 | 50472 | 208665955 | 05/25/2023
Rheem Sales Company, Inc. | RUSSELL | RGEAZR024AJT061NA | Federally-Regulated Consumer Product | Weatherized Non-Condensing Gas | 1270 | 255 |  | 05/25/2023 | 61123 | 208676395 | 05/25/2023
Rheem Sales Company, Inc. | RUSSELL | RGEAZS036ACV102CA | Federally-Regulated Consumer Product | Weatherized Non-Condensing Gas | 1707 | 268 |  | 05/25/2023 | 75935 | 211726902 | 05/25/2023
Rheem Sales Company, Inc. | RUSSELL | S801V0704A17UHUBAP | Federally-Regulated Consumer Product | Non-Weatherized, Non-Condensin | 1723 | 258 |  | 05/25/2023 | 70568 | 211774705 | 05/25/2023
Rheem Sales Company, Inc. | RUSSELL | S802V1255A24DZNBAP | Federally-Regulated Consumer Product | Non-Weatherized, Non-Condensin | 2179 | 278 |  | 05/25/2023 | 86625 | 211774729 | 05/25/2023
Rheem Sales Company, Inc. | RUSSELL | S802V0755A21DZNBAP | Federally-Regulated Consumer Product | Non-Weatherized, Non-Condensin | 2041 | 272 |  | 05/25/2023 | 52592 | 211774720 | 05/25/2023
Rheem Sales Company, Inc. | RUSSELL | S802V0755A21DZSBAP | Federally-Regulated Consumer Product | Non-Weatherized, Non-Condensin | 2041 | 272 |  | 05/25/2023 | 52592 | 211774726 | 05/25/2023
Rheem Sales Company, Inc. | RUSSELL | RGEAZR036AJT081NA | Federally-Regulated Consumer Product | Weatherized Non-Condensing Gas | 1387 | 260 |  | 05/25/2023 | 80632 | 208676425 | 05/25/2023
Rheem Sales Company, Inc. | RUSSELL | S951V0703A17M4 | Federally-Regulated Consumer Product | Non-Weatherized, Condensing Ga | 1166 | 246 |  | 05/25/2023 | 70001 | 208676315 | 05/25/2023
Rheem Sales Company, Inc. | RUSSELL | S802V1005A21DZSBAP | Federally-Regulated Consumer Product | Non-Weatherized, Non-Condensin | 2120 | 275 |  | 05/25/2023 | 69817 | 211806613 | 05/25/2023
Rheem Sales Company, Inc. | RUSSELL | RGEAZR030AJT04UNA | Federally-Regulated Consumer Product | Weatherized Non-Condensing Gas | 1189 | 251 |  | 05/25/2023 | 39887 | 208676490 | 05/25/2023
Rheem Sales Company, Inc. | RUSSELL | S801V0504A17UHUBAP | Federally-Regulated Consumer Product | Non-Weatherized, Non-Condensin | 1376 | 243 |  | 05/25/2023 | 50203 | 211806588 | 05/25/2023
Rheem Sales Company, Inc. | RUSSELL | S802V1255A24DZSBAP | Federally-Regulated Consumer Product | Non-Weatherized, Non-Condensin | 2179 | 278 |  | 05/25/2023 | 86625 | 211774735 | 05/25/2023
Rheem Sales Company, Inc. | RUSSELL | RGEAZR024AJT04XNA | Federally-Regulated Consumer Product | Weatherized Non-Condensing Gas | 1205 | 252 |  | 05/25/2023 | 40798 | 208676470 | 05/25/2023
Rheem Sales Company, Inc. | RUSSELL | RGEAZS036ACV08TCA | Federally-Regulated Consumer Product | Weatherized Non-Condensing Gas | 1662 | 272 |  | 05/25/2023 | 60830 | 211729581 | 05/25/2023
Rheem Sales Company, Inc. | RUSSELL | RGEAZR024AJT04UNA | Federally-Regulated Consumer Product | Weatherized Non-Condensing Gas | 1181 | 251 |  | 05/25/2023 | 40068 | 208676465 | 05/25/2023
Rheem Sales Company, Inc. | RUSSELL | S801T0504A17UHNNAS | Federally-Regulated Consumer Product | Non-Weatherized, Non-Condensin | 1517 | 249 |  | 05/25/2023 | 50545 | 211806580 | 05/25/2023
Rheem Sales Company, Inc. | RUSSELL | RGEAZR024AJT08XNA | Federally-Regulated Consumer Product | Weatherized Non-Condensing Gas | 1202 | 252 |  | 05/25/2023 | 79659 | 208676485 | 05/25/2023
Rheem Sales Company, Inc. | RUSSELL | RGEAZS036ACV10TCA | Federally-Regulated Consumer Product | Weatherized Non-Condensing Gas | 1707 | 268 |  | 05/25/2023 | 75935 | 211729585 | 05/25/2023
Rheem Sales Company, Inc. | RUSSELL | S802V0503A14DZSBAP | Federally-Regulated Consumer Product | Non-Weatherized, Non-Condensin | 1250 | 237 |  | 05/25/2023 | 34844 | 211806598 | 05/25/2023
Rheem Sales Company, Inc. | RUSSELL | RGEAZR048AJT08XNA | Federally-Regulated Consumer Product | Weatherized Non-Condensing Gas | 1847 | 280 |  | 05/25/2023 | 80515 | 208676560 | 05/25/2023
Rheem Sales Company, Inc. | RUSSELL | S802V0754A17DZNBAP | Federally-Regulated Consumer Product | Non-Weatherized, Non-Condensin | 1628 | 254 |  | 05/25/2023 | 52707 | 211774711 | 05/25/2023
Carrier Corp. - Syracuse | Tempstar | RGW048KF* | Federally-Regulated Consumer Product | Weatherized Non-Condensing Gas | 2640 | 312 |  | 04/26/2022 | 106 | 202535292 | 05/25/2023
Carrier Corp. - Syracuse | Tempstar | RGV048KS* | Federally-Regulated Consumer Product | Weatherized Non-Condensing Gas | 2640 | 312 |  | 04/26/2022 | 53 | 202535279 | 05/25/2023
Carrier Corp. - Syracuse | Tempstar | RGV036KD* | Federally-Regulated Consumer Product | Weatherized Non-Condensing Gas | 1889 | 281 |  | 03/17/2021 | 53 | 202535270 | 05/25/2023
Carrier Corp. - Syracuse | Tempstar | RGW060KD* | Federally-Regulated Consumer Product | Weatherized Non-Condensing Gas | 2694 | 302 |  | 04/26/2022 | 53 | 202535288 | 05/25/2023
Carrier Corp. - Syracuse | Tempstar | RGV036KR* | Federally-Regulated Consumer Product | Weatherized Non-Condensing Gas | 1889 | 281 |  | 03/17/2021 | 73 | 202535281 | 05/25/2023
Carrier Corp. - Syracuse | Tempstar | RGW036KE* | Federally-Regulated Consumer Product | Weatherized Non-Condensing Gas | 1889 | 281 |  | 03/17/2021 | 73 | 202535289 | 05/25/2023
Carrier Corp. - Syracuse | Tempstar | RGW048KR* | Federally-Regulated Consumer Product | Weatherized Non-Condensing Gas | 2640 | 312 |  | 04/26/2022 | 73 | 202535298 | 05/25/2023
Carrier Corp. - Indianapolis | Tempstar | N96MSN0401410A*D | Federally-Regulated Consumer Product | Non-Weatherized, Condensing Ga | 1017 | 240 |  | 03/30/2023 | 40102 | 211779204 | 05/25/2023
Carrier Corp. - Indianapolis | Tempstar | N95ESN1402422A | Federally-Regulated Consumer Product | Non-Weatherized, Condensing Ga | 2328 | 297 | 297.432 | 07/22/2020 | 139741 | 203360500 | 05/25/2023
Carrier Corp. - Indianapolis | Tempstar | N92MSN0801716A | Federally-Regulated Consumer Product | Non-Weatherized, Condensing Ga | 1845 | 276 |  | 03/30/2023 | 80520 | 211778923 | 05/25/2023
Carrier Corp. - Indianapolis | Tempstar | N96MSN1002122A**D | Federally-Regulated Consumer Product | Mobile Home Non-Weatherized, C | 2283 | 295 |  | 03/30/2023 | 100454 | 211779429 | 05/25/2023
Carrier Corp. - Indianapolis | Tempstar | N96MSN1402422A*D | Federally-Regulated Consumer Product | Non-Weatherized, Condensing Ga | 2292 | 296 |  | 03/30/2023 | 139864 | 211779492 | 05/25/2023
Carrier Corp. - Indianapolis | Tempstar | N92ESN0601714A* | Federally-Regulated Consumer Product | Mobile Home Non-Weatherized, C | 1205 | 248 |  | 08/05/2020 | 60119 | 203359771 | 05/25/2023
Carrier Corp. - Indianapolis | Tempstar | N95ESN1202422A*D | Federally-Regulated Consumer Product | Non-Weatherized, Condensing Ga | 2161 | 290 | 290.084 | 07/22/2020 | 119834 | 203360512 | 05/25/2023
Carrier Corp. - Indianapolis | Tempstar | N80MSL0902120A | Federally-Regulated Consumer Product | Non-Weatherized, Non-Condensin | 2438 | 289 |  | 03/30/2023 | 88368 | 211780122 | 05/25/2023
Carrier Corp. - Indianapolis | Tempstar | N92ESN0801716A | Federally-Regulated Consumer Product | Non-Weatherized, Condensing Ga | 1390 | 256 |  | 08/05/2020 | 79599 | 203359789 | 05/25/2023
Carrier Corp. - Indianapolis | Tempstar | N80VSL0451716A | Federally-Regulated Consumer Product | Non-Weatherized, Non-Condensin | 1431 | 244 | 244.964 | 07/22/2020 | 44106 | 204278364 | 05/25/2023
Carrier Corp. - Indianapolis | Tempstar | N80ESL0701712A | Federally-Regulated Consumer Product | Non-Weatherized, Non-Condensin | 1051 | 228 | 228.244 | 07/22/2020 | 65904 | 203360099 | 05/25/2023
Carrier Corp. - Indianapolis | Tempstar | N80ESL1102420A | Federally-Regulated Consumer Product | Non-Weatherized, Non-Condensin | 2027 | 271 | 271.188 | 07/22/2020 | 109826 | 203360106 | 05/25/2023
Carrier Corp. - Indianapolis | Tempstar | N92MSN1002120A | Federally-Regulated Consumer Product | Non-Weatherized, Condensing Ga | 1931 | 280 |  | 03/30/2023 | 100411 | 211778959 | 05/25/2023
Carrier Corp. - Indianapolis | Tempstar | N80MSL1552420A | Federally-Regulated Consumer Product | Non-Weatherized, Non-Condensin | 2004 | 270 |  | 03/30/2023 | 153757 | 211780126 | 05/25/2023
Carrier Corp. - Indianapolis | Tempstar | N92MSN1002122A* | Federally-Regulated Consumer Product | Mobile Home Non-Weatherized, C | 2308 | 297 |  | 03/30/2023 | 99870 | 211778986 | 05/25/2023
Carrier Corp. - Indianapolis | Tempstar | F80CTL0902120A* | Federally-Regulated Consumer Product | Non-Weatherized, Non-Condensin | 2488 | 291 | 291.472 | 07/22/2020 | 57811 | 203358972 | 05/25/2023
Carrier Corp. - Indianapolis | Tempstar | N80VSL1102422A* | Federally-Regulated Consumer Product | Non-Weatherized, Non-Condensin | 2478 | 290 | 291.032 | 07/22/2020 | 110020 | 204278435 | 05/25/2023
Carrier Corp. - Indianapolis | Tempstar | N80VSL0702120A | Federally-Regulated Consumer Product | Non-Weatherized, Non-Condensin | 2147 | 275 | 276.468 | 07/22/2020 | 65668 | 204278366 | 05/25/2023
Carrier Corp. - Indianapolis | Tempstar | N96MSN0401410A | Federally-Regulated Consumer Product | Non-Weatherized, Condensing Ga | 1017 | 240 |  | 03/30/2023 | 40102 | 211779177 | 05/25/2023
Carrier Corp. - Indianapolis | Tempstar | N96MSN0261410A*D | Federally-Regulated Consumer Product | Non-Weatherized, Condensing Ga | 1012 | 240 |  | 03/30/2023 | 26115 | 211779168 | 05/25/2023
Carrier Corp. - Indianapolis | Tempstar | N80MSN0701412A | Federally-Regulated Consumer Product | Non-Weatherized, Non-Condensin | 1170 | 233 |  | 03/30/2023 | 65912 | 211780004 | 05/25/2023
Carrier Corp. - Indianapolis | Tempstar | N95ESN1002120A**D | Federally-Regulated Consumer Product | Mobile Home Non-Weatherized, C | 2102 | 287 | 389.242 | 07/22/2020 | 99999 | 203360730 | 05/25/2023
Carrier Corp. - Indianapolis | Tempstar | N92MSN0802120A | Federally-Regulated Consumer Product | Non-Weatherized, Condensing Ga | 2018 | 284 |  | 03/30/2023 | 81104 | 211778941 | 05/25/2023
Carrier Corp. - Indianapolis | Tempstar | N95ESN0401712A**D | Federally-Regulated Consumer Product | Mobile Home Non-Weatherized, C | 998 | 239 |  | 08/05/2020 | 40139 | 203360726 | 05/25/2023
Carrier Corp. - Indianapolis | Tempstar | N80MSL1102420A | Federally-Regulated Consumer Product | Non-Weatherized, Non-Condensin | 2053 | 272 |  | 03/30/2023 | 110206 | 211780124 | 05/25/2023
Carrier Corp. - Indianapolis | Tempstar | N80ESL1552420A* | Federally-Regulated Consumer Product | Non-Weatherized, Non-Condensin | 2000 | 270 | 270 | 07/22/2020 | 153106 | 203360343 | 05/25/2023
Carrier Corp. - Indianapolis | Tempstar | N80MSN0451412A | Federally-Regulated Consumer Product | Non-Weatherized, Non-Condensin | 1161 | 233 |  | 03/30/2023 | 44099 | 211780002 | 05/25/2023
Carrier Corp. - Indianapolis | Tempstar | N92MSN1202420A* | Federally-Regulated Consumer Product | Mobile Home Non-Weatherized, C | 1871 | 277 |  | 03/30/2023 | 120577 | 211779004 | 05/25/2023
Carrier Corp. - Indianapolis | Tempstar | N80MSN1552420A | Federally-Regulated Consumer Product | Non-Weatherized, Non-Condensin | 2004 | 270 |  | 03/30/2023 | 153757 | 211780014 | 05/25/2023
Carrier Corp. - Indianapolis | Tempstar | N80ESN1552420A | Federally-Regulated Consumer Product | Non-Weatherized, Non-Condensin | 2000 | 270 | 270 | 07/22/2020 | 153106 | 203359876 | 05/25/2023
Carrier Corp. - Indianapolis | Tempstar | N95ESN1402422A*D | Federally-Regulated Consumer Product | Non-Weatherized, Condensing Ga | 2328 | 297 | 297.432 | 07/22/2020 | 139741 | 203360514 | 05/25/2023
Carrier Corp. - Indianapolis | Tempstar | N95ESN0801716A**D | Federally-Regulated Consumer Product | Mobile Home Non-Weatherized, C | 1771 | 273 | 365.741 | 07/22/2020 | 80331 | 203360728 | 05/25/2023
Carrier Corp. - Indianapolis | Tempstar | PDD460130K**0K* | Federally-Regulated Consumer Product | Weatherized Non-Condensing Gas | 2038 | 289 |  | 04/11/2023 | 126976 | 212038648 | 05/25/2023
Carrier Corp. - Indianapolis | Tempstar | N80VSL0451716A* | Federally-Regulated Consumer Product | Non-Weatherized, Non-Condensin | 1431 | 244 | 244.964 | 07/22/2020 | 44106 | 204278430 | 05/25/2023
Carrier Corp. - Indianapolis | Tempstar | N80ESL0901714A | Federally-Regulated Consumer Product | Non-Weatherized, Non-Condensin | 1238 | 236 |  | 08/05/2020 | 88097 | 203360101 | 05/25/2023
Carrier Corp. - Indianapolis | Tempstar | N80ESL1552420A | Federally-Regulated Consumer Product | Non-Weatherized, Non-Condensin | 2000 | 270 | 270 | 07/22/2020 | 153106 | 203360108 | 05/25/2023
Carrier Corp. - Indianapolis | Tempstar | N80ESN1102420A | Federally-Regulated Consumer Product | Non-Weatherized, Non-Condensin | 2027 | 271 | 271.188 | 07/22/2020 | 109826 | 203359873 | 05/25/2023
Carrier Corp. - Indianapolis | Tempstar | N80MSL0701716A* | Federally-Regulated Consumer Product | Non-Weatherized, Non-Condensin | 1776 | 260 |  | 03/30/2023 | 65952 | 211780393 | 05/25/2023
Carrier Corp. - Indianapolis | Tempstar | N95ESN0802120A* | Federally-Regulated Consumer Product | Mobile Home Non-Weatherized, C | 1837 | 276 | 370.427 | 07/22/2020 | 79777 | 203360723 | 05/25/2023
Carrier Corp. - Indianapolis | Tempstar | N80MSN0451714A | Federally-Regulated Consumer Product | Non-Weatherized, Non-Condensin | 1343 | 241 |  | 03/30/2023 | 43896 | 211780003 | 05/25/2023
Carrier Corp. - Indianapolis | Tempstar | N92ESN0802120A* | Federally-Regulated Consumer Product | Mobile Home Non-Weatherized, C | 1832 | 276 |  | 08/05/2020 | 79860 | 203359836 | 05/25/2023
Carrier Corp. - Indianapolis | Tempstar | N96MSN1202422A | Federally-Regulated Consumer Product | Non-Weatherized, Condensing Ga | 2308 | 297 |  | 03/30/2023 | 119661 | 211779447 | 05/25/2023
Carrier Corp. - Indianapolis | Tempstar | N80VSL0902420A | Federally-Regulated Consumer Product | Non-Weatherized, Non-Condensin | 2057 | 271 | 272.508 | 07/22/2020 | 88097 | 204278368 | 05/25/2023
Carrier Corp. - Indianapolis | Tempstar | F80VTL1102122A | Federally-Regulated Consumer Product | Non-Weatherized, Non-Condensin | 2435 | 289 |  | 07/31/2021 | 72702 | 207207198 | 05/25/2023
Carrier Corp. - Indianapolis | Tempstar | N96MSN1002120A | Federally-Regulated Consumer Product | Non-Weatherized, Condensing Ga | 2215 | 292 |  | 03/30/2023 | 99728 | 211779375 | 05/25/2023
Carrier Corp. - Indianapolis | Tempstar | N96MSN1002120A* | Federally-Regulated Consumer Product | Mobile Home Non-Weatherized, C | 2215 | 292 |  | 03/30/2023 | 99728 | 211779384 | 05/25/2023
Carrier Corp. - Indianapolis | Tempstar | N95ESN0802120A**D | Federally-Regulated Consumer Product | Mobile Home Non-Weatherized, C | 1837 | 276 | 370.427 | 07/22/2020 | 79777 | 203360729 | 05/25/2023
Carrier Corp. - Indianapolis | Tempstar | N96MSN0601716A* | Federally-Regulated Consumer Product | Mobile Home Non-Weatherized, C | 1611 | 266 |  | 03/30/2023 | 59946 | 211779294 | 05/25/2023
Carrier Corp. - Indianapolis | Tempstar | N80ESL1352420A | Federally-Regulated Consumer Product | Non-Weatherized, Non-Condensin | 1887 | 265 | 265.028 | 07/22/2020 | 131482 | 203360107 | 05/25/2023
Carrier Corp. - Indianapolis | Tempstar | N96MSN1202422A* | Federally-Regulated Consumer Product | Mobile Home Non-Weatherized, C | 2308 | 297 |  | 03/30/2023 | 119661 | 211779456 | 05/25/2023
Carrier Corp. - Indianapolis | Tempstar | N96MSN1002122A*D | Federally-Regulated Consumer Product | Non-Weatherized, Condensing Ga | 2283 | 295 |  | 03/30/2023 | 100454 | 211779438 | 05/25/2023
Carrier Corp. - Indianapolis | Tempstar | N80MSL0701716A | Federally-Regulated Consumer Product | Non-Weatherized, Non-Condensin | 1776 | 260 |  | 03/30/2023 | 65952 | 211780377 | 05/25/2023
Carrier Corp. - Indianapolis | Tempstar | N80ESN0451712A | Federally-Regulated Consumer Product | Non-Weatherized, Non-Condensin | 1206 | 235 | 235.064 | 07/22/2020 | 44058 | 203359855 | 05/25/2023
Carrier Corp. - Indianapolis | Tempstar | N80MSL1352420A* | Federally-Regulated Consumer Product | Non-Weatherized, Non-Condensin | 1907 | 266 |  | 03/30/2023 | 131914 | 211780240 | 05/25/2023
Carrier Corp. - Indianapolis | Tempstar | N92MSN1002122A | Federally-Regulated Consumer Product | Non-Weatherized, Condensing Ga | 2308 | 297 |  | 03/30/2023 | 99870 | 211778977 | 05/25/2023
Rheem Sales Company, Inc. | CLIMATEMASTER | RGEAZR036AJT08XNA | Federally-Regulated Consumer Product | Weatherized Non-Condensing Gas | 1387 | 260 |  | 06/22/2022 | 80632 | 208699114 | 05/25/2023
Rheem Sales Company, Inc. | CLIMATEMASTER | RGEAZR048AJT08UNA | Federally-Regulated Consumer Product | Weatherized Non-Condensing Gas | 2026 | 288 |  | 06/22/2022 | 80019 | 208699119 | 05/25/2023
Rheem Sales Company, Inc. | CLIMATEMASTER | RGEAZR030AJT061NA | Federally-Regulated Consumer Product | Weatherized Non-Condensing Gas | 1342 | 258 |  | 06/22/2022 | 61240 | 208699090 | 05/25/2023
Rheem Sales Company, Inc. | CLIMATEMASTER | RGECZR048AJT12**C | Federally-Regulated Consumer Product | Weatherized Non-Condensing Gas | 1902 | 259 |  | 10/11/2022 | 84032 | 210279565 | 05/25/2023
Rheem Sales Company, Inc. | CLIMATEMASTER | RGEA16036AJV062AB | Federally-Regulated Consumer Product | Weatherized Non-Condensing Gas | 1648 | 259 |  | 06/30/2022 | 76362 | 205785546 | 05/25/2023
Rheem Sales Company, Inc. | CLIMATEMASTER | RGEAZR030AJT081NA | Federally-Regulated Consumer Product | Weatherized Non-Condensing Gas | 1216 | 253 |  | 06/22/2022 | 80365 | 208699091 | 05/25/2023
Rheem Sales Company, Inc. | CLIMATEMASTER | RGEA15048AJV081AB | Federally-Regulated Consumer Product | Weatherized Non-Condensing Gas | 1720 | 275 |  | 06/30/2022 | 99897 | 205785538 | 05/25/2023
Rheem Sales Company, Inc. | CLIMATEMASTER | RGEA16036AJV102AB | Federally-Regulated Consumer Product | Weatherized Non-Condensing Gas | 1648 | 272 |  | 06/30/2022 | 76362 | 205785550 | 05/25/2023
Rheem Sales Company, Inc. | CLIMATEMASTER | RGEA16036AJV10TAB | Federally-Regulated Consumer Product | Weatherized Non-Condensing Gas | 1648 | 272 |  | 06/30/2022 | 76362 | 205785551 | 05/25/2023
Rheem Sales Company, Inc. | CLIMATEMASTER | RGEAZR060AJT101NA | Federally-Regulated Consumer Product | Weatherized Non-Condensing Gas | 2131 | 293 |  | 06/22/2022 | 101980 | 208699100 | 05/25/2023
Rheem Sales Company, Inc. | CLIMATEMASTER | RGEAZR030AJT06XNA | Federally-Regulated Consumer Product | Weatherized Non-Condensing Gas | 1342 | 258 |  | 06/22/2022 | 61240 | 208699109 | 05/25/2023
Rheem Sales Company, Inc. | CLIMATEMASTER | RGEAZR060AJT10UNA | Federally-Regulated Consumer Product | Weatherized Non-Condensing Gas | 1911 | 283 |  | 06/22/2022 | 99261 | 208699124 | 05/25/2023
Rheem Sales Company, Inc. | CLIMATEMASTER | RGEA15030AJV061AB | Federally-Regulated Consumer Product | Weatherized Non-Condensing Gas | 1402 | 261 |  | 06/30/2022 | 80658 | 205785524 | 05/25/2023
Rheem Sales Company, Inc. | CLIMATEMASTER | RGEAZR048AJT101NA | Federally-Regulated Consumer Product | Weatherized Non-Condensing Gas | 2001 | 287 |  | 06/22/2022 | 101705 | 208699098 | 05/25/2023
Rheem Sales Company, Inc. | CLIMATEMASTER | RGEA15030AJV06XAB | Federally-Regulated Consumer Product | Weatherized Non-Condensing Gas | 1402 | 261 |  | 06/30/2022 | 80658 | 205785525 | 05/25/2023
Rheem Sales Company, Inc. | CLIMATEMASTER | RGEAZR024AJT04UNA | Federally-Regulated Consumer Product | Weatherized Non-Condensing Gas | 1181 | 251 |  | 06/22/2022 | 40068 | 208699101 | 05/25/2023
Rheem Sales Company, Inc. | CLIMATEMASTER | RGECZR060AJT07**C | Federally-Regulated Consumer Product | Weatherized Non-Condensing Gas | 2336 | 182 |  | 10/11/2022 | 52310 | 210279566 | 05/25/2023
Rheem Sales Company, Inc. | CLIMATEMASTER | RGEA16036AJV08TAB | Federally-Regulated Consumer Product | Weatherized Non-Condensing Gas | 1648 | 272 |  | 06/30/2022 | 76362 | 205785549 | 05/25/2023
Rheem Sales Company, Inc. | CLIMATEMASTER | RGECZR060AJT12**C | Federally-Regulated Consumer Product | Weatherized Non-Condensing Gas | 2183 | 266 |  | 10/11/2022 | 83968 | 210279567 | 05/25/2023
Rheem Sales Company, Inc. | CLIMATEMASTER | RGECZR036AJT07**C | Federally-Regulated Consumer Product | Weatherized Non-Condensing Gas | 1475 | 165 |  | 06/15/2022 | 53157 | 208503341 | 05/25/2023
Rheem Sales Company, Inc. | CLIMATEMASTER | RGEAZR048AJT10UNA | Federally-Regulated Consumer Product | Weatherized Non-Condensing Gas | 1832 | 280 |  | 06/22/2022 | 100370 | 208699121 | 05/25/2023
Rheem Sales Company, Inc. | CLIMATEMASTER | RGEAZR030AJT06UNA | Federally-Regulated Consumer Product | Weatherized Non-Condensing Gas | 1125 | 248 |  | 06/22/2022 | 60094 | 208699108 | 05/25/2023
Rheem Sales Company, Inc. | CLIMATEMASTER | RGEA16048AJV082AB | Federally-Regulated Consumer Product | Weatherized Non-Condensing Gas | 1845 | 272 |  | 06/30/2022 | 76171 | 205785552 | 05/25/2023
Rheem Sales Company, Inc. | CLIMATEMASTER | RGEA16048AJV102AB | Federally-Regulated Consumer Product | Weatherized Non-Condensing Gas | 1845 | 280 |  | 06/30/2022 | 76171 | 205785554 | 05/25/2023
Carrier Corp. - Syracuse | Tempstar | RGW048KF* | Federally-Regulated Consumer Product | Weatherized Non-Condensing Gas | 2640 | 312 |  | 05/25/2023 | 106 | 202535292 | 05/25/2023
Carrier Corp. - Syracuse | Tempstar | RGV048KS* | Federally-Regulated Consumer Product | Weatherized Non-Condensing Gas | 2640 | 312 |  | 05/25/2023 | 53 | 202535279 | 05/25/2023
Carrier Corp. - Syracuse | Tempstar | RGV036KD* | Federally-Regulated Consumer Product | Weatherized Non-Condensing Gas | 1889 | 281 |  | 05/25/2023 | 53 | 202535270 | 05/25/2023
Carrier Corp. - Syracuse | Tempstar | RGW060KD* | Federally-Regulated Consumer Product | Weatherized Non-Condensing Gas | 2694 | 302 |  | 05/25/2023 | 53 | 202535288 | 05/25/2023
Carrier Corp. - Syracuse | Tempstar | RGV036KR* | Federally-Regulated Consumer Product | Weatherized Non-Condensing Gas | 1889 | 281 |  | 05/25/2023 | 73 | 202535281 | 05/25/2023
Carrier Corp. - Syracuse | Tempstar | RGW036KE* | Federally-Regulated Consumer Product | Weatherized Non-Condensing Gas | 1889 | 281 |  | 05/25/2023 | 73 | 202535289 | 05/25/2023
Carrier Corp. - Syracuse | Tempstar | RGW048KR* | Federally-Regulated Consumer Product | Weatherized Non-Condensing Gas | 2640 | 312 |  | 05/25/2023 | 73 | 202535298 | 05/25/2023
Carrier Corp. - Indianapolis | Tempstar | N96MSN0401410A*D | Federally-Regulated Consumer Product | Non-Weatherized, Condensing Ga | 1017 | 240 |  | 05/25/2023 | 40102 | 211779204 | 05/25/2023
Carrier Corp. - Indianapolis | Tempstar | N95ESN1402422A | Federally-Regulated Consumer Product | Non-Weatherized, Condensing Ga | 2328 | 297 |  | 05/25/2023 | 139741 | 203360500 | 05/25/2023
Carrier Corp. - Indianapolis | Tempstar | N92MSN0801716A | Federally-Regulated Consumer Product | Non-Weatherized, Condensing Ga | 1845 | 276 |  | 05/25/2023 | 80520 | 211778923 | 05/25/2023
Carrier Corp. - Indianapolis | Tempstar | N96MSN1002122A**D | Federally-Regulated Consumer Product | Mobile Home Non-Weatherized, C | 2283 | 295 |  | 05/25/2023 | 100454 | 211779429 | 05/25/2023
Carrier Corp. - Indianapolis | Tempstar | N96MSN1402422A*D | Federally-Regulated Consumer Product | Non-Weatherized, Condensing Ga | 2292 | 296 |  | 05/25/2023 | 139864 | 211779492 | 05/25/2023
Carrier Corp. - Indianapolis | Tempstar | N92ESN0601714A* | Federally-Regulated Consumer Product | Mobile Home Non-Weatherized, C | 1205 | 248 |  | 05/25/2023 | 60119 | 203359771 | 05/25/2023
Carrier Corp. - Indianapolis | Tempstar | N95ESN1202422A*D | Federally-Regulated Consumer Product | Non-Weatherized, Condensing Ga | 2161 | 290 |  | 05/25/2023 | 119834 | 203360512 | 05/25/2023
Carrier Corp. - Indianapolis | Tempstar | N80MSL0902120A | Federally-Regulated Consumer Product | Non-Weatherized, Non-Condensin | 2438 | 289 |  | 05/25/2023 | 88368 | 211780122 | 05/25/2023
Carrier Corp. - Indianapolis | Tempstar | N92ESN0801716A | Federally-Regulated Consumer Product | Non-Weatherized, Condensing Ga | 1390 | 256 |  | 05/25/2023 | 79599 | 203359789 | 05/25/2023
Carrier Corp. - Indianapolis | Tempstar | N80VSL0451716A | Federally-Regulated Consumer Product | Non-Weatherized, Non-Condensin | 1431 | 244 |  | 05/25/2023 | 44106 | 204278364 | 05/25/2023
Carrier Corp. - Indianapolis | Tempstar | N80ESL0701712A | Federally-Regulated Consumer Product | Non-Weatherized, Non-Condensin | 1051 | 228 |  | 05/25/2023 | 65904 | 203360099 | 05/25/2023
Carrier Corp. - Indianapolis | Tempstar | N80ESL1102420A | Federally-Regulated Consumer Product | Non-Weatherized, Non-Condensin | 2027 | 271 |  | 05/25/2023 | 109826 | 203360106 | 05/25/2023
Carrier Corp. - Indianapolis | Tempstar | N92MSN1002120A | Federally-Regulated Consumer Product | Non-Weatherized, Condensing Ga | 1931 | 280 |  | 05/25/2023 | 100411 | 211778959 | 05/25/2023
Carrier Corp. - Indianapolis | Tempstar | N80MSL1552420A | Federally-Regulated Consumer Product | Non-Weatherized, Non-Condensin | 2004 | 270 |  | 05/25/2023 | 153757 | 211780126 | 05/25/2023
Carrier Corp. - Indianapolis | Tempstar | N92MSN1002122A* | Federally-Regulated Consumer Product | Mobile Home Non-Weatherized, C | 2308 | 297 |  | 05/25/2023 | 99870 | 211778986 | 05/25/2023
Carrier Corp. - Indianapolis | Tempstar | F80CTL0902120A* | Federally-Regulated Consumer Product | Non-Weatherized, Non-Condensin | 2488 | 291 |  | 05/25/2023 | 57811 | 203358972 | 05/25/2023
Carrier Corp. - Indianapolis | Tempstar | N80VSL1102422A* | Federally-Regulated Consumer Product | Non-Weatherized, Non-Condensin | 2478 | 290 |  | 05/25/2023 | 110020 | 204278435 | 05/25/2023
Carrier Corp. - Indianapolis | Tempstar | N80VSL0702120A | Federally-Regulated Consumer Product | Non-Weatherized, Non-Condensin | 2147 | 275 |  | 05/25/2023 | 65668 | 204278366 | 05/25/2023
Carrier Corp. - Indianapolis | Tempstar | N96MSN0401410A | Federally-Regulated Consumer Product | Non-Weatherized, Condensing Ga | 1017 | 240 |  | 05/25/2023 | 40102 | 211779177 | 05/25/2023
Carrier Corp. - Indianapolis | Tempstar | N96MSN0261410A*D | Federally-Regulated Consumer Product | Non-Weatherized, Condensing Ga | 1012 | 240 |  | 05/25/2023 | 26115 | 211779168 | 05/25/2023
Carrier Corp. - Indianapolis | Tempstar | N80MSN0701412A | Federally-Regulated Consumer Product | Non-Weatherized, Non-Condensin | 1170 | 233 |  | 05/25/2023 | 65912 | 211780004 | 05/25/2023
Carrier Corp. - Indianapolis | Tempstar | N95ESN1002120A**D | Federally-Regulated Consumer Product | Mobile Home Non-Weatherized, C | 2102 | 287 |  | 05/25/2023 | 99999 | 203360730 | 05/25/2023
Carrier Corp. - Indianapolis | Tempstar | N92MSN0802120A | Federally-Regulated Consumer Product | Non-Weatherized, Condensing Ga | 2018 | 284 |  | 05/25/2023 | 81104 | 211778941 | 05/25/2023
Carrier Corp. - Indianapolis | Tempstar | N95ESN0401712A**D | Federally-Regulated Consumer Product | Mobile Home Non-Weatherized, C | 998 | 239 |  | 05/25/2023 | 40139 | 203360726 | 05/25/2023
Carrier Corp. - Indianapolis | Tempstar | N80MSL1102420A | Federally-Regulated Consumer Product | Non-Weatherized, Non-Condensin | 2053 | 272 |  | 05/25/2023 | 110206 | 211780124 | 05/25/2023
Carrier Corp. - Indianapolis | Tempstar | N80ESL1552420A* | Federally-Regulated Consumer Product | Non-Weatherized, Non-Condensin | 2000 | 270 |  | 05/25/2023 | 153106 | 203360343 | 05/25/2023
Carrier Corp. - Indianapolis | Tempstar | N80MSN0451412A | Federally-Regulated Consumer Product | Non-Weatherized, Non-Condensin | 1161 | 233 |  | 05/25/2023 | 44099 | 211780002 | 05/25/2023
Carrier Corp. - Indianapolis | Tempstar | N92MSN1202420A* | Federally-Regulated Consumer Product | Mobile Home Non-Weatherized, C | 1871 | 277 |  | 05/25/2023 | 120577 | 211779004 | 05/25/2023
Carrier Corp. - Indianapolis | Tempstar | N80MSN1552420A | Federally-Regulated Consumer Product | Non-Weatherized, Non-Condensin | 2004 | 270 |  | 05/25/2023 | 153757 | 211780014 | 05/25/2023
Carrier Corp. - Indianapolis | Tempstar | N80ESN1552420A | Federally-Regulated Consumer Product | Non-Weatherized, Non-Condensin | 2000 | 270 |  | 05/25/2023 | 153106 | 203359876 | 05/25/2023
Carrier Corp. - Indianapolis | Tempstar | N95ESN1402422A*D | Federally-Regulated Consumer Product | Non-Weatherized, Condensing Ga | 2328 | 297 |  | 05/25/2023 | 139741 | 203360514 | 05/25/2023
Carrier Corp. - Indianapolis | Tempstar | N95ESN0801716A**D | Federally-Regulated Consumer Product | Mobile Home Non-Weatherized, C | 1771 | 273 |  | 05/25/2023 | 80331 | 203360728 | 05/25/2023
Carrier Corp. - Indianapolis | Tempstar | PDD460130K**0K* | Federally-Regulated Consumer Product | Weatherized Non-Condensing Gas | 2038 | 289 |  | 05/25/2023 | 126976 | 212038648 | 05/25/2023
Carrier Corp. - Indianapolis | Tempstar | N80VSL0451716A* | Federally-Regulated Consumer Product | Non-Weatherized, Non-Condensin | 1431 | 244 |  | 05/25/2023 | 44106 | 204278430 | 05/25/2023
Carrier Corp. - Indianapolis | Tempstar | N80ESL0901714A | Federally-Regulated Consumer Product | Non-Weatherized, Non-Condensin | 1238 | 236 |  | 05/25/2023 | 88097 | 203360101 | 05/25/2023
Carrier Corp. - Indianapolis | Tempstar | N80ESL1552420A | Federally-Regulated Consumer Product | Non-Weatherized, Non-Condensin | 2000 | 270 |  | 05/25/2023 | 153106 | 203360108 | 05/25/2023
Carrier Corp. - Indianapolis | Tempstar | N80ESN1102420A | Federally-Regulated Consumer Product | Non-Weatherized, Non-Condensin | 2027 | 271 |  | 05/25/2023 | 109826 | 203359873 | 05/25/2023
Carrier Corp. - Indianapolis | Tempstar | N80MSL0701716A* | Federally-Regulated Consumer Product | Non-Weatherized, Non-Condensin | 1776 | 260 |  | 05/25/2023 | 65952 | 211780393 | 05/25/2023
Carrier Corp. - Indianapolis | Tempstar | N95ESN0802120A* | Federally-Regulated Consumer Product | Mobile Home Non-Weatherized, C | 1837 | 276 |  | 05/25/2023 | 79777 | 203360723 | 05/25/2023
Carrier Corp. - Indianapolis | Tempstar | N80MSN0451714A | Federally-Regulated Consumer Product | Non-Weatherized, Non-Condensin | 1343 | 241 |  | 05/25/2023 | 43896 | 211780003 | 05/25/2023
Carrier Corp. - Indianapolis | Tempstar | N92ESN0802120A* | Federally-Regulated Consumer Product | Mobile Home Non-Weatherized, C | 1832 | 276 |  | 05/25/2023 | 79860 | 203359836 | 05/25/2023
Carrier Corp. - Indianapolis | Tempstar | N96MSN1202422A | Federally-Regulated Consumer Product | Non-Weatherized, Condensing Ga | 2308 | 297 |  | 05/25/2023 | 119661 | 211779447 | 05/25/2023
Carrier Corp. - Indianapolis | Tempstar | N80VSL0902420A | Federally-Regulated Consumer Product | Non-Weatherized, Non-Condensin | 2057 | 271 |  | 05/25/2023 | 88097 | 204278368 | 05/25/2023
Carrier Corp. - Indianapolis | Tempstar | F80VTL1102122A | Federally-Regulated Consumer Product | Non-Weatherized, Non-Condensin | 2435 | 289 |  | 05/25/2023 | 72702 | 207207198 | 05/25/2023
Carrier Corp. - Indianapolis | Tempstar | N96MSN1002120A | Federally-Regulated Consumer Product | Non-Weatherized, Condensing Ga | 2215 | 292 |  | 05/25/2023 | 99728 | 211779375 | 05/25/2023
Carrier Corp. - Indianapolis | Tempstar | N96MSN1002120A* | Federally-Regulated Consumer Product | Mobile Home Non-Weatherized, C | 2215 | 292 |  | 05/25/2023 | 99728 | 211779384 | 05/25/2023
Carrier Corp. - Indianapolis | Tempstar | N95ESN0802120A**D | Federally-Regulated Consumer Product | Mobile Home Non-Weatherized, C | 1837 | 276 |  | 05/25/2023 | 79777 | 203360729 | 05/25/2023
Carrier Corp. - Indianapolis | Tempstar | N96MSN0601716A* | Federally-Regulated Consumer Product | Mobile Home Non-Weatherized, C | 1611 | 266 |  | 05/25/2023 | 59946 | 211779294 | 05/25/2023
Carrier Corp. - Indianapolis | Tempstar | N80ESL1352420A | Federally-Regulated Consumer Product | Non-Weatherized, Non-Condensin | 1887 | 265 |  | 05/25/2023 | 131482 | 203360107 | 05/25/2023
Carrier Corp. - Indianapolis | Tempstar | N96MSN1202422A* | Federally-Regulated Consumer Product | Mobile Home Non-Weatherized, C | 2308 | 297 |  | 05/25/2023 | 119661 | 211779456 | 05/25/2023
Carrier Corp. - Indianapolis | Tempstar | N96MSN1002122A*D | Federally-Regulated Consumer Product | Non-Weatherized, Condensing Ga | 2283 | 295 |  | 05/25/2023 | 100454 | 211779438 | 05/25/2023
Carrier Corp. - Indianapolis | Tempstar | N80MSL0701716A | Federally-Regulated Consumer Product | Non-Weatherized, Non-Condensin | 1776 | 260 |  | 05/25/2023 | 65952 | 211780377 | 05/25/2023
Carrier Corp. - Indianapolis | Tempstar | N80ESN0451712A | Federally-Regulated Consumer Product | Non-Weatherized, Non-Condensin | 1206 | 235 |  | 05/25/2023 | 44058 | 203359855 | 05/25/2023
Carrier Corp. - Indianapolis | Tempstar | N80MSL1352420A* | Federally-Regulated Consumer Product | Non-Weatherized, Non-Condensin | 1907 | 266 |  | 05/25/2023 | 131914 | 211780240 | 05/25/2023
Carrier Corp. - Indianapolis | Tempstar | N92MSN1002122A | Federally-Regulated Consumer Product | Non-Weatherized, Condensing Ga | 2308 | 297 |  | 05/25/2023 | 99870 | 211778977 | 05/25/2023
Rheem Sales Company, Inc. | CLIMATEMASTER | RGEAZR036AJT08XNA | Federally-Regulated Consumer Product | Weatherized Non-Condensing Gas | 1387 | 260 |  | 05/25/2023 | 80632 | 208699114 | 05/25/2023
Rheem Sales Company, Inc. | CLIMATEMASTER | RGEAZR048AJT08UNA | Federally-Regulated Consumer Product | Weatherized Non-Condensing Gas | 2026 | 288 |  | 05/25/2023 | 80019 | 208699119 | 05/25/2023
Rheem Sales Company, Inc. | CLIMATEMASTER | RGEAZR030AJT061NA | Federally-Regulated Consumer Product | Weatherized Non-Condensing Gas | 1342 | 258 |  | 05/25/2023 | 61240 | 208699090 | 05/25/2023
Rheem Sales Company, Inc. | CLIMATEMASTER | RGECZR048AJT12**C | Federally-Regulated Consumer Product | Weatherized Non-Condensing Gas | 1902 | 259 |  | 05/25/2023 | 84032 | 210279565 | 05/25/2023
Rheem Sales Company, Inc. | CLIMATEMASTER | RGEA16036AJV062AB | Federally-Regulated Consumer Product | Weatherized Non-Condensing Gas | 1648 | 259 |  | 05/25/2023 | 76362 | 205785546 | 05/25/2023
Rheem Sales Company, Inc. | CLIMATEMASTER | RGEAZR030AJT081NA | Federally-Regulated Consumer Product | Weatherized Non-Condensing Gas | 1216 | 253 |  | 05/25/2023 | 80365 | 208699091 | 05/25/2023
Rheem Sales Company, Inc. | CLIMATEMASTER | RGEA15048AJV081AB | Federally-Regulated Consumer Product | Weatherized Non-Condensing Gas | 1720 | 275 |  | 05/25/2023 | 99897 | 205785538 | 05/25/2023
Rheem Sales Company, Inc. | CLIMATEMASTER | RGEA16036AJV102AB | Federally-Regulated Consumer Product | Weatherized Non-Condensing Gas | 1648 | 272 |  | 05/25/2023 | 76362 | 205785550 | 05/25/2023
Rheem Sales Company, Inc. | CLIMATEMASTER | RGEA16036AJV10TAB | Federally-Regulated Consumer Product | Weatherized Non-Condensing Gas | 1648 | 272 |  | 05/25/2023 | 76362 | 205785551 | 05/25/2023
Rheem Sales Company, Inc. | CLIMATEMASTER | RGEAZR060AJT101NA | Federally-Regulated Consumer Product | Weatherized Non-Condensing Gas | 2131 | 293 |  | 05/25/2023 | 101980 | 208699100 | 05/25/2023
Rheem Sales Company, Inc. | CLIMATEMASTER | RGEAZR030AJT06XNA | Federally-Regulated Consumer Product | Weatherized Non-Condensing Gas | 1342 | 258 |  | 05/25/2023 | 61240 | 208699109 | 05/25/2023
Rheem Sales Company, Inc. | CLIMATEMASTER | RGEAZR060AJT10UNA | Federally-Regulated Consumer Product | Weatherized Non-Condensing Gas | 1911 | 283 |  | 05/25/2023 | 99261 | 208699124 | 05/25/2023
Rheem Sales Company, Inc. | CLIMATEMASTER | RGEA15030AJV061AB | Federally-Regulated Consumer Product | Weatherized Non-Condensing Gas | 1402 | 261 |  | 05/25/2023 | 80658 | 205785524 | 05/25/2023
Rheem Sales Company, Inc. | CLIMATEMASTER | RGEAZR048AJT101NA | Federally-Regulated Consumer Product | Weatherized Non-Condensing Gas | 2001 | 287 |  | 05/25/2023 | 101705 | 208699098 | 05/25/2023
Rheem Sales Company, Inc. | CLIMATEMASTER | RGEA15030AJV06XAB | Federally-Regulated Consumer Product | Weatherized Non-Condensing Gas | 1402 | 261 |  | 05/25/2023 | 80658 | 205785525 | 05/25/2023
Rheem Sales Company, Inc. | CLIMATEMASTER | RGEAZR024AJT04UNA | Federally-Regulated Consumer Product | Weatherized Non-Condensing Gas | 1181 | 251 |  | 05/25/2023 | 40068 | 208699101 | 05/25/2023
Rheem Sales Company, Inc. | CLIMATEMASTER | RGECZR060AJT07**C | Federally-Regulated Consumer Product | Weatherized Non-Condensing Gas | 2336 | 182 |  | 05/25/2023 | 52310 | 210279566 | 05/25/2023
Rheem Sales Company, Inc. | CLIMATEMASTER | RGEA16036AJV08TAB | Federally-Regulated Consumer Product | Weatherized Non-Condensing Gas | 1648 | 272 |  | 05/25/2023 | 76362 | 205785549 | 05/25/2023
Rheem Sales Company, Inc. | CLIMATEMASTER | RGECZR060AJT12**C | Federally-Regulated Consumer Product | Weatherized Non-Condensing Gas | 2183 | 266 |  | 05/25/2023 | 83968 | 210279567 | 05/25/2023
Rheem Sales Company, Inc. | CLIMATEMASTER | RGECZR036AJT07**C | Federally-Regulated Consumer Product | Weatherized Non-Condensing Gas | 1475 | 165 |  | 05/25/2023 | 53157 | 208503341 | 05/25/2023
Rheem Sales Company, Inc. | CLIMATEMASTER | RGEAZR048AJT10UNA | Federally-Regulated Consumer Product | Weatherized Non-Condensing Gas | 1832 | 280 |  | 05/25/2023 | 100370 | 208699121 | 05/25/2023
Rheem Sales Company, Inc. | CLIMATEMASTER | RGEAZR030AJT06UNA | Federally-Regulated Consumer Product | Weatherized Non-Condensing Gas | 1125 | 248 |  | 05/25/2023 | 60094 | 208699108 | 05/25/2023
Rheem Sales Company, Inc. | CLIMATEMASTER | RGEA16048AJV082AB | Federally-Regulated Consumer Product | Weatherized Non-Condensing Gas | 1845 | 272 |  | 05/25/2023 | 76171 | 205785552 | 05/25/2023
Rheem Sales Company, Inc. | CLIMATEMASTER | RGEA16048AJV102AB | Federally-Regulated Consumer Product | Weatherized Non-Condensing Gas | 1845 | 280 |  | 05/25/2023 | 76171 | 205785554 | 05/25/2023
Carrier Corp. - Indianapolis | Heil | N96MSN0801716A*D | Federally-Regulated Consumer Product | Non-Weatherized, Condensing Ga | 1671 | 269 |  | 03/30/2023 | 79335 | 211779326 | 05/25/2023
Carrier Corp. - Indianapolis | Heil | N80ESL0451712A | Federally-Regulated Consumer Product | Non-Weatherized, Non-Condensin | 1206 | 235 | 235.064 | 10/04/2019 |  |  | 05/25/2023
Carrier Corp. - Indianapolis | Heil | N92ESN0401712A | Federally-Regulated Consumer Product | Non-Weatherized, Condensing Ga | 1024 | 240 |  | 08/05/2020 | 39894 | 203359670 | 05/25/2023
Carrier Corp. - Indianapolis | Heil | N95ESN0261410A | Federally-Regulated Consumer Product | Non-Weatherized, Condensing Ga | 890 | 234 | 234.16 | 10/04/2019 |  |  | 05/25/2023
Carrier Corp. - Indianapolis | Heil | N95MSU1002120A | Federally-Regulated Consumer Product | Non-Weatherized, Condensing Ga | 2049 | 285 |  | 03/30/2023 | 100109 | 211781305 | 05/25/2023
Carrier Corp. - Indianapolis | Heil | N92MSN0401412A | Federally-Regulated Consumer Product | Non-Weatherized, Condensing Ga | 1089 | 243 |  | 03/30/2023 | 39846 | 211778847 | 05/25/2023
Carrier Corp. - Indianapolis | Heil | N80MSL0701712A | Federally-Regulated Consumer Product | Non-Weatherized, Non-Condensin | 1209 | 235 |  | 03/30/2023 | 65992 | 211780070 | 05/25/2023
Carrier Corp. - Indianapolis | Heil | N92ESN1002120A* | Federally-Regulated Consumer Product | Mobile Home Non-Weatherized, C | 1821 | 275 |  | 08/05/2020 | 99460 | 203359860 | 05/25/2023
Carrier Corp. - Indianapolis | Heil | N95MSU0802120A | Federally-Regulated Consumer Product | Non-Weatherized, Condensing Ga | 2132 | 289 |  | 03/30/2023 | 80309 | 211781294 | 05/25/2023
Carrier Corp. - Indianapolis | Heil | N80MSU0401712A | Federally-Regulated Consumer Product | Non-Weatherized, Non-Condensin | 1440 | 245 |  | 03/30/2023 | 40185 | 211781244 | 05/25/2023
Carrier Corp. - Indianapolis | Heil | N96MSN0401410A* | Federally-Regulated Consumer Product | Mobile Home Non-Weatherized, C | 1017 | 240 |  | 03/30/2023 | 40102 | 211779182 | 05/25/2023
Carrier Corp. - Indianapolis | Heil | N95ESN0261410A*D | Federally-Regulated Consumer Product | Non-Weatherized, Condensing Ga | 890 | 234 | 234.16 | 10/04/2019 |  |  | 05/25/2023
Carrier Corp. - Indianapolis | Heil | N96MSN0601412A**D | Federally-Regulated Consumer Product | Mobile Home Non-Weatherized, C | 1218 | 249 |  | 03/30/2023 | 60319 | 211779263 | 05/25/2023
Carrier Corp. - Indianapolis | Heil | PDD460115K**0G* | Federally-Regulated Consumer Product | Weatherized Non-Condensing Gas | 2187 | 295 |  | 05/11/2023 | 115163 | 204037846 | 05/25/2023
Carrier Corp. - Indianapolis | Heil | N96MSN0802120A**D | Federally-Regulated Consumer Product | Mobile Home Non-Weatherized, C | 2169 | 290 |  | 03/30/2023 | 79638 | 211779353 | 05/25/2023
Carrier Corp. - Indianapolis | Heil | N80MSN0451714A | Federally-Regulated Consumer Product | Non-Weatherized, Non-Condensin | 1343 | 241 |  | 03/30/2023 | 43896 | 211779951 | 05/25/2023
Carrier Corp. - Indianapolis | Heil | N80MSL0902116A | Federally-Regulated Consumer Product | Non-Weatherized, Non-Condensin | 1569 | 251 |  | 03/30/2023 | 87754 | 211780073 | 05/25/2023
Carrier Corp. - Indianapolis | Heil | G97CMN0601714A | Federally-Regulated Consumer Product | Non-Weatherized, Condensing Ga | 1392 | 256 |  | 08/05/2020 | 23828 | 203924567 | 05/25/2023
Carrier Corp. - Indianapolis | Heil | N95MSU1002122A | Federally-Regulated Consumer Product | Non-Weatherized, Condensing Ga | 2338 | 298 |  | 03/30/2023 | 100165 | 211781315 | 05/25/2023
Carrier Corp. - Indianapolis | Heil | N96MSN1002122A* | Federally-Regulated Consumer Product | Mobile Home Non-Weatherized, C | 2283 | 295 |  | 03/30/2023 | 100454 | 211779416 | 05/25/2023
Carrier Corp. - Indianapolis | Heil | N96MSN1002122A | Federally-Regulated Consumer Product | Non-Weatherized, Condensing Ga | 2283 | 295 |  | 03/30/2023 | 100454 | 211779407 | 05/25/2023
Carrier Corp. - Indianapolis | Heil | N92ESN0601412A* | Federally-Regulated Consumer Product | Mobile Home Non-Weatherized, C | 945 | 237 |  | 08/05/2020 | 59375 | 203359725 | 05/25/2023
Carrier Corp. - Indianapolis | Heil | G97CMN0602120A | Federally-Regulated Consumer Product | Non-Weatherized, Condensing Ga | 1897 | 278 |  | 08/05/2020 | 24235 | 203924575 | 05/25/2023
Carrier Corp. - Indianapolis | Heil | N95ESN1202422A | Federally-Regulated Consumer Product | Non-Weatherized, Condensing Ga | 2161 | 290 | 290.084 | 10/04/2019 |  |  | 05/25/2023
Carrier Corp. - Indianapolis | Heil | N92MSN0801716A | Federally-Regulated Consumer Product | Non-Weatherized, Condensing Ga | 1845 | 276 |  | 03/30/2023 | 80520 | 211778919 | 05/25/2023
Carrier Corp. - Indianapolis | Heil | N95ESN0601412A**D | Federally-Regulated Consumer Product | Mobile Home Non-Weatherized, C | 1176 | 247 | 323.496 | 10/04/2019 |  |  | 05/25/2023
Carrier Corp. - Indianapolis | Heil | N92ESN0601714A | Federally-Regulated Consumer Product | Non-Weatherized, Condensing Ga | 1205 | 248 |  | 08/05/2020 | 60119 | 203359744 | 05/25/2023
Carrier Corp. - Indianapolis | Heil | N96MSN0801716A**D | Federally-Regulated Consumer Product | Mobile Home Non-Weatherized, C | 1671 | 269 |  | 03/30/2023 | 79335 | 211779317 | 05/25/2023
Carrier Corp. - Indianapolis | Heil | N96MSN0801716A | Federally-Regulated Consumer Product | Non-Weatherized, Condensing Ga | 1671 | 269 |  | 03/30/2023 | 79335 | 211780731 | 05/25/2023
Carrier Corp. - Indianapolis | Heil | N95ESN0802120A* | Federally-Regulated Consumer Product | Mobile Home Non-Weatherized, C | 1837 | 276 | 370.427 | 10/04/2019 |  |  | 05/25/2023
Carrier Corp. - Indianapolis | Heil | N80MSL0701412A | Federally-Regulated Consumer Product | Non-Weatherized, Non-Condensin | 1170 | 233 |  | 03/30/2023 | 65912 | 211780069 | 05/25/2023
Carrier Corp. - Indianapolis | Heil | PDD430060K**1K* | Federally-Regulated Consumer Product | Weatherized Non-Condensing Gas | 1118 | 248 |  | 11/15/2022 | 60738 | 210589565 | 05/25/2023
Carrier Corp. - Indianapolis | Heil | N80MSL1102420A* | Federally-Regulated Consumer Product | Non-Weatherized, Non-Condensin | 2053 | 272 |  | 03/30/2023 | 110206 | 211780191 | 05/25/2023
Carrier Corp. - Indianapolis | Heil | N92ESN1202420A | Federally-Regulated Consumer Product | Non-Weatherized, Condensing Ga | 1904 | 279 |  | 07/29/2020 | 119302 | 203359878 | 05/25/2023
Carrier Corp. - Indianapolis | Heil | N95ESN1202422A**D | Federally-Regulated Consumer Product | Mobile Home Non-Weatherized, C | 2161 | 290 | 393.431 | 10/04/2019 |  |  | 05/25/2023
Carrier Corp. - Indianapolis | Heil | G97CMN0601714A*D | Federally-Regulated Consumer Product | Non-Weatherized, Condensing Ga | 1392 | 256 |  | 08/05/2020 | 23828 | 203924633 | 05/25/2023
Carrier Corp. - Indianapolis | Heil | N92ESN0802120A* | Federally-Regulated Consumer Product | Mobile Home Non-Weatherized, C | 1832 | 276 |  | 08/05/2020 | 79860 | 203359828 | 05/25/2023
Carrier Corp. - Indianapolis | Heil | N96MSN1002122A*D | Federally-Regulated Consumer Product | Non-Weatherized, Condensing Ga | 2283 | 295 |  | 03/30/2023 | 100454 | 211779434 | 05/25/2023
Carrier Corp. - Indianapolis | Heil | N96MSN1002120A**D | Federally-Regulated Consumer Product | Mobile Home Non-Weatherized, C | 2215 | 292 |  | 03/30/2023 | 99728 | 211779389 | 05/25/2023
Carrier Corp. - Indianapolis | Heil | PDD442090K**1K* | Federally-Regulated Consumer Product | Weatherized Non-Condensing Gas | 1478 | 264 |  | 11/15/2022 | 90002 | 210589567 | 05/25/2023
Carrier Corp. - Indianapolis | Heil | PDD460115K**0K* | Federally-Regulated Consumer Product | Weatherized Non-Condensing Gas | 2156 | 294 |  | 04/11/2023 | 115163 | 212038617 | 05/25/2023
Carrier Corp. - Indianapolis | Heil | PDD436090K**1K* | Federally-Regulated Consumer Product | Weatherized Non-Condensing Gas | 1354 | 258 |  | 11/15/2022 | 90364 | 210589566 | 05/25/2023
Carrier Corp. - Indianapolis | Heil | N96MSN1202422A* | Federally-Regulated Consumer Product | Mobile Home Non-Weatherized, C | 2308 | 297 |  | 03/30/2023 | 119661 | 211779452 | 05/25/2023
Carrier Corp. - Indianapolis | Heil | N80MSN0701716A | Federally-Regulated Consumer Product | Non-Weatherized, Non-Condensin | 1776 | 260 |  | 03/30/2023 | 65952 | 211780355 | 05/25/2023
Carrier Corp. - Indianapolis | Heil | N92MSN0801716A* | Federally-Regulated Consumer Product | Mobile Home Non-Weatherized, C | 1845 | 276 |  | 03/30/2023 | 80520 | 211778928 | 05/25/2023
Carrier Corp. - Indianapolis | Heil | PDD424060K**1K* | Federally-Regulated Consumer Product | Weatherized Non-Condensing Gas | 1073 | 246 |  | 11/15/2022 | 60738 | 210589564 | 05/25/2023
Carrier Corp. - Indianapolis | Heil | N96MSN0802120A | Federally-Regulated Consumer Product | Non-Weatherized, Condensing Ga | 2169 | 290 |  | 03/30/2023 | 79638 | 211779335 | 05/25/2023
Carrier Corp. - Indianapolis | Heil | N80MSN0902116A | Federally-Regulated Consumer Product | Non-Weatherized, Non-Condensin | 1569 | 251 |  | 03/30/2023 | 87754 | 211779956 | 05/25/2023
Carrier Corp. - Indianapolis | Heil | N80ESL0451712A* | Federally-Regulated Consumer Product | Non-Weatherized, Non-Condensin | 1206 | 235 | 235.064 | 10/04/2019 |  |  | 05/25/2023
Carrier Corp. - Indianapolis | Heil | N80ESN0701412A | Federally-Regulated Consumer Product | Non-Weatherized, Non-Condensin | 1106 | 231 | 230.664 | 07/27/2020 | 65995 | 203359743 | 05/25/2023
Carrier Corp. - Indianapolis | Heil | N80MSL0451412A | Federally-Regulated Consumer Product | Non-Weatherized, Non-Condensin | 1161 | 233 |  | 03/30/2023 | 44099 | 211780067 | 05/25/2023
Carrier Corp. - Indianapolis | Heil | N96MSN1202422A*D | Federally-Regulated Consumer Product | Non-Weatherized, Condensing Ga | 2308 | 297 |  | 03/30/2023 | 119661 | 211779470 | 05/25/2023
Carrier Corp. - Indianapolis | Heil | PDD448090K**0K* | Federally-Regulated Consumer Product | Weatherized Non-Condensing Gas | 2142 | 293 |  | 11/15/2022 | 90607 | 210589562 | 05/25/2023
Carrier Corp. - Indianapolis | Heil | N80MSN0701712A | Federally-Regulated Consumer Product | Non-Weatherized, Non-Condensin | 1209 | 235 |  | 03/30/2023 | 65992 | 211779953 | 05/25/2023
Carrier Corp. - Indianapolis | Heil | N95ESN1002120A* | Federally-Regulated Consumer Product | Mobile Home Non-Weatherized, C | 2102 | 287 | 389.242 | 10/04/2019 |  |  | 05/25/2023
Carrier Corp. - Indianapolis | Heil | N80MSN0701412A | Federally-Regulated Consumer Product | Non-Weatherized, Non-Condensin | 1170 | 233 |  | 03/30/2023 | 65912 | 211779952 | 05/25/2023
Carrier Corp. - Indianapolis | Heil | N92MSN0601714A* | Federally-Regulated Consumer Product | Mobile Home Non-Weatherized, C | 1381 | 256 |  | 03/30/2023 | 60143 | 211778910 | 05/25/2023
Carrier Corp. - Indianapolis | Heil | PDD460130K**1K* | Federally-Regulated Consumer Product | Weatherized Non-Condensing Gas | 2038 | 289 |  | 04/11/2023 | 126976 | 212038622 | 05/25/2023
Carrier Corp. - Indianapolis | Heil | G97CMN0802120A*D | Federally-Regulated Consumer Product | Non-Weatherized, Condensing Ga | 2026 | 284 |  | 08/05/2020 | 31724 | 203924657 | 05/25/2023
Carrier Corp. - Indianapolis | Heil | N80ESN0701712A | Federally-Regulated Consumer Product | Non-Weatherized, Non-Condensin | 1051 | 228 | 228.244 | 10/04/2019 |  |  | 05/25/2023
Carrier Corp. - Indianapolis | Heil | N80MSU0601716A | Federally-Regulated Consumer Product | Non-Weatherized, Non-Condensin | 1955 | 268 |  | 03/30/2023 | 60649 | 211781373 | 05/25/2023
Carrier Corp. - Indianapolis | Heil | N96MSN1002120A | Federally-Regulated Consumer Product | Non-Weatherized, Condensing Ga | 2215 | 292 |  | 03/30/2023 | 99728 | 211779371 | 05/25/2023
Carrier Corp. - Indianapolis | Heil | G97CMN1002122A | Federally-Regulated Consumer Product | Non-Weatherized, Condensing Ga | 2192 | 291 |  | 08/05/2020 | 39903 | 203924599 | 05/25/2023
Carrier Corp. - Indianapolis | Heil | N80ESN0451712A | Federally-Regulated Consumer Product | Non-Weatherized, Non-Condensin | 1206 | 235 | 235.064 | 10/04/2019 |  |  | 05/25/2023
Carrier Corp. - Indianapolis | Heil | N96MSN0601716A**D | Federally-Regulated Consumer Product | Mobile Home Non-Weatherized, C | 1611 | 266 |  | 03/30/2023 | 59946 | 211779299 | 05/25/2023
Carrier Corp. - Indianapolis | Heil | G97CMN1202422A | Federally-Regulated Consumer Product | Non-Weatherized, Condensing Ga | 2271 | 295 |  | 08/05/2020 | 48091 | 203924607 | 05/25/2023
Carrier Corp. - Indianapolis | Heil | PDD436090K**0K* | Federally-Regulated Consumer Product | Weatherized Non-Condensing Gas | 1354 | 258 |  | 11/15/2022 | 90364 | 210589560 | 05/25/2023
Carrier Corp. - Indianapolis | Heil | PGS460115K**0G* | Federally-Regulated Consumer Product | Weatherized Non-Condensing Gas | 2187 | 295 |  | 05/11/2023 | 115163 | 204037924 | 05/25/2023
Carrier Corp. - Indianapolis | Heil | N96MSN0401712A**D | Federally-Regulated Consumer Product | Mobile Home Non-Weatherized, C | 1097 | 243 |  | 03/30/2023 | 40216 | 211779227 | 05/25/2023
Carrier Corp. - Indianapolis | Heil | N80MSL0451714A | Federally-Regulated Consumer Product | Non-Weatherized, Non-Condensin | 1343 | 241 |  | 03/30/2023 | 43896 | 211780068 | 05/25/2023
Carrier Corp. - Indianapolis | Heil | N80MSL0702116A | Federally-Regulated Consumer Product | Non-Weatherized, Non-Condensin | 1949 | 268 |  | 03/30/2023 | 66143 | 211780071 | 05/25/2023
Carrier Corp. - Indianapolis | Heil | N96MSN0601412A* | Federally-Regulated Consumer Product | Mobile Home Non-Weatherized, C | 1218 | 249 |  | 03/30/2023 | 60319 | 211779254 | 05/25/2023
Carrier Corp. - Indianapolis | Heil | N92ESN0401712A* | Federally-Regulated Consumer Product | Mobile Home Non-Weatherized, C | 1024 | 240 |  | 08/05/2020 | 39894 | 203359688 | 05/25/2023
Carrier Corp. - Indianapolis | Heil | N96MSN0401712A* | Federally-Regulated Consumer Product | Mobile Home Non-Weatherized, C | 1097 | 243 |  | 03/30/2023 | 40216 | 211779218 | 05/25/2023
Carrier Corp. - Indianapolis | Heil | N80MSL1552420A | Federally-Regulated Consumer Product | Non-Weatherized, Non-Condensin | 2004 | 270 |  | 03/30/2023 | 153757 | 211780078 | 05/25/2023
Carrier Corp. - Indianapolis | Heil | N92MSN0401712A | Federally-Regulated Consumer Product | Non-Weatherized, Condensing Ga | 1092 | 243 |  | 03/30/2023 | 39895 | 211778865 | 05/25/2023
Carrier Corp. - Indianapolis | Heil | N80MSN0702116A | Federally-Regulated Consumer Product | Non-Weatherized, Non-Condensin | 1949 | 268 |  | 03/30/2023 | 66143 | 211779954 | 05/25/2023
Carrier Corp. - Indianapolis | Heil | N95ESN0601412A* | Federally-Regulated Consumer Product | Mobile Home Non-Weatherized, C | 1176 | 247 | 323.496 | 10/04/2019 |  |  | 05/25/2023
Carrier Corp. - Indianapolis | Heil | G97CMN0802120A | Federally-Regulated Consumer Product | Non-Weatherized, Condensing Ga | 2026 | 284 |  | 08/05/2020 | 31724 | 203924591 | 05/25/2023
Carrier Corp. - Indianapolis | Heil | N96MSN0801716A*D | Federally-Regulated Consumer Product | Non-Weatherized, Condensing Ga | 1671 | 269 |  | 05/25/2023 | 79335 | 211779326 | 05/25/2023
Carrier Corp. - Indianapolis | Heil | N80ESL0451712A | Federally-Regulated Consumer Product | Non-Weatherized, Non-Condensin | 1206 | 235 |  | 05/25/2023 | 44058 | 203360045 | 05/25/2023
Carrier Corp. - Indianapolis | Heil | N92ESN0401712A | Federally-Regulated Consumer Product | Non-Weatherized, Condensing Ga | 1024 | 240 |  | 05/25/2023 | 39894 | 203359670 | 05/25/2023
Carrier Corp. - Indianapolis | Heil | N95ESN0261410A | Federally-Regulated Consumer Product | Non-Weatherized, Condensing Ga | 890 | 234 |  | 05/25/2023 | 26050 | 203360389 | 05/25/2023
Carrier Corp. - Indianapolis | Heil | N95MSU1002120A | Federally-Regulated Consumer Product | Non-Weatherized, Condensing Ga | 2049 | 285 |  | 05/25/2023 | 100109 | 211781305 | 05/25/2023
Carrier Corp. - Indianapolis | Heil | N92MSN0401412A | Federally-Regulated Consumer Product | Non-Weatherized, Condensing Ga | 1089 | 243 |  | 05/25/2023 | 39846 | 211778847 | 05/25/2023
Carrier Corp. - Indianapolis | Heil | N80MSL0701712A | Federally-Regulated Consumer Product | Non-Weatherized, Non-Condensin | 1209 | 235 |  | 05/25/2023 | 65992 | 211780070 | 05/25/2023
Carrier Corp. - Indianapolis | Heil | N92ESN1002120A* | Federally-Regulated Consumer Product | Mobile Home Non-Weatherized, C | 1821 | 275 |  | 05/25/2023 | 99460 | 203359860 | 05/25/2023
Carrier Corp. - Indianapolis | Heil | N95MSU0802120A | Federally-Regulated Consumer Product | Non-Weatherized, Condensing Ga | 2132 | 289 |  | 05/25/2023 | 80309 | 211781294 | 05/25/2023
Carrier Corp. - Indianapolis | Heil | N80MSU0401712A | Federally-Regulated Consumer Product | Non-Weatherized, Non-Condensin | 1440 | 245 |  | 05/25/2023 | 40185 | 211781244 | 05/25/2023
Carrier Corp. - Indianapolis | Heil | N96MSN0401410A* | Federally-Regulated Consumer Product | Mobile Home Non-Weatherized, C | 1017 | 240 |  | 05/25/2023 | 40102 | 211779182 | 05/25/2023
Carrier Corp. - Indianapolis | Heil | N95ESN0261410A*D | Federally-Regulated Consumer Product | Non-Weatherized, Condensing Ga | 890 | 234 |  | 05/25/2023 | 26050 | 203360402 | 05/25/2023
Carrier Corp. - Indianapolis | Heil | N96MSN0601412A**D | Federally-Regulated Consumer Product | Mobile Home Non-Weatherized, C | 1218 | 249 |  | 05/25/2023 | 60319 | 211779263 | 05/25/2023
Carrier Corp. - Indianapolis | Heil | PDD460115K**0G* | Federally-Regulated Consumer Product | Weatherized Non-Condensing Gas | 2187 | 295 |  | 05/25/2023 | 115163 | 204037846 | 05/25/2023
Carrier Corp. - Indianapolis | Heil | N96MSN0802120A**D | Federally-Regulated Consumer Product | Mobile Home Non-Weatherized, C | 2169 | 290 |  | 05/25/2023 | 79638 | 211779353 | 05/25/2023
Carrier Corp. - Indianapolis | Heil | N80MSN0451714A | Federally-Regulated Consumer Product | Non-Weatherized, Non-Condensin | 1343 | 241 |  | 05/25/2023 | 43896 | 211779951 | 05/25/2023
Carrier Corp. - Indianapolis | Heil | N80MSL0902116A | Federally-Regulated Consumer Product | Non-Weatherized, Non-Condensin | 1569 | 251 |  | 05/25/2023 | 87754 | 211780073 | 05/25/2023
Carrier Corp. - Indianapolis | Heil | G97CMN0601714A | Federally-Regulated Consumer Product | Non-Weatherized, Condensing Ga | 1392 | 256 |  | 05/25/2023 | 23828 | 203924567 | 05/25/2023
Carrier Corp. - Indianapolis | Heil | N95MSU1002122A | Federally-Regulated Consumer Product | Non-Weatherized, Condensing Ga | 2338 | 298 |  | 05/25/2023 | 100165 | 211781315 | 05/25/2023
Carrier Corp. - Indianapolis | Heil | N96MSN1002122A* | Federally-Regulated Consumer Product | Mobile Home Non-Weatherized, C | 2283 | 295 |  | 05/25/2023 | 100454 | 211779416 | 05/25/2023
Carrier Corp. - Indianapolis | Heil | N96MSN1002122A | Federally-Regulated Consumer Product | Non-Weatherized, Condensing Ga | 2283 | 295 |  | 05/25/2023 | 100454 | 211779407 | 05/25/2023
Carrier Corp. - Indianapolis | Heil | N92ESN0601412A* | Federally-Regulated Consumer Product | Mobile Home Non-Weatherized, C | 945 | 237 |  | 05/25/2023 | 59375 | 203359725 | 05/25/2023
Carrier Corp. - Indianapolis | Heil | G97CMN0602120A | Federally-Regulated Consumer Product | Non-Weatherized, Condensing Ga | 1897 | 278 |  | 05/25/2023 | 24235 | 203924575 | 05/25/2023
Carrier Corp. - Indianapolis | Heil | N95ESN1202422A | Federally-Regulated Consumer Product | Non-Weatherized, Condensing Ga | 2161 | 290 |  | 05/25/2023 | 119834 | 203360399 | 05/25/2023
Carrier Corp. - Indianapolis | Heil | N92MSN0801716A | Federally-Regulated Consumer Product | Non-Weatherized, Condensing Ga | 1845 | 276 |  | 05/25/2023 | 80520 | 211778919 | 05/25/2023
Carrier Corp. - Indianapolis | Heil | N95ESN0601412A**D | Federally-Regulated Consumer Product | Mobile Home Non-Weatherized, C | 1176 | 247 |  | 05/25/2023 | 59961 | 203924775 | 05/25/2023
Carrier Corp. - Indianapolis | Heil | N92ESN0601714A | Federally-Regulated Consumer Product | Non-Weatherized, Condensing Ga | 1205 | 248 |  | 05/25/2023 | 60119 | 203359744 | 05/25/2023
Carrier Corp. - Indianapolis | Heil | N96MSN0801716A**D | Federally-Regulated Consumer Product | Mobile Home Non-Weatherized, C | 1671 | 269 |  | 05/25/2023 | 79335 | 211779317 | 05/25/2023
Carrier Corp. - Indianapolis | Heil | N96MSN0801716A | Federally-Regulated Consumer Product | Non-Weatherized, Condensing Ga | 1671 | 269 |  | 05/25/2023 | 79335 | 211780731 | 05/25/2023
Carrier Corp. - Indianapolis | Heil | N95ESN0802120A* | Federally-Regulated Consumer Product | Mobile Home Non-Weatherized, C | 1837 | 276 |  | 05/25/2023 | 79777 | 203360675 | 05/25/2023
Carrier Corp. - Indianapolis | Heil | N80MSL0701412A | Federally-Regulated Consumer Product | Non-Weatherized, Non-Condensin | 1170 | 233 |  | 05/25/2023 | 65912 | 211780069 | 05/25/2023
Carrier Corp. - Indianapolis | Heil | PDD430060K**1K* | Federally-Regulated Consumer Product | Weatherized Non-Condensing Gas | 1118 | 248 |  | 05/25/2023 | 60738 | 210589565 | 05/25/2023
Carrier Corp. - Indianapolis | Heil | N80MSL1102420A* | Federally-Regulated Consumer Product | Non-Weatherized, Non-Condensin | 2053 | 272 |  | 05/25/2023 | 110206 | 211780191 | 05/25/2023
Carrier Corp. - Indianapolis | Heil | N92ESN1202420A | Federally-Regulated Consumer Product | Non-Weatherized, Condensing Ga | 1904 | 279 |  | 05/25/2023 | 119302 | 203359878 | 05/25/2023
Carrier Corp. - Indianapolis | Heil | N95ESN1202422A**D | Federally-Regulated Consumer Product | Mobile Home Non-Weatherized, C | 2161 | 290 |  | 05/25/2023 | 119834 | 203360683 | 05/25/2023
Carrier Corp. - Indianapolis | Heil | G97CMN0601714A*D | Federally-Regulated Consumer Product | Non-Weatherized, Condensing Ga | 1392 | 256 |  | 05/25/2023 | 23828 | 203924633 | 05/25/2023
Carrier Corp. - Indianapolis | Heil | N92ESN0802120A* | Federally-Regulated Consumer Product | Mobile Home Non-Weatherized, C | 1832 | 276 |  | 05/25/2023 | 79860 | 203359828 | 05/25/2023
Carrier Corp. - Indianapolis | Heil | N96MSN1002122A*D | Federally-Regulated Consumer Product | Non-Weatherized, Condensing Ga | 2283 | 295 |  | 05/25/2023 | 100454 | 211779434 | 05/25/2023
Carrier Corp. - Indianapolis | Heil | N96MSN1002120A**D | Federally-Regulated Consumer Product | Mobile Home Non-Weatherized, C | 2215 | 292 |  | 05/25/2023 | 99728 | 211779389 | 05/25/2023
Carrier Corp. - Indianapolis | Heil | PDD442090K**1K* | Federally-Regulated Consumer Product | Weatherized Non-Condensing Gas | 1478 | 264 |  | 05/25/2023 | 90002 | 210589567 | 05/25/2023
Carrier Corp. - Indianapolis | Heil | PDD460115K**0K* | Federally-Regulated Consumer Product | Weatherized Non-Condensing Gas | 2156 | 294 |  | 05/25/2023 | 115163 | 212038617 | 05/25/2023
Carrier Corp. - Indianapolis | Heil | PDD436090K**1K* | Federally-Regulated Consumer Product | Weatherized Non-Condensing Gas | 1354 | 258 |  | 05/25/2023 | 90364 | 210589566 | 05/25/2023
Carrier Corp. - Indianapolis | Heil | N96MSN1202422A* | Federally-Regulated Consumer Product | Mobile Home Non-Weatherized, C | 2308 | 297 |  | 05/25/2023 | 119661 | 211779452 | 05/25/2023
Carrier Corp. - Indianapolis | Heil | N80MSN0701716A | Federally-Regulated Consumer Product | Non-Weatherized, Non-Condensin | 1776 | 260 |  | 05/25/2023 | 65952 | 211780355 | 05/25/2023
Carrier Corp. - Indianapolis | Heil | N92MSN0801716A* | Federally-Regulated Consumer Product | Mobile Home Non-Weatherized, C | 1845 | 276 |  | 05/25/2023 | 80520 | 211778928 | 05/25/2023
Carrier Corp. - Indianapolis | Heil | PDD424060K**1K* | Federally-Regulated Consumer Product | Weatherized Non-Condensing Gas | 1073 | 246 |  | 05/25/2023 | 60738 | 210589564 | 05/25/2023
Carrier Corp. - Indianapolis | Heil | N96MSN0802120A | Federally-Regulated Consumer Product | Non-Weatherized, Condensing Ga | 2169 | 290 |  | 05/25/2023 | 79638 | 211779335 | 05/25/2023
Carrier Corp. - Indianapolis | Heil | N80MSN0902116A | Federally-Regulated Consumer Product | Non-Weatherized, Non-Condensin | 1569 | 251 |  | 05/25/2023 | 87754 | 211779956 | 05/25/2023
Carrier Corp. - Indianapolis | Heil | N80ESL0451712A* | Federally-Regulated Consumer Product | Non-Weatherized, Non-Condensin | 1206 | 235 |  | 05/25/2023 | 44058 | 203360218 | 05/25/2023
Carrier Corp. - Indianapolis | Heil | N80ESN0701412A | Federally-Regulated Consumer Product | Non-Weatherized, Non-Condensin | 1106 | 231 |  | 05/25/2023 | 65995 | 203359743 | 05/25/2023
Carrier Corp. - Indianapolis | Heil | N80MSL0451412A | Federally-Regulated Consumer Product | Non-Weatherized, Non-Condensin | 1161 | 233 |  | 05/25/2023 | 44099 | 211780067 | 05/25/2023
Carrier Corp. - Indianapolis | Heil | N96MSN1202422A*D | Federally-Regulated Consumer Product | Non-Weatherized, Condensing Ga | 2308 | 297 |  | 05/25/2023 | 119661 | 211779470 | 05/25/2023
Carrier Corp. - Indianapolis | Heil | PDD448090K**0K* | Federally-Regulated Consumer Product | Weatherized Non-Condensing Gas | 2142 | 293 |  | 05/25/2023 | 90607 | 210589562 | 05/25/2023
Carrier Corp. - Indianapolis | Heil | N80MSN0701712A | Federally-Regulated Consumer Product | Non-Weatherized, Non-Condensin | 1209 | 235 |  | 05/25/2023 | 65992 | 211779953 | 05/25/2023
Carrier Corp. - Indianapolis | Heil | N95ESN1002120A* | Federally-Regulated Consumer Product | Mobile Home Non-Weatherized, C | 2102 | 287 |  | 05/25/2023 | 99999 | 203360676 | 05/25/2023
Carrier Corp. - Indianapolis | Heil | N80MSN0701412A | Federally-Regulated Consumer Product | Non-Weatherized, Non-Condensin | 1170 | 233 |  | 05/25/2023 | 65912 | 211779952 | 05/25/2023
Carrier Corp. - Indianapolis | Heil | N92MSN0601714A* | Federally-Regulated Consumer Product | Mobile Home Non-Weatherized, C | 1381 | 256 |  | 05/25/2023 | 60143 | 211778910 | 05/25/2023
Carrier Corp. - Indianapolis | Heil | PDD460130K**1K* | Federally-Regulated Consumer Product | Weatherized Non-Condensing Gas | 2038 | 289 |  | 05/25/2023 | 126976 | 212038622 | 05/25/2023
Carrier Corp. - Indianapolis | Heil | G97CMN0802120A*D | Federally-Regulated Consumer Product | Non-Weatherized, Condensing Ga | 2026 | 284 |  | 05/25/2023 | 31724 | 203924657 | 05/25/2023
Carrier Corp. - Indianapolis | Heil | N80ESN0701712A | Federally-Regulated Consumer Product | Non-Weatherized, Non-Condensin | 1051 | 228 |  | 05/25/2023 | 65904 | 203359745 | 05/25/2023
Carrier Corp. - Indianapolis | Heil | N80MSU0601716A | Federally-Regulated Consumer Product | Non-Weatherized, Non-Condensin | 1955 | 268 |  | 05/25/2023 | 60649 | 211781373 | 05/25/2023
Carrier Corp. - Indianapolis | Heil | N96MSN1002120A | Federally-Regulated Consumer Product | Non-Weatherized, Condensing Ga | 2215 | 292 |  | 05/25/2023 | 99728 | 211779371 | 05/25/2023
Carrier Corp. - Indianapolis | Heil | G97CMN1002122A | Federally-Regulated Consumer Product | Non-Weatherized, Condensing Ga | 2192 | 291 |  | 05/25/2023 | 39903 | 203924599 | 05/25/2023
Carrier Corp. - Indianapolis | Heil | N80ESN0451712A | Federally-Regulated Consumer Product | Non-Weatherized, Non-Condensin | 1206 | 235 |  | 05/25/2023 | 44058 | 203359742 | 05/25/2023
Carrier Corp. - Indianapolis | Heil | N96MSN0601716A**D | Federally-Regulated Consumer Product | Mobile Home Non-Weatherized, C | 1611 | 266 |  | 05/25/2023 | 59946 | 211779299 | 05/25/2023
Carrier Corp. - Indianapolis | Heil | G97CMN1202422A | Federally-Regulated Consumer Product | Non-Weatherized, Condensing Ga | 2271 | 295 |  | 05/25/2023 | 48091 | 203924607 | 05/25/2023
Carrier Corp. - Indianapolis | Heil | PDD436090K**0K* | Federally-Regulated Consumer Product | Weatherized Non-Condensing Gas | 1354 | 258 |  | 05/25/2023 | 90364 | 210589560 | 05/25/2023
Carrier Corp. - Indianapolis | Heil | PGS460115K**0G* | Federally-Regulated Consumer Product | Weatherized Non-Condensing Gas | 2187 | 295 |  | 05/25/2023 | 115163 | 204037924 | 05/25/2023
Carrier Corp. - Indianapolis | Heil | N96MSN0401712A**D | Federally-Regulated Consumer Product | Mobile Home Non-Weatherized, C | 1097 | 243 |  | 05/25/2023 | 40216 | 211779227 | 05/25/2023
Carrier Corp. - Indianapolis | Heil | N80MSL0451714A | Federally-Regulated Consumer Product | Non-Weatherized, Non-Condensin | 1343 | 241 |  | 05/25/2023 | 43896 | 211780068 | 05/25/2023
Carrier Corp. - Indianapolis | Heil | N80MSL0702116A | Federally-Regulated Consumer Product | Non-Weatherized, Non-Condensin | 1949 | 268 |  | 05/25/2023 | 66143 | 211780071 | 05/25/2023
Carrier Corp. - Indianapolis | Heil | N96MSN0601412A* | Federally-Regulated Consumer Product | Mobile Home Non-Weatherized, C | 1218 | 249 |  | 05/25/2023 | 60319 | 211779254 | 05/25/2023
Carrier Corp. - Indianapolis | Heil | N92ESN0401712A* | Federally-Regulated Consumer Product | Mobile Home Non-Weatherized, C | 1024 | 240 |  | 05/25/2023 | 39894 | 203359688 | 05/25/2023
Carrier Corp. - Indianapolis | Heil | N96MSN0401712A* | Federally-Regulated Consumer Product | Mobile Home Non-Weatherized, C | 1097 | 243 |  | 05/25/2023 | 40216 | 211779218 | 05/25/2023
Carrier Corp. - Indianapolis | Heil | N80MSL1552420A | Federally-Regulated Consumer Product | Non-Weatherized, Non-Condensin | 2004 | 270 |  | 05/25/2023 | 153757 | 211780078 | 05/25/2023
Carrier Corp. - Indianapolis | Heil | N92MSN0401712A | Federally-Regulated Consumer Product | Non-Weatherized, Condensing Ga | 1092 | 243 |  | 05/25/2023 | 39895 | 211778865 | 05/25/2023
Carrier Corp. - Indianapolis | Heil | N80MSN0702116A | Federally-Regulated Consumer Product | Non-Weatherized, Non-Condensin | 1949 | 268 |  | 05/25/2023 | 66143 | 211779954 | 05/25/2023
Carrier Corp. - Indianapolis | Heil | N95ESN0601412A* | Federally-Regulated Consumer Product | Mobile Home Non-Weatherized, C | 1176 | 247 |  | 05/25/2023 | 59961 | 203924774 | 05/25/2023
Carrier Corp. - Indianapolis | Heil | G97CMN0802120A | Federally-Regulated Consumer Product | Non-Weatherized, Condensing Ga | 2026 | 284 |  | 05/25/2023 | 31724 | 203924591 | 05/25/2023
Nordyne, LLC | OXBOX | J801X126DU5SAB | Federally-Regulated Consumer Product | Non-Weatherized, Non-Condensin | 2213 | 279 |  | 02/02/2022 | 120195 | 207769493 | 05/25/2023
Nordyne, LLC | OXBOX | J951X090CU5SAB | Federally-Regulated Consumer Product | Non-Weatherized, Condensing Ga | 1982 | 282 |  | 04/04/2023 | 86025 | 207465541 | 05/25/2023
Nordyne, LLC | OXBOX | J801X126DD5SAB | Federally-Regulated Consumer Product | Non-Weatherized, Non-Condensin | 1904 | 266 |  | 04/04/2023 | 119921 | 207465557 | 05/25/2023
Nordyne, LLC | OXBOX | J801X072BD4SAB | Federally-Regulated Consumer Product | Non-Weatherized, Non-Condensin | 1723 | 258 |  | 10/06/2021 | 73937 | 207465555 | 05/25/2023
Nordyne, LLC | OXBOX | J4PG4L42A1100A | Federally-Regulated Consumer Product | Weatherized Non-Condensing Gas | 1913 | 275 |  | 09/08/2021 | 100561 | 207338321 | 05/25/2023
Nordyne, LLC | OXBOX | J801X072BU4SAB | Federally-Regulated Consumer Product | Non-Weatherized, Non-Condensin | 1457 | 246 |  | 10/06/2021 | 69586 | 207465552 | 05/25/2023
Nordyne, LLC | OXBOX | J952X120DU5SAB | Federally-Regulated Consumer Product | Non-Weatherized, Condensing Ga | 2160 | 290 |  | 04/18/2023 | 77603 | 207769497 | 05/25/2023
Nordyne, LLC | OXBOX | J951X108DU5SAB | Federally-Regulated Consumer Product | Non-Weatherized, Condensing Ga | 2046 | 272 |  | 10/06/2021 | 107992 | 207465539 | 05/25/2023
Nordyne, LLC | OXBOX | J4PG4L36A1070A | Federally-Regulated Consumer Product | Weatherized Non-Condensing Gas | 1655 | 264 |  | 09/08/2021 | 69854 | 207338320 | 05/25/2023
Nordyne, LLC | OXBOX | J801X054AU3SAB | Federally-Regulated Consumer Product | Non-Weatherized, Non-Condensin | 1278 | 238 |  | 10/06/2021 | 52950 | 207465546 | 05/25/2023
Nordyne, LLC | OXBOX | J4PG4L30A1070A | Federally-Regulated Consumer Product | Weatherized Non-Condensing Gas | 1655 | 264 |  | 09/08/2021 | 69854 | 207338319 | 05/25/2023
Nordyne, LLC | OXBOX | J952V060BUVSAB | Federally-Regulated Consumer Product | Non-Weatherized, Condensing Ga | 1339 | 254 |  | 04/18/2023 | 38422 | 207465532 | 05/25/2023
Nordyne, LLC | OXBOX | J4PG4L42B1100* | Federally-Regulated Consumer Product | Weatherized Non-Condensing Gas | 1913 | 275 |  | 01/17/2023 | 100561 | 211123660 | 05/25/2023
Nordyne, LLC | OXBOX | J801X108CU5SAB | Federally-Regulated Consumer Product | Non-Weatherized, Non-Condensin | 2230 | 238 |  | 10/06/2021 | 108250 | 207465549 | 05/25/2023
Nordyne, LLC | OXBOX | J962V060BDVSAB | Federally-Regulated Consumer Product | Non-Weatherized, Condensing Ga | 1405 | 257 |  | 12/01/2021 | 38964 | 207465535 | 05/25/2023
Nordyne, LLC | OXBOX | J962V100CDVSAB | Federally-Regulated Consumer Product | Non-Weatherized, Condensing Ga | 2208 | 292 |  | 10/06/2021 | 64085 | 207465542 | 05/25/2023
Nordyne, LLC | OXBOX | J952V100CUVSAB | Federally-Regulated Consumer Product | Non-Weatherized, Condensing Ga | 1826 | 275 |  | 04/18/2023 | 64473 | 207465534 | 05/25/2023
Nordyne, LLC | OXBOX | J962V115DDVSAB | Federally-Regulated Consumer Product | Non-Weatherized, Condensing Ga | 1798 | 274 |  | 12/01/2021 | 74070 | 207465537 | 05/25/2023
Nordyne, LLC | OXBOX | J4PG4L48A1100A | Federally-Regulated Consumer Product | Weatherized Non-Condensing Gas | 1913 | 275 |  | 09/08/2021 | 100561 | 207338322 | 05/25/2023
Nordyne, LLC | OXBOX | J4PG4L36B1070* | Federally-Regulated Consumer Product | Weatherized Non-Condensing Gas | 1655 | 264 |  | 01/17/2023 | 69854 | 211123659 | 05/25/2023
Nordyne, LLC | OXBOX | J801X070BU4LAB | Federally-Regulated Consumer Product | Non-Weatherized, Non-Condensin | 1597 | 252 |  | 10/06/2021 | 70859 | 207465547 | 05/25/2023
Nordyne, LLC | OXBOX | J951X054BU4SAB | Federally-Regulated Consumer Product | Non-Weatherized, Condensing Ga | 1478 | 260 |  | 04/04/2023 | 54229 | 207465538 | 05/25/2023
Nordyne, LLC | OXBOX | J801X045AU3SAB | Federally-Regulated Consumer Product | Non-Weatherized, Non-Condensin | 1249 | 235 |  | 10/06/2021 | 45676 | 207465556 | 05/25/2023
Nordyne, LLC | OXBOX | J4PG4L60A1100A | Federally-Regulated Consumer Product | Weatherized Non-Condensing Gas | 2041 | 289 |  | 09/08/2021 | 101000 | 207338323 | 05/25/2023
Nordyne, LLC | OXBOX | J4PG4L48B1100* | Federally-Regulated Consumer Product | Weatherized Non-Condensing Gas | 2128 | 293 |  | 01/17/2023 | 100965 | 211123661 | 05/25/2023
Nordyne, LLC | OXBOX | J4PG4L24B1055* | Federally-Regulated Consumer Product | Weatherized Non-Condensing Gas | 1304 | 240 |  | 01/17/2023 | 55721 | 211123657 | 05/25/2023
Nordyne, LLC | OXBOX | J801X090BD4SAB | Federally-Regulated Consumer Product | Non-Weatherized, Non-Condensin | 1564 | 251 |  | 10/06/2021 | 90265 | 207465551 | 05/25/2023
Nordyne, LLC | OXBOX | J801X072CU5SAB | Federally-Regulated Consumer Product | Non-Weatherized, Non-Condensin | 1719 | 257 |  | 10/06/2021 | 73962 | 207465554 | 05/25/2023
Nordyne, LLC | OXBOX | J801X090CU5SAB | Federally-Regulated Consumer Product | Non-Weatherized, Non-Condensin | 1992 | 270 |  | 10/06/2021 | 85266 | 207465550 | 05/25/2023
Nordyne, LLC | OXBOX | J801X054AD3SAB | Federally-Regulated Consumer Product | Non-Weatherized, Non-Condensin | 1338 | 241 |  | 10/06/2021 | 52857 | 207465548 | 05/25/2023
Nordyne, LLC | OXBOX | J801X055AU3LAB | Federally-Regulated Consumer Product | Non-Weatherized, Non-Condensin | 1100 | 230 |  | 10/06/2021 | 54989 | 207465544 | 05/25/2023
Nordyne, LLC | OXBOX | J4PG4L30B1070* | Federally-Regulated Consumer Product | Weatherized Non-Condensing Gas | 1655 | 264 |  | 01/17/2023 | 69854 | 211123658 | 05/25/2023
Nordyne, LLC | OXBOX | J952V080CUVSAB | Federally-Regulated Consumer Product | Non-Weatherized, Condensing Ga | 1873 | 277 |  | 04/18/2023 | 50261 | 207465533 | 05/25/2023
Nordyne, LLC | OXBOX | J801X100CU5LA* | Federally-Regulated Consumer Product | Non-Weatherized, Non-Condensin | 2074 | 273 |  | 04/26/2022 | 101887 | 208128309 | 05/25/2023
Nordyne, LLC | OXBOX | J801X090BU4SAB | Federally-Regulated Consumer Product | Non-Weatherized, Non-Condensin | 1544 | 250 |  | 10/06/2021 | 89091 | 207465545 | 05/25/2023
Nordyne, LLC | OXBOX | J4PG4L60B1100* | Federally-Regulated Consumer Product | Weatherized Non-Condensing Gas | 2041 | 289 |  | 01/17/2023 | 101000 | 211123662 | 05/25/2023
Nordyne, LLC | OXBOX | J951X038BU4SAB | Federally-Regulated Consumer Product | Non-Weatherized, Condensing Ga | 1486 | 260 |  | 04/04/2023 | 37931 | 207465540 | 05/25/2023
Nordyne, LLC | OXBOX | J801X108CD5SAB | Federally-Regulated Consumer Product | Non-Weatherized, Non-Condensin | 2216 | 280 |  | 10/06/2021 | 109081 | 207465553 | 05/25/2023
Nordyne, LLC | OXBOX | J4PG4L24A1055A | Federally-Regulated Consumer Product | Weatherized Non-Condensing Gas | 1304 | 240 |  | 09/08/2021 | 55721 | 207338318 | 05/25/2023
Nordyne, LLC | OXBOX | J962V080CDVSAB | Federally-Regulated Consumer Product | Non-Weatherized, Condensing Ga | 1785 | 274 |  | 12/01/2021 | 52907 | 207465536 | 05/25/2023
Nordyne, LLC | OXBOX | J801X126DU5SAB | Federally-Regulated Consumer Product | Non-Weatherized, Non-Condensin | 2213 | 279 |  | 02/02/2022 | 120195 | 207769493 | 05/25/2023
Nordyne, LLC | OXBOX | J951X090CU5SAB | Federally-Regulated Consumer Product | Non-Weatherized, Condensing Ga | 1982 | 282 |  | 04/04/2023 | 86025 | 207465541 | 05/25/2023
Nordyne, LLC | OXBOX | J801X126DD5SAB | Federally-Regulated Consumer Product | Non-Weatherized, Non-Condensin | 1904 | 266 |  | 04/04/2023 | 119921 | 207465557 | 05/25/2023
Nordyne, LLC | OXBOX | J801X072BD4SAB | Federally-Regulated Consumer Product | Non-Weatherized, Non-Condensin | 1723 | 258 |  | 10/06/2021 | 73937 | 207465555 | 05/25/2023
Nordyne, LLC | OXBOX | J4PG4L42A1100A | Federally-Regulated Consumer Product | Weatherized Non-Condensing Gas | 1913 | 275 |  | 09/08/2021 | 100561 | 207338321 | 05/25/2023
Nordyne, LLC | OXBOX | J801X072BU4SAB | Federally-Regulated Consumer Product | Non-Weatherized, Non-Condensin | 1457 | 246 |  | 10/06/2021 | 69586 | 207465552 | 05/25/2023
Nordyne, LLC | OXBOX | J952X120DU5SAB | Federally-Regulated Consumer Product | Non-Weatherized, Condensing Ga | 2160 | 290 |  | 04/18/2023 | 77603 | 207769497 | 05/25/2023
Nordyne, LLC | OXBOX | J951X108DU5SAB | Federally-Regulated Consumer Product | Non-Weatherized, Condensing Ga | 2046 | 272 |  | 10/06/2021 | 107992 | 207465539 | 05/25/2023
Nordyne, LLC | OXBOX | J4PG4L36A1070A | Federally-Regulated Consumer Product | Weatherized Non-Condensing Gas | 1655 | 264 |  | 09/08/2021 | 69854 | 207338320 | 05/25/2023
Nordyne, LLC | OXBOX | J801X054AU3SAB | Federally-Regulated Consumer Product | Non-Weatherized, Non-Condensin | 1278 | 238 |  | 10/06/2021 | 52950 | 207465546 | 05/25/2023
Nordyne, LLC | OXBOX | J4PG4L30A1070A | Federally-Regulated Consumer Product | Weatherized Non-Condensing Gas | 1655 | 264 |  | 09/08/2021 | 69854 | 207338319 | 05/25/2023
Nordyne, LLC | OXBOX | J952V060BUVSAB | Federally-Regulated Consumer Product | Non-Weatherized, Condensing Ga | 1339 | 254 |  | 04/18/2023 | 38422 | 207465532 | 05/25/2023
Nordyne, LLC | OXBOX | J4PG4L42B1100* | Federally-Regulated Consumer Product | Weatherized Non-Condensing Gas | 1913 | 275 |  | 01/17/2023 | 100561 | 211123660 | 05/25/2023
Nordyne, LLC | OXBOX | J801X108CU5SAB | Federally-Regulated Consumer Product | Non-Weatherized, Non-Condensin | 2230 | 238 |  | 10/06/2021 | 108250 | 207465549 | 05/25/2023
Nordyne, LLC | OXBOX | J962V060BDVSAB | Federally-Regulated Consumer Product | Non-Weatherized, Condensing Ga | 1405 | 257 |  | 12/01/2021 | 38964 | 207465535 | 05/25/2023
Nordyne, LLC | OXBOX | J962V100CDVSAB | Federally-Regulated Consumer Product | Non-Weatherized, Condensing Ga | 2208 | 292 |  | 10/06/2021 | 64085 | 207465542 | 05/25/2023
Nordyne, LLC | OXBOX | J952V100CUVSAB | Federally-Regulated Consumer Product | Non-Weatherized, Condensing Ga | 1826 | 275 |  | 04/18/2023 | 64473 | 207465534 | 05/25/2023
Nordyne, LLC | OXBOX | J962V115DDVSAB | Federally-Regulated Consumer Product | Non-Weatherized, Condensing Ga | 1798 | 274 |  | 12/01/2021 | 74070 | 207465537 | 05/25/2023
Nordyne, LLC | OXBOX | J4PG4L48A1100A | Federally-Regulated Consumer Product | Weatherized Non-Condensing Gas | 1913 | 275 |  | 09/08/2021 | 100561 | 207338322 | 05/25/2023
Nordyne, LLC | OXBOX | J4PG4L36B1070* | Federally-Regulated Consumer Product | Weatherized Non-Condensing Gas | 1655 | 264 |  | 01/17/2023 | 69854 | 211123659 | 05/25/2023
Nordyne, LLC | OXBOX | J801X070BU4LAB | Federally-Regulated Consumer Product | Non-Weatherized, Non-Condensin | 1597 | 252 |  | 10/06/2021 | 70859 | 207465547 | 05/25/2023
Nordyne, LLC | OXBOX | J951X054BU4SAB | Federally-Regulated Consumer Product | Non-Weatherized, Condensing Ga | 1478 | 260 |  | 04/04/2023 | 54229 | 207465538 | 05/25/2023
Nordyne, LLC | OXBOX | J801X045AU3SAB | Federally-Regulated Consumer Product | Non-Weatherized, Non-Condensin | 1249 | 235 |  | 10/06/2021 | 45676 | 207465556 | 05/25/2023
Nordyne, LLC | OXBOX | J4PG4L60A1100A | Federally-Regulated Consumer Product | Weatherized Non-Condensing Gas | 2041 | 289 |  | 09/08/2021 | 101000 | 207338323 | 05/25/2023
Nordyne, LLC | OXBOX | J4PG4L48B1100* | Federally-Regulated Consumer Product | Weatherized Non-Condensing Gas | 2128 | 293 |  | 01/17/2023 | 100965 | 211123661 | 05/25/2023
Nordyne, LLC | OXBOX | J4PG4L24B1055* | Federally-Regulated Consumer Product | Weatherized Non-Condensing Gas | 1304 | 240 |  | 01/17/2023 | 55721 | 211123657 | 05/25/2023
Nordyne, LLC | OXBOX | J801X090BD4SAB | Federally-Regulated Consumer Product | Non-Weatherized, Non-Condensin | 1564 | 251 |  | 10/06/2021 | 90265 | 207465551 | 05/25/2023
Nordyne, LLC | OXBOX | J801X072CU5SAB | Federally-Regulated Consumer Product | Non-Weatherized, Non-Condensin | 1719 | 257 |  | 10/06/2021 | 73962 | 207465554 | 05/25/2023
Nordyne, LLC | OXBOX | J801X090CU5SAB | Federally-Regulated Consumer Product | Non-Weatherized, Non-Condensin | 1992 | 270 |  | 10/06/2021 | 85266 | 207465550 | 05/25/2023
Nordyne, LLC | OXBOX | J801X054AD3SAB | Federally-Regulated Consumer Product | Non-Weatherized, Non-Condensin | 1338 | 241 |  | 10/06/2021 | 52857 | 207465548 | 05/25/2023
Nordyne, LLC | OXBOX | J801X055AU3LAB | Federally-Regulated Consumer Product | Non-Weatherized, Non-Condensin | 1100 | 230 |  | 10/06/2021 | 54989 | 207465544 | 05/25/2023
Nordyne, LLC | OXBOX | J4PG4L30B1070* | Federally-Regulated Consumer Product | Weatherized Non-Condensing Gas | 1655 | 264 | 272 | 05/25/2023 | 69854 | 211123658 | 05/25/2023
Carrier Corp. - Indianapolis | Kenmore | N80ESL0451712A* | Federally-Regulated Consumer Product | Non-Weatherized, Non-Condensin | 1206 | 235 | 235.064 | 10/04/2019 |  |  | 05/25/2023
Carrier Corp. - Indianapolis | Kenmore | PGD442060K**2G* | Federally-Regulated Consumer Product | Weatherized Non-Condensing Gas | 1589 | 268 |  | 05/11/2023 | 60153 | 205822964 | 05/25/2023
Carrier Corp. - Indianapolis | Kenmore | N95ESN1002120A | Federally-Regulated Consumer Product | Non-Weatherized, Condensing Ga | 2102 | 287 | 287.488 | 10/04/2019 |  |  | 05/25/2023
Carrier Corp. - Indianapolis | Kenmore | N80MSN0451714A | Federally-Regulated Consumer Product | Non-Weatherized, Non-Condensin | 1343 | 241 |  | 03/30/2023 | 43896 | 211779990 | 05/25/2023
Carrier Corp. - Indianapolis | Kenmore | N80MSN0901714A | Federally-Regulated Consumer Product | Non-Weatherized, Non-Condensin | 1592 | 252 |  | 03/30/2023 | 88547 | 211779994 | 05/25/2023
Carrier Corp. - Indianapolis | Kenmore | F96CTN0801714A*D | Federally-Regulated Consumer Product | Non-Weatherized, Condensing Ga | 1364 | 255 | 255.016 | 10/04/2019 |  |  | 05/25/2023
Carrier Corp. - Indianapolis | Kenmore | N96VSN1202422A | Federally-Regulated Consumer Product | Non-Weatherized, Condensing Ga | 2331 | 297 | 297.564 | 07/22/2020 | 119569 | 205822251 | 05/25/2023
Carrier Corp. - Indianapolis | Kenmore | F80CTL1102120A* | Federally-Regulated Consumer Product | Non-Weatherized, Non-Condensin | 2281 | 282 | 282.364 | 10/04/2019 |  |  | 05/25/2023
Carrier Corp. - Indianapolis | Kenmore | N95ESN1202422A* | Federally-Regulated Consumer Product | Mobile Home Non-Weatherized, C | 2161 | 290 | 393.431 | 10/04/2019 |  |  | 05/25/2023
Carrier Corp. - Indianapolis | Kenmore | F80VTL1102122A* | Federally-Regulated Consumer Product | Non-Weatherized, Non-Condensin | 2435 | 289 |  | 07/31/2021 | 72702 | 207207191 | 05/25/2023
Carrier Corp. - Indianapolis | Kenmore | PGD430060K**2H* | Federally-Regulated Consumer Product | Weatherized Non-Condensing Gas | 1265 | 254 |  | 05/11/2023 | 60262 | 205822962 | 05/25/2023
Carrier Corp. - Indianapolis | Kenmore | F96CTN0801714A | Federally-Regulated Consumer Product | Non-Weatherized, Condensing Ga | 1364 | 255 | 255.016 | 10/04/2019 |  |  | 05/25/2023
Carrier Corp. - Indianapolis | Kenmore | G80CTL0701716A | Federally-Regulated Consumer Product | Non-Weatherized, Non-Condensin | 1458 | 246 | 246.152 | 10/04/2019 |  |  | 05/25/2023
Carrier Corp. - Indianapolis | Kenmore | N80MSN0701412A | Federally-Regulated Consumer Product | Non-Weatherized, Non-Condensin | 1170 | 233 |  | 03/30/2023 | 65912 | 211779991 | 05/25/2023
Carrier Corp. - Indianapolis | Kenmore | G96CTN0601714A*D | Federally-Regulated Consumer Product | Non-Weatherized, Condensing Ga | 1364 | 255 | 255.016 | 10/04/2019 |  |  | 05/25/2023
Carrier Corp. - Indianapolis | Kenmore | N96VSN0401410A | Federally-Regulated Consumer Product | Non-Weatherized, Condensing Ga | 1075 | 242 | 242.3 | 07/22/2020 | 40086 | 205822097 | 05/25/2023
Carrier Corp. - Indianapolis | Kenmore | G96VTN0401712A | Federally-Regulated Consumer Product | Non-Weatherized, Condensing Ga | 1075 | 242 | 242.3 | 10/04/2019 |  |  | 05/25/2023
Carrier Corp. - Indianapolis | Kenmore | N80VSL0451412A* | Federally-Regulated Consumer Product | Non-Weatherized, Non-Condensin | 1422 | 244 | 244.568 | 07/22/2020 | 43953 | 205822085 | 05/25/2023
Carrier Corp. - Indianapolis | Kenmore | N80MSN1102120A | Federally-Regulated Consumer Product | Non-Weatherized, Non-Condensin | 2444 | 290 |  | 03/30/2023 | 110371 | 211779998 | 05/25/2023
Carrier Corp. - Indianapolis | Kenmore | F96CTN1002122A*D | Federally-Regulated Consumer Product | Non-Weatherized, Condensing Ga | 2251 | 294 | 294.044 | 10/04/2019 |  |  | 05/25/2023
Carrier Corp. - Indianapolis | Kenmore | N95ESN0801716A* | Federally-Regulated Consumer Product | Mobile Home Non-Weatherized, C | 1771 | 273 | 365.741 | 10/04/2019 |  |  | 05/25/2023
Carrier Corp. - Indianapolis | Kenmore | F96CTN1002122A | Federally-Regulated Consumer Product | Non-Weatherized, Condensing Ga | 2251 | 294 | 294.044 | 10/04/2019 |  |  | 05/25/2023
Carrier Corp. - Indianapolis | Kenmore | G96CTN1002122A | Federally-Regulated Consumer Product | Non-Weatherized, Condensing Ga | 2251 | 294 | 294.044 | 10/04/2019 |  |  | 05/25/2023
Carrier Corp. - Indianapolis | Kenmore | N95ESN0601714A**D | Federally-Regulated Consumer Product | Mobile Home Non-Weatherized, C | 1346 | 254 |  | 12/01/2021 | 60102 | 203360703 | 05/25/2023
Carrier Corp. - Indianapolis | Kenmore | N92ESN0401410A | Federally-Regulated Consumer Product | Non-Weatherized, Condensing Ga | 981 | 238 |  | 08/05/2020 | 40102 | 203359640 | 05/25/2023
Carrier Corp. - Indianapolis | Kenmore | N80MSN0701716A | Federally-Regulated Consumer Product | Non-Weatherized, Non-Condensin | 1776 | 260 |  | 03/30/2023 | 65952 | 211780358 | 05/25/2023
Carrier Corp. - Indianapolis | Kenmore | N96VSN1202422A*D | Federally-Regulated Consumer Product | Non-Weatherized, Condensing Ga | 2331 | 297 | 297.564 | 07/22/2020 | 119569 | 205822262 | 05/25/2023
Carrier Corp. - Indianapolis | Kenmore | F96VTN0801716A*D | Federally-Regulated Consumer Product | Non-Weatherized, Condensing Ga | 1686 | 269 | 269.184 | 10/04/2019 |  |  | 05/25/2023
Carrier Corp. - Indianapolis | Kenmore | N95ESN1402422A*D | Federally-Regulated Consumer Product | Non-Weatherized, Condensing Ga | 2328 | 297 | 297.432 | 10/04/2019 |  |  | 05/25/2023
Carrier Corp. - Indianapolis | Kenmore | N80MSN0902120A | Federally-Regulated Consumer Product | Non-Weatherized, Non-Condensin | 2438 | 289 |  | 03/30/2023 | 88368 | 211779996 | 05/25/2023
Carrier Corp. - Indianapolis | Kenmore | F96VTN0601714A | Federally-Regulated Consumer Product | Non-Weatherized, Condensing Ga | 1459 | 259 | 259.196 | 10/04/2019 |  |  | 05/25/2023
Carrier Corp. - Indianapolis | Kenmore | N80MSN0902116A | Federally-Regulated Consumer Product | Non-Weatherized, Non-Condensin | 1569 | 251 |  | 03/30/2023 | 87754 | 211779995 | 05/25/2023
Carrier Corp. - Indianapolis | Kenmore | N80MSN0701712A | Federally-Regulated Consumer Product | Non-Weatherized, Non-Condensin | 1209 | 235 |  | 03/30/2023 | 65992 | 211779992 | 05/25/2023
Carrier Corp. - Indianapolis | Kenmore | G96VTN0801716A*D | Federally-Regulated Consumer Product | Non-Weatherized, Condensing Ga | 1686 | 269 | 269.184 | 10/04/2019 |  |  | 05/25/2023
Carrier Corp. - Indianapolis | Kenmore | N95ESN1402422A | Federally-Regulated Consumer Product | Non-Weatherized, Condensing Ga | 2328 | 297 | 297.432 | 10/04/2019 |  |  | 05/25/2023
Carrier Corp. - Indianapolis | Kenmore | PGD448090K**2G* | Federally-Regulated Consumer Product | Weatherized Non-Condensing Gas | 2022 | 287 |  | 05/11/2023 | 90050 | 205822966 | 05/25/2023
Carrier Corp. - Indianapolis | Kenmore | G96CTN0801714A | Federally-Regulated Consumer Product | Non-Weatherized, Condensing Ga | 1364 | 255 | 255.016 | 10/04/2019 |  |  | 05/25/2023
Carrier Corp. - Indianapolis | Kenmore | N95ESN1202422A | Federally-Regulated Consumer Product | Non-Weatherized, Condensing Ga | 2161 | 290 | 290.084 | 10/04/2019 |  |  | 05/25/2023
Carrier Corp. - Indianapolis | Kenmore | N80MSN0902420A | Federally-Regulated Consumer Product | Non-Weatherized, Non-Condensin | 2131 | 276 |  | 03/30/2023 | 87422 | 211779997 | 05/25/2023
Carrier Corp. - Indianapolis | Kenmore | F96CTN0802120A | Federally-Regulated Consumer Product | Non-Weatherized, Condensing Ga | 2095 | 287 | 287.18 | 10/04/2019 |  |  | 05/25/2023
Carrier Corp. - Indianapolis | Kenmore | N80ESL1102120A* | Federally-Regulated Consumer Product | Non-Weatherized, Non-Condensin | 2177 | 278 | 277.788 | 07/27/2020 | 110527 | 203360311 | 05/25/2023
Carrier Corp. - Indianapolis | Kenmore | G96VTN0601714A*D | Federally-Regulated Consumer Product | Non-Weatherized, Condensing Ga | 1459 | 259 |  | 12/01/2021 | 39051 | 203359288 | 05/25/2023
Carrier Corp. - Indianapolis | Kenmore | N96VSN0801716A | Federally-Regulated Consumer Product | Non-Weatherized, Condensing Ga | 1766 | 272 | 272.704 | 07/22/2020 | 80180 | 205822185 | 05/25/2023
Carrier Corp. - Indianapolis | Kenmore | N80MSN0702116A | Federally-Regulated Consumer Product | Non-Weatherized, Non-Condensin | 1949 | 268 |  | 03/30/2023 | 66143 | 211779993 | 05/25/2023
Carrier Corp. - Indianapolis | Kenmore | F95CSU1002122A | Federally-Regulated Consumer Product | Non-Weatherized, Condensing Ga | 2271 | 273 |  | 12/09/2020 | 99648 | 206349949 | 05/25/2023
Carrier Corp. - Indianapolis | Kenmore | G80CTL1102120A* | Federally-Regulated Consumer Product | Non-Weatherized, Non-Condensin | 2281 | 282 | 282.364 | 10/04/2019 |  |  | 05/25/2023
Carrier Corp. - Indianapolis | Kenmore | N80MSL0701716A | Federally-Regulated Consumer Product | Non-Weatherized, Non-Condensin | 1776 | 260 |  | 03/30/2023 | 65952 | 211780376 | 05/25/2023
Carrier Corp. - Indianapolis | Kenmore | N80ESL1552420A* | Federally-Regulated Consumer Product | Non-Weatherized, Non-Condensin | 2000 | 270 | 270 | 10/04/2019 |  |  | 05/25/2023
Carrier Corp. - Indianapolis | Kenmore | G80CTL0902120A | Federally-Regulated Consumer Product | Non-Weatherized, Non-Condensin | 2488 | 291 | 291.472 | 10/04/2019 |  |  | 05/25/2023
Carrier Corp. - Indianapolis | Kenmore | N80MSN1552420A | Federally-Regulated Consumer Product | Non-Weatherized, Non-Condensin | 2004 | 270 |  | 03/30/2023 | 153757 | 211780001 | 05/25/2023
Carrier Corp. - Indianapolis | Kenmore | G80VTL1102122A | Federally-Regulated Consumer Product | Non-Weatherized, Non-Condensin | 2435 | 289 |  | 07/31/2021 | 72702 | 207207262 | 05/25/2023
Carrier Corp. - Indianapolis | Kenmore | N95ESN0802120A**D | Federally-Regulated Consumer Product | Mobile Home Non-Weatherized, C | 1837 | 276 |  | 12/01/2021 | 79777 | 203360705 | 05/25/2023
Carrier Corp. - Indianapolis | Kenmore | G95CSU1002122A | Federally-Regulated Consumer Product | Non-Weatherized, Condensing Ga | 2271 | 273 |  | 12/09/2020 | 99648 | 206349958 | 05/25/2023
Carrier Corp. - Indianapolis | Kenmore | G96CTN0801714A*D | Federally-Regulated Consumer Product | Non-Weatherized, Condensing Ga | 1364 | 255 | 255.016 | 10/04/2019 |  |  | 05/25/2023
Carrier Corp. - Indianapolis | Kenmore | PGD442090K**2G* | Federally-Regulated Consumer Product | Weatherized Non-Condensing Gas | 1515 | 265 |  | 05/11/2023 | 90160 | 205822965 | 05/25/2023
Carrier Corp. - Indianapolis | Kenmore | F80VTL0451412A* | Federally-Regulated Consumer Product | Non-Weatherized, Non-Condensin | 1205 | 235 |  | 07/31/2021 | 28909 | 207207185 | 05/25/2023
Carrier Corp. - Indianapolis | Kenmore | G96VTN0401712A*D | Federally-Regulated Consumer Product | Non-Weatherized, Condensing Ga | 1075 | 242 | 242.3 | 10/04/2019 |  |  | 05/25/2023
Carrier Corp. - Indianapolis | Kenmore | G80VTL0902120A | Federally-Regulated Consumer Product | Non-Weatherized, Non-Condensin | 2025 | 271 |  | 07/31/2021 | 57947 | 207207260 | 05/25/2023
Carrier Corp. - Indianapolis | Kenmore | N95ESN1202422A**D | Federally-Regulated Consumer Product | Mobile Home Non-Weatherized, C | 2161 | 290 | 393.431 | 10/04/2019 |  |  | 05/25/2023
Carrier Corp. - Indianapolis | Kenmore | N80MSL0701716A* | Federally-Regulated Consumer Product | Non-Weatherized, Non-Condensin | 1776 | 260 |  | 03/30/2023 | 65952 | 211780392 | 05/25/2023
Carrier Corp. - Indianapolis | Kenmore | PGD460090K**2G* | Federally-Regulated Consumer Product | Weatherized Non-Condensing Gas | 2034 | 288 |  | 05/11/2023 | 90098 | 205822967 | 05/25/2023
Carrier Corp. - Indianapolis | Kenmore | N95ESN1002120A**D | Federally-Regulated Consumer Product | Mobile Home Non-Weatherized, C | 2102 | 287 | 389.242 | 10/04/2019 |  |  | 05/25/2023
Carrier Corp. - Indianapolis | Kenmore | G80VTL0902120A* | Federally-Regulated Consumer Product | Non-Weatherized, Non-Condensin | 2025 | 271 |  | 07/31/2021 | 57947 | 207207261 | 05/25/2023
Carrier Corp. - Indianapolis | Kenmore | N95ESN1002120A* | Federally-Regulated Consumer Product | Mobile Home Non-Weatherized, C | 2102 | 287 | 389.242 | 10/04/2019 |  |  | 05/25/2023
Carrier Corp. - Indianapolis | Kenmore | G96CTN0802120A*D | Federally-Regulated Consumer Product | Non-Weatherized, Condensing Ga | 2095 | 287 | 287.18 | 10/04/2019 |  |  | 05/25/2023
Carrier Corp. - Indianapolis | Kenmore | N95ESN0801716A**D | Federally-Regulated Consumer Product | Mobile Home Non-Weatherized, C | 1771 | 273 | 365.741 | 10/04/2019 |  |  | 05/25/2023
Carrier Corp. - Indianapolis | Kenmore | F80CTL0701716A | Federally-Regulated Consumer Product | Non-Weatherized, Non-Condensin | 1458 | 246 | 246.152 | 10/04/2019 |  |  | 05/25/2023
Carrier Corp. - Indianapolis | Kenmore | PGD436060K**2G* | Federally-Regulated Consumer Product | Weatherized Non-Condensing Gas | 1642 | 271 |  | 05/11/2023 | 60562 | 205822963 | 05/25/2023
Carrier Corp. - Indianapolis | Kenmore | F96VTN0401712A | Federally-Regulated Consumer Product | Non-Weatherized, Condensing Ga | 1075 | 242 | 242.3 | 10/04/2019 |  |  | 05/25/2023
Carrier Corp. - Indianapolis | Kenmore | N80MSN1352420A | Federally-Regulated Consumer Product | Non-Weatherized, Non-Condensin | 1907 | 266 |  | 03/30/2023 | 131914 | 211780000 | 05/25/2023
Carrier Corp. - Indianapolis | Kenmore | N80ESL0451712A* | Federally-Regulated Consumer Product | Non-Weatherized, Non-Condensin | 1206 | 235 | 235.064 | 10/04/2019 |  |  | 05/25/2023
Carrier Corp. - Indianapolis | Kenmore | PGD442060K**2G* | Federally-Regulated Consumer Product | Weatherized Non-Condensing Gas | 1589 | 268 |  | 05/25/2023 | 60153 | 205822964 | 05/25/2023
Carrier Corp. - Indianapolis | Kenmore | N95ESN1002120A | Federally-Regulated Consumer Product | Non-Weatherized, Condensing Ga | 2102 | 287 |  | 05/25/2023 | 99999 | 203360469 | 05/25/2023
Carrier Corp. - Indianapolis | Kenmore | N80MSN0451714A | Federally-Regulated Consumer Product | Non-Weatherized, Non-Condensin | 1343 | 241 |  | 05/25/2023 | 43896 | 211779990 | 05/25/2023
Carrier Corp. - Indianapolis | Kenmore | N80MSN0901714A | Federally-Regulated Consumer Product | Non-Weatherized, Non-Condensin | 1592 | 252 |  | 05/25/2023 | 88547 | 211779994 | 05/25/2023
Carrier Corp. - Indianapolis | Kenmore | F96CTN0801714A*D | Federally-Regulated Consumer Product | Non-Weatherized, Condensing Ga | 1364 | 255 |  | 05/25/2023 | 52072 | 203359329 | 05/25/2023
Carrier Corp. - Indianapolis | Kenmore | N96VSN1202422A | Federally-Regulated Consumer Product | Non-Weatherized, Condensing Ga | 2331 | 297 |  | 05/25/2023 | 119569 | 205822251 | 05/25/2023
Carrier Corp. - Indianapolis | Kenmore | F80CTL1102120A* | Federally-Regulated Consumer Product | Non-Weatherized, Non-Condensin | 2281 | 282 |  | 05/25/2023 | 72565 | 203358966 | 05/25/2023
Carrier Corp. - Indianapolis | Kenmore | N95ESN1202422A* | Federally-Regulated Consumer Product | Mobile Home Non-Weatherized, C | 2161 | 290 |  | 05/25/2023 | 119834 | 203360701 | 05/25/2023
Carrier Corp. - Indianapolis | Kenmore | F80VTL1102122A* | Federally-Regulated Consumer Product | Non-Weatherized, Non-Condensin | 2435 | 289 |  | 05/25/2023 | 72702 | 207207191 | 05/25/2023
Carrier Corp. - Indianapolis | Kenmore | PGD430060K**2H* | Federally-Regulated Consumer Product | Weatherized Non-Condensing Gas | 1265 | 254 |  | 05/25/2023 | 60262 | 205822962 | 05/25/2023
Carrier Corp. - Indianapolis | Kenmore | F96CTN0801714A | Federally-Regulated Consumer Product | Non-Weatherized, Condensing Ga | 1364 | 255 |  | 05/25/2023 | 52072 | 203359324 | 05/25/2023
Carrier Corp. - Indianapolis | Kenmore | G80CTL0701716A | Federally-Regulated Consumer Product | Non-Weatherized, Non-Condensin | 1458 | 246 |  | 05/25/2023 | 43592 | 203358932 | 05/25/2023
Carrier Corp. - Indianapolis | Kenmore | N80MSN0701412A | Federally-Regulated Consumer Product | Non-Weatherized, Non-Condensin | 1170 | 233 |  | 05/25/2023 | 65912 | 211779991 | 05/25/2023
Carrier Corp. - Indianapolis | Kenmore | G96CTN0601714A*D | Federally-Regulated Consumer Product | Non-Weatherized, Condensing Ga | 1364 | 255 |  | 05/25/2023 | 38749 | 203359408 | 05/25/2023
Carrier Corp. - Indianapolis | Kenmore | N96VSN0401410A | Federally-Regulated Consumer Product | Non-Weatherized, Condensing Ga | 1075 | 242 |  | 05/25/2023 | 40086 | 205822097 | 05/25/2023
Carrier Corp. - Indianapolis | Kenmore | G96VTN0401712A | Federally-Regulated Consumer Product | Non-Weatherized, Condensing Ga | 1075 | 242 |  | 05/25/2023 | 25768 | 203359281 | 05/25/2023
Carrier Corp. - Indianapolis | Kenmore | N80VSL0451412A* | Federally-Regulated Consumer Product | Non-Weatherized, Non-Condensin | 1422 | 244 |  | 05/25/2023 | 43953 | 205822085 | 05/25/2023
Carrier Corp. - Indianapolis | Kenmore | N80MSN1102120A | Federally-Regulated Consumer Product | Non-Weatherized, Non-Condensin | 2444 | 290 |  | 05/25/2023 | 110371 | 211779998 | 05/25/2023
Carrier Corp. - Indianapolis | Kenmore | F96CTN1002122A*D | Federally-Regulated Consumer Product | Non-Weatherized, Condensing Ga | 2251 | 294 |  | 05/25/2023 | 64767 | 203359331 | 05/25/2023
Carrier Corp. - Indianapolis | Kenmore | N95ESN0801716A* | Federally-Regulated Consumer Product | Mobile Home Non-Weatherized, C | 1771 | 273 |  | 05/25/2023 | 80331 | 203360698 | 05/25/2023
Carrier Corp. - Indianapolis | Kenmore | F96CTN1002122A | Federally-Regulated Consumer Product | Non-Weatherized, Condensing Ga | 2251 | 294 |  | 05/25/2023 | 64767 | 203359326 | 05/25/2023
Carrier Corp. - Indianapolis | Kenmore | G96CTN1002122A | Federally-Regulated Consumer Product | Non-Weatherized, Condensing Ga | 2251 | 294 |  | 05/25/2023 | 64767 | 203359406 | 05/25/2023
Carrier Corp. - Indianapolis | Kenmore | N95ESN0601714A**D | Federally-Regulated Consumer Product | Mobile Home Non-Weatherized, C | 1346 | 254 |  | 05/25/2023 | 60102 | 203360703 | 05/25/2023
Carrier Corp. - Indianapolis | Kenmore | N92ESN0401410A | Federally-Regulated Consumer Product | Non-Weatherized, Condensing Ga | 981 | 238 |  | 05/25/2023 | 40102 | 203359640 | 05/25/2023
Carrier Corp. - Indianapolis | Kenmore | N80MSN0701716A | Federally-Regulated Consumer Product | Non-Weatherized, Non-Condensin | 1776 | 260 |  | 05/25/2023 | 65952 | 211780358 | 05/25/2023
Carrier Corp. - Indianapolis | Kenmore | N96VSN1202422A*D | Federally-Regulated Consumer Product | Non-Weatherized, Condensing Ga | 2331 | 297 |  | 05/25/2023 | 119569 | 205822262 | 05/25/2023
Carrier Corp. - Indianapolis | Kenmore | F96VTN0801716A*D | Federally-Regulated Consumer Product | Non-Weatherized, Condensing Ga | 1686 | 269 |  | 05/25/2023 | 51540 | 203359193 | 05/25/2023
Carrier Corp. - Indianapolis | Kenmore | N95ESN1402422A*D | Federally-Regulated Consumer Product | Non-Weatherized, Condensing Ga | 2328 | 297 |  | 05/25/2023 | 139741 | 203360484 | 05/25/2023
Carrier Corp. - Indianapolis | Kenmore | N80MSN0902120A | Federally-Regulated Consumer Product | Non-Weatherized, Non-Condensin | 2438 | 289 |  | 05/25/2023 | 88368 | 211779996 | 05/25/2023
Carrier Corp. - Indianapolis | Kenmore | F96VTN0601714A | Federally-Regulated Consumer Product | Non-Weatherized, Condensing Ga | 1459 | 259 |  | 05/25/2023 | 39051 | 203359186 | 05/25/2023
Carrier Corp. - Indianapolis | Kenmore | N80MSN0902116A | Federally-Regulated Consumer Product | Non-Weatherized, Non-Condensin | 1569 | 251 |  | 05/25/2023 | 87754 | 211779995 | 05/25/2023
Carrier Corp. - Indianapolis | Kenmore | N80MSN0701712A | Federally-Regulated Consumer Product | Non-Weatherized, Non-Condensin | 1209 | 235 |  | 05/25/2023 | 65992 | 211779992 | 05/25/2023
Carrier Corp. - Indianapolis | Kenmore | G96VTN0801716A*D | Federally-Regulated Consumer Product | Non-Weatherized, Condensing Ga | 1686 | 269 |  | 05/25/2023 | 51540 | 203359289 | 05/25/2023
Carrier Corp. - Indianapolis | Kenmore | N95ESN1402422A | Federally-Regulated Consumer Product | Non-Weatherized, Condensing Ga | 2328 | 297 |  | 05/25/2023 | 139741 | 203360472 | 05/25/2023
Carrier Corp. - Indianapolis | Kenmore | PGD448090K**2G* | Federally-Regulated Consumer Product | Weatherized Non-Condensing Gas | 2022 | 287 |  | 05/25/2023 | 90050 | 205822966 | 05/25/2023
Carrier Corp. - Indianapolis | Kenmore | G96CTN0801714A | Federally-Regulated Consumer Product | Non-Weatherized, Condensing Ga | 1364 | 255 |  | 05/25/2023 | 52072 | 203359404 | 05/25/2023
Carrier Corp. - Indianapolis | Kenmore | N95ESN1202422A | Federally-Regulated Consumer Product | Non-Weatherized, Condensing Ga | 2161 | 290 |  | 05/25/2023 | 119834 | 203360470 | 05/25/2023
Carrier Corp. - Indianapolis | Kenmore | N80MSN0902420A | Federally-Regulated Consumer Product | Non-Weatherized, Non-Condensin | 2131 | 276 |  | 05/25/2023 | 87422 | 211779997 | 05/25/2023
Carrier Corp. - Indianapolis | Kenmore | F96CTN0802120A | Federally-Regulated Consumer Product | Non-Weatherized, Condensing Ga | 2095 | 287 |  | 05/25/2023 | 52507 | 203359325 | 05/25/2023
Carrier Corp. - Indianapolis | Kenmore | N80ESL1102120A* | Federally-Regulated Consumer Product | Non-Weatherized, Non-Condensin | 2177 | 278 |  | 05/25/2023 | 110527 | 203360311 | 05/25/2023
Carrier Corp. - Indianapolis | Kenmore | G96VTN0601714A*D | Federally-Regulated Consumer Product | Non-Weatherized, Condensing Ga | 1459 | 259 |  | 05/25/2023 | 39051 | 203359288 | 05/25/2023
Carrier Corp. - Indianapolis | Kenmore | N96VSN0801716A | Federally-Regulated Consumer Product | Non-Weatherized, Condensing Ga | 1766 | 272 |  | 05/25/2023 | 80180 | 205822185 | 05/25/2023
Carrier Corp. - Indianapolis | Kenmore | N80MSN0702116A | Federally-Regulated Consumer Product | Non-Weatherized, Non-Condensin | 1949 | 268 |  | 05/25/2023 | 66143 | 211779993 | 05/25/2023
Carrier Corp. - Indianapolis | Kenmore | F95CSU1002122A | Federally-Regulated Consumer Product | Non-Weatherized, Condensing Ga | 2271 | 273 |  | 05/25/2023 | 99648 | 206349949 | 05/25/2023
Carrier Corp. - Indianapolis | Kenmore | G80CTL1102120A* | Federally-Regulated Consumer Product | Non-Weatherized, Non-Condensin | 2281 | 282 |  | 05/25/2023 | 72565 | 203359029 | 05/25/2023
Carrier Corp. - Indianapolis | Kenmore | N80MSL0701716A | Federally-Regulated Consumer Product | Non-Weatherized, Non-Condensin | 1776 | 260 |  | 05/25/2023 | 65952 | 211780376 | 05/25/2023
Carrier Corp. - Indianapolis | Kenmore | N80ESL1552420A* | Federally-Regulated Consumer Product | Non-Weatherized, Non-Condensin | 2000 | 270 |  | 05/25/2023 | 153106 | 203360317 | 05/25/2023
Carrier Corp. - Indianapolis | Kenmore | G80CTL0902120A | Federally-Regulated Consumer Product | Non-Weatherized, Non-Condensin | 2488 | 291 |  | 05/25/2023 | 57811 | 203358935 | 05/25/2023
Carrier Corp. - Indianapolis | Kenmore | N80MSN1552420A | Federally-Regulated Consumer Product | Non-Weatherized, Non-Condensin | 2004 | 270 |  | 05/25/2023 | 153757 | 211780001 | 05/25/2023
Carrier Corp. - Indianapolis | Kenmore | G80VTL1102122A | Federally-Regulated Consumer Product | Non-Weatherized, Non-Condensin | 2435 | 289 |  | 05/25/2023 | 72702 | 207207262 | 05/25/2023
Carrier Corp. - Indianapolis | Kenmore | N95ESN0802120A**D | Federally-Regulated Consumer Product | Mobile Home Non-Weatherized, C | 1837 | 276 |  | 05/25/2023 | 79777 | 203360705 | 05/25/2023
Carrier Corp. - Indianapolis | Kenmore | G95CSU1002122A | Federally-Regulated Consumer Product | Non-Weatherized, Condensing Ga | 2271 | 273 |  | 05/25/2023 | 99648 | 206349958 | 05/25/2023
Carrier Corp. - Indianapolis | Kenmore | G96CTN0801714A*D | Federally-Regulated Consumer Product | Non-Weatherized, Condensing Ga | 1364 | 255 |  | 05/25/2023 | 52072 | 203359409 | 05/25/2023
Carrier Corp. - Indianapolis | Kenmore | PGD442090K**2G* | Federally-Regulated Consumer Product | Weatherized Non-Condensing Gas | 1515 | 265 |  | 05/25/2023 | 90160 | 205822965 | 05/25/2023
Carrier Corp. - Indianapolis | Kenmore | F80VTL0451412A* | Federally-Regulated Consumer Product | Non-Weatherized, Non-Condensin | 1205 | 235 |  | 05/25/2023 | 28909 | 207207185 | 05/25/2023
Carrier Corp. - Indianapolis | Kenmore | G96VTN0401712A*D | Federally-Regulated Consumer Product | Non-Weatherized, Condensing Ga | 1075 | 242 |  | 05/25/2023 | 25768 | 203359287 | 05/25/2023
Carrier Corp. - Indianapolis | Kenmore | G80VTL0902120A | Federally-Regulated Consumer Product | Non-Weatherized, Non-Condensin | 2025 | 271 |  | 05/25/2023 | 57947 | 207207260 | 05/25/2023
Carrier Corp. - Indianapolis | Kenmore | N95ESN1202422A**D | Federally-Regulated Consumer Product | Mobile Home Non-Weatherized, C | 2161 | 290 |  | 05/25/2023 | 119834 | 203360707 | 05/25/2023
Carrier Corp. - Indianapolis | Kenmore | N80MSL0701716A* | Federally-Regulated Consumer Product | Non-Weatherized, Non-Condensin | 1776 | 260 |  | 05/25/2023 | 65952 | 211780392 | 05/25/2023
Carrier Corp. - Indianapolis | Kenmore | PGD460090K**2G* | Federally-Regulated Consumer Product | Weatherized Non-Condensing Gas | 2034 | 288 |  | 05/25/2023 | 90098 | 205822967 | 05/25/2023
Carrier Corp. - Indianapolis | Kenmore | N95ESN1002120A**D | Federally-Regulated Consumer Product | Mobile Home Non-Weatherized, C | 2102 | 287 |  | 05/25/2023 | 99999 | 203360706 | 05/25/2023
Carrier Corp. - Indianapolis | Kenmore | G80VTL0902120A* | Federally-Regulated Consumer Product | Non-Weatherized, Non-Condensin | 2025 | 271 |  | 05/25/2023 | 57947 | 207207261 | 05/25/2023
Carrier Corp. - Indianapolis | Kenmore | N95ESN1002120A* | Federally-Regulated Consumer Product | Mobile Home Non-Weatherized, C | 2102 | 287 |  | 05/25/2023 | 99999 | 203360700 | 05/25/2023
Carrier Corp. - Indianapolis | Kenmore | G96CTN0802120A*D | Federally-Regulated Consumer Product | Non-Weatherized, Condensing Ga | 2095 | 287 |  | 05/25/2023 | 52507 | 203359410 | 05/25/2023
Carrier Corp. - Indianapolis | Kenmore | N95ESN0801716A**D | Federally-Regulated Consumer Product | Mobile Home Non-Weatherized, C | 1771 | 273 |  | 05/25/2023 | 80331 | 203360704 | 05/25/2023
Carrier Corp. - Indianapolis | Kenmore | F80CTL0701716A | Federally-Regulated Consumer Product | Non-Weatherized, Non-Condensin | 1458 | 246 |  | 05/25/2023 | 43592 | 203358868 | 05/25/2023
Carrier Corp. - Indianapolis | Kenmore | PGD436060K**2G* | Federally-Regulated Consumer Product | Weatherized Non-Condensing Gas | 1642 | 271 |  | 05/25/2023 | 60562 | 205822963 | 05/25/2023
Carrier Corp. - Indianapolis | Kenmore | F96VTN0401712A | Federally-Regulated Consumer Product | Non-Weatherized, Condensing Ga | 1075 | 242 |  | 05/25/2023 | 25768 | 203359185 | 05/25/2023
Carrier Corp. - Indianapolis | Kenmore | N80MSN1352420A | Federally-Regulated Consumer Product | Non-Weatherized, Non-Condensin | 1907 | 266 |  | 05/25/2023 | 131914 | 211780000 | 05/25/2023
Carrier Corp. - Indianapolis | Bryant | 577CNWK30060A* | Federally-Regulated Consumer Product | Weatherized Non-Condensing Gas | 1248 | 253 |  | 04/11/2023 | 60151 | 212005563 | 05/25/2023
Carrier Corp. - Indianapolis | Bryant | 677ENWK48130A* | Federally-Regulated Consumer Product | Weatherized Non-Condensing Gas | 1857 | 280 |  | 05/02/2023 | 84458 | 212409654 | 05/25/2023
Carrier Corp. - Indianapolis | Bryant | 577ENWK60115N* | Federally-Regulated Consumer Product | Weatherized Non-Condensing Gas | 1746 | 275 |  | 05/02/2023 | 75885 | 212409647 | 05/25/2023
Carrier Corp. - Indianapolis | Bryant | 577CNWK36090A* | Federally-Regulated Consumer Product | Weatherized Non-Condensing Gas | 1353 | 258 |  | 04/11/2023 | 89606 | 212005570 | 05/25/2023
Carrier Corp. - Indianapolis | Bryant | 677ENWK60115N* | Federally-Regulated Consumer Product | Weatherized Non-Condensing Gas | 1806 | 278 |  | 05/02/2023 | 75882 | 212409665 | 05/25/2023
Carrier Corp. - Indianapolis | Bryant | 577CNWK30040A* | Federally-Regulated Consumer Product | Weatherized Non-Condensing Gas | 1119 | 248 |  | 04/11/2023 | 40289 | 212005559 | 05/25/2023
Carrier Corp. - Indianapolis | Bryant | 677ENWK24060N* | Federally-Regulated Consumer Product | Weatherized Non-Condensing Gas | 1151 | 249 |  | 05/02/2023 | 39299 | 212409658 | 05/25/2023
Carrier Corp. - Indianapolis | Bryant | 577CNWK30040N* | Federally-Regulated Consumer Product | Weatherized Non-Condensing Gas | 1119 | 248 |  | 04/11/2023 | 40289 | 212005593 | 05/25/2023
Carrier Corp. - Indianapolis | Bryant | 577ENWK36060A* | Federally-Regulated Consumer Product | Weatherized Non-Condensing Gas | 1416 | 261 |  | 05/02/2023 | 39812 | 212409631 | 05/25/2023
Carrier Corp. - Indianapolis | Bryant | 677ENWK36090A* | Federally-Regulated Consumer Product | Weatherized Non-Condensing Gas | 1355 | 258 |  | 05/02/2023 | 59892 | 212409651 | 05/25/2023
Carrier Corp. - Indianapolis | Bryant | 577ENWK36060U* | Federally-Regulated Consumer Product | Weatherized Non-Condensing Gas | 1489 | 264 |  | 05/02/2023 | 60874 | 212410507 | 05/25/2023
Carrier Corp. - Indianapolis | Bryant | 577ENWK48090U* | Federally-Regulated Consumer Product | Weatherized Non-Condensing Gas | 1628 | 270 |  | 05/02/2023 | 90600 | 212410509 | 05/25/2023
Carrier Corp. - Indianapolis | Bryant | 677ENWK48130N* | Federally-Regulated Consumer Product | Weatherized Non-Condensing Gas | 1857 | 280 |  | 05/02/2023 | 84458 | 212409663 | 05/25/2023
Carrier Corp. - Indianapolis | Bryant | 677ENWK36090N* | Federally-Regulated Consumer Product | Weatherized Non-Condensing Gas | 1355 | 258 |  | 05/02/2023 | 59892 | 212409660 | 05/25/2023
Carrier Corp. - Indianapolis | Bryant | 577ENWK48090A* | Federally-Regulated Consumer Product | Weatherized Non-Condensing Gas | 1763 | 276 |  | 05/02/2023 | 58303 | 212409633 | 05/25/2023
Carrier Corp. - Indianapolis | Bryant | 577CNWK24040U* | Federally-Regulated Consumer Product | Weatherized Non-Condensing Gas | 933 | 240 |  | 04/11/2023 | 45607 | 212005610 | 05/25/2023
Carrier Corp. - Indianapolis | Bryant | 577CNWK48115A* | Federally-Regulated Consumer Product | Weatherized Non-Condensing Gas | 2156 | 293 |  | 04/11/2023 | 114957 | 212005583 | 05/25/2023
Carrier Corp. - Indianapolis | Bryant | 577CNWK42060N* | Federally-Regulated Consumer Product | Weatherized Non-Condensing Gas | 1478 | 264 |  | 04/11/2023 | 60485 | 212005602 | 05/25/2023
Carrier Corp. - Indianapolis | Bryant | 577ENWK60130A* | Federally-Regulated Consumer Product | Weatherized Non-Condensing Gas | 1857 | 280 |  | 05/02/2023 | 84458 | 212409638 | 05/25/2023
Carrier Corp. - Indianapolis | Bryant | 577CNWK60130A* | Federally-Regulated Consumer Product | Weatherized Non-Condensing Gas | 2038 | 288 |  | 04/11/2023 | 127500 | 212028110 | 05/25/2023
Carrier Corp. - Indianapolis | Bryant | 577ENWK60090U* | Federally-Regulated Consumer Product | Weatherized Non-Condensing Gas | 1837 | 279 |  | 05/02/2023 | 90615 | 212410511 | 05/25/2023
Carrier Corp. - Indianapolis | Bryant | 677ENWK48090A* | Federally-Regulated Consumer Product | Weatherized Non-Condensing Gas | 1763 | 276 |  | 05/02/2023 | 58303 | 212409652 | 05/25/2023
Carrier Corp. - Indianapolis | Bryant | 577CNWK60130N* | Federally-Regulated Consumer Product | Weatherized Non-Condensing Gas | 2038 | 288 |  | 04/11/2023 | 127500 | 212028116 | 05/25/2023
Carrier Corp. - Indianapolis | Bryant | 577ENWK48130N* | Federally-Regulated Consumer Product | Weatherized Non-Condensing Gas | 1857 | 280 |  | 05/02/2023 | 84458 | 212409645 | 05/25/2023
Carrier Corp. - Indianapolis | Bryant | 577CNWK60090U* | Federally-Regulated Consumer Product | Weatherized Non-Condensing Gas | 2114 | 292 |  | 04/11/2023 | 89429 | 212028118 | 05/25/2023
Carrier Corp. - Indianapolis | Bryant | 677ENWK60130N* | Federally-Regulated Consumer Product | Weatherized Non-Condensing Gas | 1887 | 282 |  | 05/02/2023 | 84679 | 212409666 | 05/25/2023
Carrier Corp. - Indianapolis | Bryant | 577ENWK60130N* | Federally-Regulated Consumer Product | Weatherized Non-Condensing Gas | 1857 | 280 |  | 05/02/2023 | 84458 | 212409648 | 05/25/2023
Carrier Corp. - Indianapolis | Bryant | 577CNWK30060U* | Federally-Regulated Consumer Product | Weatherized Non-Condensing Gas | 1188 | 251 |  | 04/11/2023 | 60125 | 212005616 | 05/25/2023
Carrier Corp. - Indianapolis | Bryant | 577CNWK48090A* | Federally-Regulated Consumer Product | Weatherized Non-Condensing Gas | 2142 | 293 |  | 04/11/2023 | 89758 | 212005579 | 05/25/2023
Carrier Corp. - Indianapolis | Bryant | 577CNWK42090A* | Federally-Regulated Consumer Product | Weatherized Non-Condensing Gas | 1434 | 262 |  | 04/11/2023 | 89946 | 212005576 | 05/25/2023
Carrier Corp. - Indianapolis | Bryant | 577ENWK48115N* | Federally-Regulated Consumer Product | Weatherized Non-Condensing Gas | 1746 | 275 |  | 05/02/2023 | 75885 | 212409644 | 05/25/2023
Carrier Corp. - Indianapolis | Bryant | 577CNWK36060N* | Federally-Regulated Consumer Product | Weatherized Non-Condensing Gas | 1312 | 256 |  | 04/11/2023 | 60638 | 212005599 | 05/25/2023
Carrier Corp. - Indianapolis | Bryant | 577CNWK48130N* | Federally-Regulated Consumer Product | Weatherized Non-Condensing Gas | 2038 | 288 |  | 04/11/2023 | 127500 | 212005609 | 05/25/2023
Carrier Corp. - Indianapolis | Bryant | 577ENWK24060N* | Federally-Regulated Consumer Product | Weatherized Non-Condensing Gas | 1151 | 249 |  | 05/02/2023 | 39299 | 212409640 | 05/25/2023
Carrier Corp. - Indianapolis | Bryant | 577CNWK30060N* | Federally-Regulated Consumer Product | Weatherized Non-Condensing Gas | 1248 | 253 |  | 04/11/2023 | 60151 | 212005597 | 05/25/2023
Carrier Corp. - Indianapolis | Bryant | 577CNWK36090N* | Federally-Regulated Consumer Product | Weatherized Non-Condensing Gas | 1353 | 258 |  | 04/11/2023 | 89606 | 212005600 | 05/25/2023
Carrier Corp. - Indianapolis | Bryant | 577ENWK24040N* | Federally-Regulated Consumer Product | Weatherized Non-Condensing Gas | 1066 | 245 |  | 05/02/2023 | 26216 | 212409639 | 05/25/2023
Carrier Corp. - Indianapolis | Bryant | 577CNWK42060A* | Federally-Regulated Consumer Product | Weatherized Non-Condensing Gas | 1478 | 264 |  | 04/11/2023 | 60485 | 212005573 | 05/25/2023
Carrier Corp. - Indianapolis | Bryant | 577CNWK24060N* | Federally-Regulated Consumer Product | Weatherized Non-Condensing Gas | 1084 | 246 |  | 04/11/2023 | 60632 | 212005592 | 05/25/2023
Carrier Corp. - Indianapolis | Bryant | 577CNWK24060A* | Federally-Regulated Consumer Product | Weatherized Non-Condensing Gas | 1084 | 246 |  | 04/11/2023 | 60632 | 212005555 | 05/25/2023
Carrier Corp. - Indianapolis | Bryant | 677ENWK48090N* | Federally-Regulated Consumer Product | Weatherized Non-Condensing Gas | 1763 | 276 |  | 05/02/2023 | 58303 | 212409661 | 05/25/2023
Carrier Corp. - Indianapolis | Bryant | 577CNWK60115N* | Federally-Regulated Consumer Product | Weatherized Non-Condensing Gas | 2156 | 293 |  | 04/11/2023 | 114957 | 212028115 | 05/25/2023
Carrier Corp. - Indianapolis | Bryant | 677ENWK36060N* | Federally-Regulated Consumer Product | Weatherized Non-Condensing Gas | 1416 | 261 |  | 05/02/2023 | 39812 | 212409659 | 05/25/2023
Carrier Corp. - Indianapolis | Bryant | 577CNWK60090N* | Federally-Regulated Consumer Product | Weatherized Non-Condensing Gas | 2142 | 293 |  | 04/11/2023 | 89758 | 212028113 | 05/25/2023
Carrier Corp. - Indianapolis | Bryant | 577ENWK48115A* | Federally-Regulated Consumer Product | Weatherized Non-Condensing Gas | 1746 | 275 |  | 05/02/2023 | 75885 | 212409634 | 05/25/2023
Carrier Corp. - Indianapolis | Bryant | 577CNWK36060A* | Federally-Regulated Consumer Product | Weatherized Non-Condensing Gas | 1312 | 256 |  | 04/11/2023 | 60638 | 212005566 | 05/25/2023
Carrier Corp. - Indianapolis | Bryant | 577ENWK60090N* | Federally-Regulated Consumer Product | Weatherized Non-Condensing Gas | 1763 | 276 |  | 05/02/2023 | 58303 | 212409646 | 05/25/2023
Carrier Corp. - Indianapolis | Bryant | 577CNWK48090N* | Federally-Regulated Consumer Product | Weatherized Non-Condensing Gas | 2142 | 293 |  | 04/11/2023 | 89758 | 212005606 | 05/25/2023
Carrier Corp. - Indianapolis | Bryant | 577ENWK36090N* | Federally-Regulated Consumer Product | Weatherized Non-Condensing Gas | 1355 | 258 |  | 05/02/2023 | 59892 | 212409642 | 05/25/2023
Carrier Corp. - Indianapolis | Bryant | 577CNWK24040N* | Federally-Regulated Consumer Product | Weatherized Non-Condensing Gas | 1004 | 243 |  | 04/11/2023 | 39874 | 212005589 | 05/25/2023
Carrier Corp. - Indianapolis | Bryant | 677ENWK48115A* | Federally-Regulated Consumer Product | Weatherized Non-Condensing Gas | 1746 | 275 |  | 05/02/2023 | 75885 | 212409653 | 05/25/2023
Carrier Corp. - Indianapolis | Bryant | 577CNWK48090U* | Federally-Regulated Consumer Product | Weatherized Non-Condensing Gas | 2114 | 292 |  | 04/11/2023 | 89429 | 212005630 | 05/25/2023
Carrier Corp. - Indianapolis | Bryant | 677ENWK60090A* | Federally-Regulated Consumer Product | Weatherized Non-Condensing Gas | 1752 | 276 |  | 05/02/2023 | 58657 | 212409655 | 05/25/2023
Carrier Corp. - Indianapolis | Bryant | 577ENWK24060A* | Federally-Regulated Consumer Product | Weatherized Non-Condensing Gas | 1151 | 249 |  | 05/02/2023 | 39299 | 212409630 | 05/25/2023
Carrier Corp. - Indianapolis | Bryant | 577ENWK60115A* | Federally-Regulated Consumer Product | Weatherized Non-Condensing Gas | 1746 | 275 |  | 05/02/2023 | 75885 | 212409637 | 05/25/2023
Carrier Corp. - Indianapolis | Bryant | 677ENWK60115A* | Federally-Regulated Consumer Product | Weatherized Non-Condensing Gas | 1806 | 278 |  | 05/02/2023 | 75882 | 212409656 | 05/25/2023
Carrier Corp. - Indianapolis | Bryant | 677ENWK36060A* | Federally-Regulated Consumer Product | Weatherized Non-Condensing Gas | 1416 | 261 |  | 05/02/2023 | 39812 | 212409650 | 05/25/2023
Carrier Corp. - Indianapolis | Bryant | 677ENWK60090N* | Federally-Regulated Consumer Product | Weatherized Non-Condensing Gas | 1752 | 276 |  | 05/02/2023 | 58657 | 212409664 | 05/25/2023
Carrier Corp. - Indianapolis | Bryant | 577CNWK42060U* | Federally-Regulated Consumer Product | Weatherized Non-Condensing Gas | 1413 | 261 |  | 04/11/2023 | 59753 | 212005624 | 05/25/2023
Carrier Corp. - Indianapolis | Bryant | 577CNWK48130A* | Federally-Regulated Consumer Product | Weatherized Non-Condensing Gas | 2038 | 288 |  | 04/11/2023 | 127500 | 212005586 | 05/25/2023
Carrier Corp. - Indianapolis | Bryant | 677ENWK24060A* | Federally-Regulated Consumer Product | Weatherized Non-Condensing Gas | 1151 | 249 |  | 05/02/2023 | 39299 | 212409649 | 05/25/2023
Carrier Corp. - Indianapolis | Bryant | 577ENWK36090A* | Federally-Regulated Consumer Product | Weatherized Non-Condensing Gas | 1355 | 258 |  | 05/02/2023 | 59892 | 212409632 | 05/25/2023
Carrier Corp. - Indianapolis | Bryant | 577CNWK60090A* | Federally-Regulated Consumer Product | Weatherized Non-Condensing Gas | 2142 | 293 |  | 04/11/2023 | 89758 | 212028107 | 05/25/2023
Carrier Corp. - Indianapolis | Bryant | 577CNWK42090N* | Federally-Regulated Consumer Product | Weatherized Non-Condensing Gas | 1434 | 262 |  | 04/11/2023 | 89946 | 212005603 | 05/25/2023
Carrier Corp. - Indianapolis | Bryant | 577ENWK48090N* | Federally-Regulated Consumer Product | Weatherized Non-Condensing Gas | 1763 | 276 |  | 05/02/2023 | 58303 | 212409643 | 05/25/2023
Carrier Corp. - Indianapolis | Bryant | 577ENWK48130A* | Federally-Regulated Consumer Product | Weatherized Non-Condensing Gas | 1857 | 280 |  | 05/02/2023 | 84458 | 212409635 | 05/25/2023
Carrier Corp. - Indianapolis | Bryant | 577CNWK42090U* | Federally-Regulated Consumer Product | Weatherized Non-Condensing Gas | 1479 | 264 |  | 04/11/2023 | 89913 | 212005627 | 05/25/2023
Carrier Corp. - Indianapolis | Bryant | 577CNWK36060U* | Federally-Regulated Consumer Product | Weatherized Non-Condensing Gas | 1442 | 262 |  | 04/11/2023 | 60044 | 212005620 | 05/25/2023
Carrier Corp. - Indianapolis | Bryant | 577CNWK48115N* | Federally-Regulated Consumer Product | Weatherized Non-Condensing Gas | 2156 | 293 |  | 04/11/2023 | 114957 | 212005608 | 05/25/2023
Carrier Corp. - Indianapolis | Bryant | 677ENWK60130A* | Federally-Regulated Consumer Product | Weatherized Non-Condensing Gas | 1887 | 282 |  | 05/02/2023 | 84679 | 212409657 | 05/25/2023
Carrier Corp. - Indianapolis | Bryant | 577ENWK36060N* | Federally-Regulated Consumer Product | Weatherized Non-Condensing Gas | 1416 | 261 |  | 05/02/2023 | 39812 | 212409641 | 05/25/2023
Carrier Corp. - Indianapolis | Bryant | 677ENWK48115N* | Federally-Regulated Consumer Product | Weatherized Non-Condensing Gas | 1746 | 275 |  | 05/02/2023 | 75885 | 212409662 | 05/25/2023
Carrier Corp. - Indianapolis | Bryant | 577ENWK60090A* | Federally-Regulated Consumer Product | Weatherized Non-Condensing Gas | 1763 | 276 |  | 05/02/2023 | 58303 | 212409636 | 05/25/2023
Carrier Corp. - Indianapolis | Bryant | 577ENWK24040A* | Federally-Regulated Consumer Product | Weatherized Non-Condensing Gas | 1066 | 245 |  | 05/02/2023 | 26216 | 212409629 | 05/25/2023
Carrier Corp. - Indianapolis | Bryant | 577ENWK24040U* | Federally-Regulated Consumer Product | Weatherized Non-Condensing Gas | 1117 | 248 |  | 05/02/2023 | 44623 | 212410504 | 05/25/2023
Carrier Corp. - Indianapolis | Bryant | 577ENWK24060U* | Federally-Regulated Consumer Product | Weatherized Non-Condensing Gas | 1136 | 248 |  | 05/02/2023 | 59157 | 212410506 | 05/25/2023
Carrier Corp. - Indianapolis | Bryant | 577CNWK24060U* | Federally-Regulated Consumer Product | Weatherized Non-Condensing Gas | 1073 | 246 |  | 04/11/2023 | 60498 | 212005612 | 05/25/2023
Carrier Corp. - Indianapolis | Bryant | 577CNWK30040U* | Federally-Regulated Consumer Product | Weatherized Non-Condensing Gas | 1121 | 248 |  | 04/11/2023 | 45305 | 212005614 | 05/25/2023
Carrier Corp. - Indianapolis | Bryant | 577CNWK60115A* | Federally-Regulated Consumer Product | Weatherized Non-Condensing Gas | 2156 | 293 |  | 04/11/2023 | 114957 | 212028109 | 05/25/2023
Carrier Corp. - Indianapolis | Bryant | 577CNWK30060A* | Federally-Regulated Consumer Product | Weatherized Non-Condensing Gas | 1248 | 253 |  | 04/11/2023 | 60151 | 212005563 | 05/25/2023
Carrier Corp. - Indianapolis | Bryant | 677ENWK48130A* | Federally-Regulated Consumer Product | Weatherized Non-Condensing Gas | 1857 | 280 |  | 05/02/2023 | 84458 | 212409654 | 05/25/2023
Carrier Corp. - Indianapolis | Bryant | 577ENWK60115N* | Federally-Regulated Consumer Product | Weatherized Non-Condensing Gas | 1746 | 275 |  | 05/02/2023 | 75885 | 212409647 | 05/25/2023
Carrier Corp. - Indianapolis | Bryant | 577CNWK36090A* | Federally-Regulated Consumer Product | Weatherized Non-Condensing Gas | 1353 | 258 |  | 04/11/2023 | 89606 | 212005570 | 05/25/2023
Carrier Corp. - Indianapolis | Bryant | 677ENWK60115N* | Federally-Regulated Consumer Product | Weatherized Non-Condensing Gas | 1806 | 278 |  | 05/02/2023 | 75882 | 212409665 | 05/25/2023
Carrier Corp. - Indianapolis | Bryant | 577CNWK30040A* | Federally-Regulated Consumer Product | Weatherized Non-Condensing Gas | 1119 | 248 |  | 04/11/2023 | 40289 | 212005559 | 05/25/2023
Carrier Corp. - Indianapolis | Bryant | 677ENWK24060N* | Federally-Regulated Consumer Product | Weatherized Non-Condensing Gas | 1151 | 249 |  | 05/02/2023 | 39299 | 212409658 | 05/25/2023
Carrier Corp. - Indianapolis | Bryant | 577CNWK30040N* | Federally-Regulated Consumer Product | Weatherized Non-Condensing Gas | 1119 | 248 |  | 04/11/2023 | 40289 | 212005593 | 05/25/2023
Carrier Corp. - Indianapolis | Bryant | 577ENWK36060A* | Federally-Regulated Consumer Product | Weatherized Non-Condensing Gas | 1416 | 261 |  | 05/25/2023 | 39812 | 212409631 | 05/25/2023
Carrier Corp. - Indianapolis | Kenmore | PGD442060K**1G* | Federally-Regulated Consumer Product | Weatherized Non-Condensing Gas | 1514 | 266 |  | 05/11/2023 | 60394 | 204038302 | 05/25/2023
Carrier Corp. - Indianapolis | Kenmore | PDD448090K**1K* | Federally-Regulated Consumer Product | Weatherized Non-Condensing Gas | 2142 | 293 |  | 11/15/2022 | 90607 | 210589604 | 05/25/2023
Carrier Corp. - Indianapolis | Kenmore | N80MSL0901714A | Federally-Regulated Consumer Product | Non-Weatherized, Non-Condensin | 1592 | 252 |  | 03/30/2023 | 88547 | 211780108 | 05/25/2023
Carrier Corp. - Indianapolis | Kenmore | N96MSN1002122A | Federally-Regulated Consumer Product | Non-Weatherized, Condensing Ga | 2283 | 295 |  | 03/30/2023 | 100454 | 211779410 | 05/25/2023
Carrier Corp. - Indianapolis | Kenmore | N80MSL1102420A | Federally-Regulated Consumer Product | Non-Weatherized, Non-Condensin | 2053 | 272 |  | 03/30/2023 | 110206 | 211780112 | 05/25/2023
Carrier Corp. - Indianapolis | Kenmore | N96MSN0401410A | Federally-Regulated Consumer Product | Non-Weatherized, Condensing Ga | 1017 | 240 |  | 03/30/2023 | 40102 | 211779176 | 05/25/2023
Carrier Corp. - Indianapolis | Kenmore | N96MSN0601716A*D | Federally-Regulated Consumer Product | Non-Weatherized, Condensing Ga | 1611 | 266 |  | 03/30/2023 | 59946 | 211779311 | 05/25/2023
Carrier Corp. - Indianapolis | Kenmore | N80MSL1352420A* | Federally-Regulated Consumer Product | Non-Weatherized, Non-Condensin | 1907 | 266 |  | 03/30/2023 | 131914 | 211780228 | 05/25/2023
Carrier Corp. - Indianapolis | Kenmore | N96MSN0401410A**D | Federally-Regulated Consumer Product | Mobile Home Non-Weatherized, C | 1017 | 240 |  | 03/30/2023 | 40102 | 211779194 | 05/25/2023
Carrier Corp. - Indianapolis | Kenmore | N95MSU1002122A | Federally-Regulated Consumer Product | Non-Weatherized, Condensing Ga | 2338 | 298 |  | 03/30/2023 | 100165 | 211781318 | 05/25/2023
Carrier Corp. - Indianapolis | Kenmore | N80MSL0902116A* | Federally-Regulated Consumer Product | Non-Weatherized, Non-Condensin | 1569 | 251 |  | 03/30/2023 | 87754 | 211780224 | 05/25/2023
Carrier Corp. - Indianapolis | Kenmore | N92ESN0601714A | Federally-Regulated Consumer Product | Non-Weatherized, Condensing Ga | 1205 | 248 |  | 08/05/2020 | 60119 | 203359750 | 05/25/2023
Carrier Corp. - Indianapolis | Kenmore | PGR536060K**1G* | Federally-Regulated Consumer Product | Weatherized Non-Condensing Gas | 1413 | 261 |  | 05/11/2023 | 39780 | 204038353 | 05/25/2023
Carrier Corp. - Indianapolis | Kenmore | N96MSN0802120A*D | Federally-Regulated Consumer Product | Non-Weatherized, Condensing Ga | 2169 | 290 |  | 03/30/2023 | 79638 | 211779365 | 05/25/2023
Carrier Corp. - Indianapolis | Kenmore | N80MSL1552420A* | Federally-Regulated Consumer Product | Non-Weatherized, Non-Condensin | 2004 | 270 |  | 03/30/2023 | 153757 | 211780229 | 05/25/2023
Carrier Corp. - Indianapolis | Kenmore | N92ESN1002120A | Federally-Regulated Consumer Product | Non-Weatherized, Condensing Ga | 1821 | 275 |  | 08/05/2020 | 99460 | 203359850 | 05/25/2023
Carrier Corp. - Indianapolis | Kenmore | N96MSN1002120A*D | Federally-Regulated Consumer Product | Non-Weatherized, Condensing Ga | 2215 | 292 |  | 03/30/2023 | 99728 | 211779401 | 05/25/2023
Carrier Corp. - Indianapolis | Kenmore | N80MSL1552420A | Federally-Regulated Consumer Product | Non-Weatherized, Non-Condensin | 2004 | 270 |  | 03/30/2023 | 153757 | 211780114 | 05/25/2023
Carrier Corp. - Indianapolis | Kenmore | N95MSU1002120A | Federally-Regulated Consumer Product | Non-Weatherized, Condensing Ga | 2049 | 285 |  | 03/30/2023 | 100109 | 211781308 | 05/25/2023
Carrier Corp. - Indianapolis | Kenmore | N96MSN1002120A**D | Federally-Regulated Consumer Product | Mobile Home Non-Weatherized, C | 2215 | 292 |  | 03/30/2023 | 99728 | 211779392 | 05/25/2023
Carrier Corp. - Indianapolis | Kenmore | N92MSN1002120A* | Federally-Regulated Consumer Product | Mobile Home Non-Weatherized, C | 1931 | 280 |  | 03/30/2023 | 100411 | 211778967 | 05/25/2023
Carrier Corp. - Indianapolis | Kenmore | N92MSN0802120A* | Federally-Regulated Consumer Product | Mobile Home Non-Weatherized, C | 2018 | 284 |  | 03/30/2023 | 81104 | 211778949 | 05/25/2023
Carrier Corp. - Indianapolis | Kenmore | N95MSU0401712A | Federally-Regulated Consumer Product | Non-Weatherized, Condensing Ga | 1244 | 250 |  | 03/30/2023 | 40132 | 211781276 | 05/25/2023
Carrier Corp. - Indianapolis | Kenmore | PGD460090K**1G* | Federally-Regulated Consumer Product | Weatherized Non-Condensing Gas | 2222 | 297 |  | 05/11/2023 | 90150 | 204038306 | 05/25/2023
Carrier Corp. - Indianapolis | Kenmore | N95MSU0802120A | Federally-Regulated Consumer Product | Non-Weatherized, Condensing Ga | 2132 | 289 |  | 03/30/2023 | 80309 | 211781297 | 05/25/2023
Carrier Corp. - Indianapolis | Kenmore | N80ESN1552420A | Federally-Regulated Consumer Product | Non-Weatherized, Non-Condensin | 2000 | 270 | 270 | 10/04/2019 |  |  | 05/25/2023
Carrier Corp. - Indianapolis | Kenmore | N96MSN0801716A* | Federally-Regulated Consumer Product | Mobile Home Non-Weatherized, C | 1671 | 269 |  | 03/30/2023 | 79335 | 211780744 | 05/25/2023
Carrier Corp. - Indianapolis | Kenmore | N96MSN0261410A | Federally-Regulated Consumer Product | Non-Weatherized, Condensing Ga | 1012 | 240 |  | 03/30/2023 | 26115 | 211779158 | 05/25/2023
Carrier Corp. - Indianapolis | Kenmore | N80MSL0701412A* | Federally-Regulated Consumer Product | Non-Weatherized, Non-Condensin | 1170 | 233 |  | 03/30/2023 | 65912 | 211780220 | 05/25/2023
Carrier Corp. - Indianapolis | Kenmore | N96MSN0401712A*D | Federally-Regulated Consumer Product | Non-Weatherized, Condensing Ga | 1097 | 243 |  | 03/30/2023 | 40216 | 211779239 | 05/25/2023
Carrier Corp. - Indianapolis | Kenmore | F97CMN0601714A | Federally-Regulated Consumer Product | Non-Weatherized, Condensing Ga | 1392 | 256 |  | 12/01/2021 | 23828 | 203924550 | 05/25/2023
Carrier Corp. - Indianapolis | Kenmore | N92MSN0601714A | Federally-Regulated Consumer Product | Non-Weatherized, Condensing Ga | 1381 | 256 |  | 03/30/2023 | 60143 | 211778904 | 05/25/2023
Carrier Corp. - Indianapolis | Kenmore | N96MSN0261410A*D | Federally-Regulated Consumer Product | Non-Weatherized, Condensing Ga | 1012 | 240 |  | 03/30/2023 | 26115 | 211779167 | 05/25/2023
Carrier Corp. - Indianapolis | Kenmore | N80MSU0401712A | Federally-Regulated Consumer Product | Non-Weatherized, Non-Condensin | 1440 | 245 |  | 03/30/2023 | 40185 | 211781248 | 05/25/2023
Carrier Corp. - Indianapolis | Kenmore | N80ESL0451712A | Federally-Regulated Consumer Product | Non-Weatherized, Non-Condensin | 1206 | 235 | 235.064 | 10/04/2019 |  |  | 05/25/2023
Carrier Corp. - Indianapolis | Kenmore | N80ESN0902116A | Federally-Regulated Consumer Product | Non-Weatherized, Non-Condensin | 1450 | 246 |  | 07/29/2020 | 87792 | 203359835 | 05/25/2023
Carrier Corp. - Indianapolis | Kenmore | G96VTN0601412A | Federally-Regulated Consumer Product | Non-Weatherized, Condensing Ga | 1238 | 249 | 249.472 | 10/04/2019 |  |  | 05/25/2023
Carrier Corp. - Indianapolis | Kenmore | N80ESN0901714A | Federally-Regulated Consumer Product | Non-Weatherized, Non-Condensin | 1238 | 236 |  | 08/05/2020 | 88097 | 203359833 | 05/25/2023
Carrier Corp. - Indianapolis | Kenmore | N92MSN0401412A | Federally-Regulated Consumer Product | Non-Weatherized, Condensing Ga | 1089 | 243 |  | 03/30/2023 | 39846 | 211778850 | 05/25/2023
Carrier Corp. - Indianapolis | Kenmore | N80MSL0451412A | Federally-Regulated Consumer Product | Non-Weatherized, Non-Condensin | 1161 | 233 |  | 03/30/2023 | 44099 | 211780103 | 05/25/2023
Carrier Corp. - Indianapolis | Kenmore | PDD448115K**1K* | Federally-Regulated Consumer Product | Weatherized Non-Condensing Gas | 2156 | 293 |  | 11/15/2022 | 115206 | 210589605 | 05/25/2023
Carrier Corp. - Indianapolis | Kenmore | N80MSL1102120A* | Federally-Regulated Consumer Product | Non-Weatherized, Non-Condensin | 2444 | 290 |  | 03/30/2023 | 110371 | 211780226 | 05/25/2023
Carrier Corp. - Indianapolis | Kenmore | N95ESN0601412A**D | Federally-Regulated Consumer Product | Mobile Home Non-Weatherized, C | 1176 | 247 | 323.496 | 10/04/2019 |  |  | 05/25/2023
Carrier Corp. - Indianapolis | Kenmore | N96MSN0801716A**D | Federally-Regulated Consumer Product | Mobile Home Non-Weatherized, C | 1671 | 269 |  | 03/30/2023 | 79335 | 211779320 | 05/25/2023
Carrier Corp. - Indianapolis | Kenmore | N96MSN0802120A* | Federally-Regulated Consumer Product | Mobile Home Non-Weatherized, C | 2169 | 290 |  | 03/30/2023 | 79638 | 211779347 | 05/25/2023
Carrier Corp. - Indianapolis | Kenmore | N95ESN0401410A* | Federally-Regulated Consumer Product | Mobile Home Non-Weatherized, C | 950 | 237 | 307.45 | 10/04/2019 |  |  | 05/25/2023
Carrier Corp. - Indianapolis | Kenmore | N92MSN0601412A | Federally-Regulated Consumer Product | Non-Weatherized, Condensing Ga | 1277 | 251 |  | 03/30/2023 | 60142 | 211778886 | 05/25/2023
Carrier Corp. - Indianapolis | Kenmore | N80MSU1002120A | Federally-Regulated Consumer Product | Non-Weatherized, Non-Condensin | 2444 | 290 |  | 03/30/2023 | 99795 | 211781263 | 05/25/2023
Carrier Corp. - Indianapolis | Kenmore | N80ESL0451412A | Federally-Regulated Consumer Product | Non-Weatherized, Non-Condensin | 1083 | 230 | 229.652 | 07/27/2020 | 43761 | 203360083 | 05/25/2023
Carrier Corp. - Indianapolis | Kenmore | N92ESN0401712A | Federally-Regulated Consumer Product | Non-Weatherized, Condensing Ga | 1024 | 240 |  | 08/05/2020 | 39894 | 203359677 | 05/25/2023
Carrier Corp. - Indianapolis | Kenmore | N96MSN0401410A*D | Federally-Regulated Consumer Product | Non-Weatherized, Condensing Ga | 1017 | 240 |  | 03/30/2023 | 40102 | 211779203 | 05/25/2023
Carrier Corp. - Indianapolis | Kenmore | PDD460130K**1K* | Federally-Regulated Consumer Product | Weatherized Non-Condensing Gas | 2038 | 289 |  | 04/11/2023 | 126976 | 212038645 | 05/25/2023
Carrier Corp. - Indianapolis | Kenmore | N96MSN0801716A | Federally-Regulated Consumer Product | Non-Weatherized, Condensing Ga | 1671 | 269 |  | 03/30/2023 | 79335 | 211780734 | 05/25/2023
Carrier Corp. - Indianapolis | Kenmore | PGD424040K**1G* | Federally-Regulated Consumer Product | Weatherized Non-Condensing Gas | 1217 | 253 |  | 05/11/2023 | 40800 | 204038296 | 05/25/2023
Carrier Corp. - Indianapolis | Kenmore | G97CMN1202422A | Federally-Regulated Consumer Product | Non-Weatherized, Condensing Ga | 2271 | 295 |  | 12/01/2021 | 48091 | 203924610 | 05/25/2023
Carrier Corp. - Indianapolis | Kenmore | N96MSN1202422A | Federally-Regulated Consumer Product | Non-Weatherized, Condensing Ga | 2308 | 297 |  | 03/30/2023 | 119661 | 211779446 | 05/25/2023
Carrier Corp. - Indianapolis | Kenmore | PGS460115K**0G* | Federally-Regulated Consumer Product | Weatherized Non-Condensing Gas | 2187 | 295 |  | 05/11/2023 | 115163 | 204038320 | 05/25/2023
Carrier Corp. - Indianapolis | Kenmore | N80MSL0701712A* | Federally-Regulated Consumer Product | Non-Weatherized, Non-Condensin | 1209 | 235 |  | 03/30/2023 | 65992 | 211780221 | 05/25/2023
Carrier Corp. - Indianapolis | Kenmore | N96MSN1002120A | Federally-Regulated Consumer Product | Non-Weatherized, Condensing Ga | 2215 | 292 |  | 03/30/2023 | 99728 | 211779374 | 05/25/2023
Carrier Corp. - Indianapolis | Kenmore | PGR548090K**1G* | Federally-Regulated Consumer Product | Weatherized Non-Condensing Gas | 1918 | 283 |  | 05/11/2023 | 58473 | 204038357 | 05/25/2023
Carrier Corp. - Indianapolis | Kenmore | G97CMN0601714A | Federally-Regulated Consumer Product | Non-Weatherized, Condensing Ga | 1392 | 256 |  | 12/01/2021 | 23828 | 203924570 | 05/25/2023
Carrier Corp. - Indianapolis | Kenmore | N80ESL0701412A | Federally-Regulated Consumer Product | Non-Weatherized, Non-Condensin | 1106 | 231 | 230.664 | 07/27/2020 | 65995 | 203360085 | 05/25/2023
Carrier Corp. - Indianapolis | Kenmore | N96MSN0601716A | Federally-Regulated Consumer Product | Non-Weatherized, Condensing Ga | 1611 | 266 |  | 03/30/2023 | 59946 | 211779284 | 05/25/2023
Carrier Corp. - Indianapolis | Kenmore | N80MSL0451714A* | Federally-Regulated Consumer Product | Non-Weatherized, Non-Condensin | 1343 | 241 |  | 03/30/2023 | 43896 | 211780219 | 05/25/2023
Carrier Corp. - Indianapolis | Kenmore | N96MSN0601412A* | Federally-Regulated Consumer Product | Mobile Home Non-Weatherized, C | 1218 | 249 |  | 03/30/2023 | 60319 | 211779257 | 05/25/2023
Carrier Corp. - Indianapolis | Kenmore | PDD424060K**0K* | Federally-Regulated Consumer Product | Weatherized Non-Condensing Gas | 1073 | 246 |  | 11/15/2022 | 60738 | 210589594 | 05/25/2023
Carrier Corp. - Indianapolis | Kenmore | N80MSL0451412A* | Federally-Regulated Consumer Product | Non-Weatherized, Non-Condensin | 1161 | 233 |  | 03/30/2023 | 44099 | 211780218 | 05/25/2023
Carrier Corp. - Indianapolis | Kenmore | N80MSL1102120A | Federally-Regulated Consumer Product | Non-Weatherized, Non-Condensin | 2444 | 290 |  | 03/30/2023 | 110371 | 211780111 | 05/25/2023
Carrier Corp. - Indianapolis | Kenmore | F97CMN0802120A | Federally-Regulated Consumer Product | Non-Weatherized, Condensing Ga | 2026 | 284 |  | 12/01/2021 | 31724 | 203924679 | 05/25/2023
Carrier Corp. - Indianapolis | Kenmore | N80MSU0802120A | Federally-Regulated Consumer Product | Non-Weatherized, Non-Condensin | 2436 | 289 |  | 03/30/2023 | 80342 | 211781360 | 05/25/2023
Carrier Corp. - Indianapolis | Kenmore | N92MSN0801716A* | Federally-Regulated Consumer Product | Mobile Home Non-Weatherized, C | 1845 | 276 |  | 03/30/2023 | 80520 | 211778931 | 05/25/2023
Carrier Corp. - Indianapolis | Kenmore | N80ESN1102420A | Federally-Regulated Consumer Product | Non-Weatherized, Non-Condensin | 2027 | 271 | 271.188 | 10/04/2019 |  |  | 05/25/2023
Carrier Corp. - Indianapolis | Kenmore | N80ESN0451712A | Federally-Regulated Consumer Product | Non-Weatherized, Non-Condensin | 1206 | 235 | 235.064 | 10/04/2019 |  |  | 05/25/2023
Carrier Corp. - Indianapolis | Kenmore | N96MSN0601412A**D | Federally-Regulated Consumer Product | Mobile Home Non-Weatherized, C | 1218 | 249 |  | 03/30/2023 | 60319 | 211779266 | 05/25/2023
Carrier Corp. - Indianapolis | Kenmore | N80MSL0451714A | Federally-Regulated Consumer Product | Non-Weatherized, Non-Condensin | 1343 | 241 |  | 03/30/2023 | 43896 | 211780104 | 05/25/2023
Carrier Corp. - Indianapolis | Kenmore | N80MSL0701712A | Federally-Regulated Consumer Product | Non-Weatherized, Non-Condensin | 1209 | 235 |  | 03/30/2023 | 65992 | 211780106 | 05/25/2023
Carrier Corp. - Indianapolis | Kenmore | PDD436090K**1K* | Federally-Regulated Consumer Product | Weatherized Non-Condensing Gas | 1354 | 258 |  | 11/15/2022 | 90364 | 210589602 | 05/25/2023
Carrier Corp. - Indianapolis | Kenmore | N80MSU0601716A | Federally-Regulated Consumer Product | Non-Weatherized, Non-Condensin | 1955 | 268 |  | 03/30/2023 | 60649 | 211781376 | 05/25/2023
Carrier Corp. - Indianapolis | Kenmore | F97CMN1202422A*D | Federally-Regulated Consumer Product | Non-Weatherized, Condensing Ga | 2271 | 295 |  | 12/01/2021 | 48091 | 203924628 | 05/25/2023
Carrier Corp. - Indianapolis | Kenmore | G97CMN0802120A*D | Federally-Regulated Consumer Product | Non-Weatherized, Condensing Ga | 2026 | 284 |  | 12/01/2021 | 31724 | 203924660 | 05/25/2023
Carrier Corp. - Indianapolis | Kenmore | N92MSN0601412A* | Federally-Regulated Consumer Product | Mobile Home Non-Weatherized, C | 1277 | 251 |  | 03/30/2023 | 60142 | 211778895 | 05/25/2023
Carrier Corp. - Indianapolis | Kenmore | PDD460115K**0G* | Federally-Regulated Consumer Product | Weatherized Non-Condensing Gas | 2187 | 295 |  | 05/11/2023 | 115163 | 204038242 | 05/25/2023
Carrier Corp. - Indianapolis | Kenmore | PDD436090K**0K* | Federally-Regulated Consumer Product | Weatherized Non-Condensing Gas | 1354 | 258 |  | 11/15/2022 | 90364 | 210589596 | 05/25/2023
Carrier Corp. - Indianapolis | Kenmore | N96MSN1402422A | Federally-Regulated Consumer Product | Non-Weatherized, Condensing Ga | 2292 | 296 |  | 03/30/2023 | 139864 | 211779482 | 05/25/2023
Carrier Corp. - Indianapolis | Kenmore | N96MSN0601716A* | Federally-Regulated Consumer Product | Mobile Home Non-Weatherized, C | 1611 | 266 |  | 03/30/2023 | 59946 | 211779293 | 05/25/2023
Carrier Corp. - Indianapolis | Kenmore | N96MSN0401410A* | Federally-Regulated Consumer Product | Mobile Home Non-Weatherized, C | 1017 | 240 |  | 03/30/2023 | 40102 | 211779185 | 05/25/2023
Carrier Corp. - Indianapolis | Kenmore | PDD424060K**1K* | Federally-Regulated Consumer Product | Weatherized Non-Condensing Gas | 1073 | 246 |  | 11/15/2022 | 60738 | 210589600 | 05/25/2023
Carrier Corp. - Indianapolis | Kenmore | N96MSN0401712A**D | Federally-Regulated Consumer Product | Mobile Home Non-Weatherized, C | 1097 | 243 |  | 03/30/2023 | 40216 | 211779230 | 05/25/2023
Carrier Corp. - Indianapolis | Kenmore | PDD460130K**0K* | Federally-Regulated Consumer Product | Weatherized Non-Condensing Gas | 2038 | 289 |  | 04/11/2023 | 126976 | 212038641 | 05/25/2023
Carrier Corp. - Indianapolis | Kenmore | N96MSN0401712A* | Federally-Regulated Consumer Product | Mobile Home Non-Weatherized, C | 1097 | 243 |  | 03/30/2023 | 40216 | 211779221 | 05/25/2023
Carrier Corp. - Indianapolis | Kenmore | N96MSN1002122A* | Federally-Regulated Consumer Product | Mobile Home Non-Weatherized, C | 2283 | 295 |  | 03/30/2023 | 100454 | 211779419 | 05/25/2023
Carrier Corp. - Indianapolis | Kenmore | N96MSN1202422A**D | Federally-Regulated Consumer Product | Mobile Home Non-Weatherized, C | 2308 | 297 |  | 03/30/2023 | 119661 | 211779464 | 05/25/2023
Carrier Corp. - Indianapolis | Kenmore | F97CMN1002122A | Federally-Regulated Consumer Product | Non-Weatherized, Condensing Ga | 2192 | 291 |  | 12/01/2021 | 39903 | 203924559 | 05/25/2023
Carrier Corp. - Indianapolis | Kenmore | N80MSL0702116A* | Federally-Regulated Consumer Product | Non-Weatherized, Non-Condensin | 1949 | 268 |  | 03/30/2023 | 66143 | 211780222 | 05/25/2023
Carrier Corp. - Indianapolis | Kenmore | PGD442060K**1G* | Federally-Regulated Consumer Product | Weatherized Non-Condensing Gas | 1514 | 266 |  | 05/25/2023 | 60394 | 204038302 | 05/25/2023
Carrier Corp. - Indianapolis | Kenmore | PDD448090K**1K* | Federally-Regulated Consumer Product | Weatherized Non-Condensing Gas | 2142 | 293 |  | 05/25/2023 | 90607 | 210589604 | 05/25/2023
Carrier Corp. - Indianapolis | Kenmore | N80MSL0901714A | Federally-Regulated Consumer Product | Non-Weatherized, Non-Condensin | 1592 | 252 |  | 05/25/2023 | 88547 | 211780108 | 05/25/2023
Carrier Corp. - Indianapolis | Kenmore | N96MSN1002122A | Federally-Regulated Consumer Product | Non-Weatherized, Condensing Ga | 2283 | 295 |  | 05/25/2023 | 100454 | 211779410 | 05/25/2023
Carrier Corp. - Indianapolis | Kenmore | N80MSL1102420A | Federally-Regulated Consumer Product | Non-Weatherized, Non-Condensin | 2053 | 272 |  | 05/25/2023 | 110206 | 211780112 | 05/25/2023
Carrier Corp. - Indianapolis | Kenmore | N96MSN0401410A | Federally-Regulated Consumer Product | Non-Weatherized, Condensing Ga | 1017 | 240 |  | 05/25/2023 | 40102 | 211779176 | 05/25/2023
Carrier Corp. - Indianapolis | Kenmore | N96MSN0601716A*D | Federally-Regulated Consumer Product | Non-Weatherized, Condensing Ga | 1611 | 266 |  | 05/25/2023 | 59946 | 211779311 | 05/25/2023
Carrier Corp. - Indianapolis | Kenmore | N80MSL1352420A* | Federally-Regulated Consumer Product | Non-Weatherized, Non-Condensin | 1907 | 266 |  | 05/25/2023 | 131914 | 211780228 | 05/25/2023
Carrier Corp. - Indianapolis | Kenmore | N96MSN0401410A**D | Federally-Regulated Consumer Product | Mobile Home Non-Weatherized, C | 1017 | 240 |  | 05/25/2023 | 40102 | 211779194 | 05/25/2023
Carrier Corp. - Indianapolis | Kenmore | N95MSU1002122A | Federally-Regulated Consumer Product | Non-Weatherized, Condensing Ga | 2338 | 298 |  | 05/25/2023 | 100165 | 211781318 | 05/25/2023
Carrier Corp. - Indianapolis | Kenmore | N80MSL0902116A* | Federally-Regulated Consumer Product | Non-Weatherized, Non-Condensin | 1569 | 251 |  | 05/25/2023 | 87754 | 211780224 | 05/25/2023
Carrier Corp. - Indianapolis | Kenmore | N92ESN0601714A | Federally-Regulated Consumer Product | Non-Weatherized, Condensing Ga | 1205 | 248 |  | 05/25/2023 | 60119 | 203359750 | 05/25/2023
Carrier Corp. - Indianapolis | Kenmore | PGR536060K**1G* | Federally-Regulated Consumer Product | Weatherized Non-Condensing Gas | 1413 | 261 |  | 05/25/2023 | 39780 | 204038353 | 05/25/2023
Carrier Corp. - Indianapolis | Kenmore | N96MSN0802120A*D | Federally-Regulated Consumer Product | Non-Weatherized, Condensing Ga | 2169 | 290 |  | 05/25/2023 | 79638 | 211779365 | 05/25/2023
Carrier Corp. - Indianapolis | Kenmore | N80MSL1552420A* | Federally-Regulated Consumer Product | Non-Weatherized, Non-Condensin | 2004 | 270 |  | 05/25/2023 | 153757 | 211780229 | 05/25/2023
Carrier Corp. - Indianapolis | Kenmore | N92ESN1002120A | Federally-Regulated Consumer Product | Non-Weatherized, Condensing Ga | 1821 | 275 |  | 05/25/2023 | 99460 | 203359850 | 05/25/2023
Carrier Corp. - Indianapolis | Kenmore | N96MSN1002120A*D | Federally-Regulated Consumer Product | Non-Weatherized, Condensing Ga | 2215 | 292 |  | 05/25/2023 | 99728 | 211779401 | 05/25/2023
Carrier Corp. - Indianapolis | Kenmore | N80MSL1552420A | Federally-Regulated Consumer Product | Non-Weatherized, Non-Condensin | 2004 | 270 |  | 05/25/2023 | 153757 | 211780114 | 05/25/2023
Carrier Corp. - Indianapolis | Kenmore | N95MSU1002120A | Federally-Regulated Consumer Product | Non-Weatherized, Condensing Ga | 2049 | 285 |  | 05/25/2023 | 100109 | 211781308 | 05/25/2023
Carrier Corp. - Indianapolis | Kenmore | N96MSN1002120A**D | Federally-Regulated Consumer Product | Mobile Home Non-Weatherized, C | 2215 | 292 |  | 05/25/2023 | 99728 | 211779392 | 05/25/2023
Carrier Corp. - Indianapolis | Kenmore | N92MSN1002120A* | Federally-Regulated Consumer Product | Mobile Home Non-Weatherized, C | 1931 | 280 |  | 05/25/2023 | 100411 | 211778967 | 05/25/2023
Carrier Corp. - Indianapolis | Kenmore | N92MSN0802120A* | Federally-Regulated Consumer Product | Mobile Home Non-Weatherized, C | 2018 | 284 |  | 05/25/2023 | 81104 | 211778949 | 05/25/2023
Carrier Corp. - Indianapolis | Kenmore | N95MSU0401712A | Federally-Regulated Consumer Product | Non-Weatherized, Condensing Ga | 1244 | 250 |  | 05/25/2023 | 40132 | 211781276 | 05/25/2023
Carrier Corp. - Indianapolis | Kenmore | PGD460090K**1G* | Federally-Regulated Consumer Product | Weatherized Non-Condensing Gas | 2222 | 297 |  | 05/25/2023 | 90150 | 204038306 | 05/25/2023
Carrier Corp. - Indianapolis | Kenmore | N95MSU0802120A | Federally-Regulated Consumer Product | Non-Weatherized, Condensing Ga | 2132 | 289 |  | 05/25/2023 | 80309 | 211781297 | 05/25/2023
Carrier Corp. - Indianapolis | Kenmore | N80ESN1552420A | Federally-Regulated Consumer Product | Non-Weatherized, Non-Condensin | 2000 | 270 |  | 05/25/2023 | 153106 | 203359849 | 05/25/2023
Carrier Corp. - Indianapolis | Kenmore | N96MSN0801716A* | Federally-Regulated Consumer Product | Mobile Home Non-Weatherized, C | 1671 | 269 |  | 05/25/2023 | 79335 | 211780744 | 05/25/2023
Carrier Corp. - Indianapolis | Kenmore | N96MSN0261410A | Federally-Regulated Consumer Product | Non-Weatherized, Condensing Ga | 1012 | 240 |  | 05/25/2023 | 26115 | 211779158 | 05/25/2023
Carrier Corp. - Indianapolis | Kenmore | N80MSL0701412A* | Federally-Regulated Consumer Product | Non-Weatherized, Non-Condensin | 1170 | 233 |  | 05/25/2023 | 65912 | 211780220 | 05/25/2023
Carrier Corp. - Indianapolis | Kenmore | N96MSN0401712A*D | Federally-Regulated Consumer Product | Non-Weatherized, Condensing Ga | 1097 | 243 |  | 05/25/2023 | 40216 | 211779239 | 05/25/2023
Carrier Corp. - Indianapolis | Kenmore | F97CMN0601714A | Federally-Regulated Consumer Product | Non-Weatherized, Condensing Ga | 1392 | 256 |  | 05/25/2023 | 23828 | 203924550 | 05/25/2023
Carrier Corp. - Indianapolis | Kenmore | N92MSN0601714A | Federally-Regulated Consumer Product | Non-Weatherized, Condensing Ga | 1381 | 256 |  | 05/25/2023 | 60143 | 211778904 | 05/25/2023
Carrier Corp. - Indianapolis | Kenmore | N96MSN0261410A*D | Federally-Regulated Consumer Product | Non-Weatherized, Condensing Ga | 1012 | 240 |  | 05/25/2023 | 26115 | 211779167 | 05/25/2023
Carrier Corp. - Indianapolis | Kenmore | N80MSU0401712A | Federally-Regulated Consumer Product | Non-Weatherized, Non-Condensin | 1440 | 245 |  | 05/25/2023 | 40185 | 211781248 | 05/25/2023
Carrier Corp. - Indianapolis | Kenmore | N80ESL0451712A | Federally-Regulated Consumer Product | Non-Weatherized, Non-Condensin | 1206 | 235 |  | 05/25/2023 | 44058 | 203360084 | 05/25/2023
Carrier Corp. - Indianapolis | Kenmore | N80ESN0902116A | Federally-Regulated Consumer Product | Non-Weatherized, Non-Condensin | 1450 | 246 |  | 05/25/2023 | 87792 | 203359835 | 05/25/2023
Carrier Corp. - Indianapolis | Kenmore | G96VTN0601412A | Federally-Regulated Consumer Product | Non-Weatherized, Condensing Ga | 1238 | 249 |  | 05/25/2023 | 39205 | 203924857 | 05/25/2023
Carrier Corp. - Indianapolis | Kenmore | N80ESN0901714A | Federally-Regulated Consumer Product | Non-Weatherized, Non-Condensin | 1238 | 236 |  | 05/25/2023 | 88097 | 203359833 | 05/25/2023
Carrier Corp. - Indianapolis | Kenmore | N92MSN0401412A | Federally-Regulated Consumer Product | Non-Weatherized, Condensing Ga | 1089 | 243 |  | 05/25/2023 | 39846 | 211778850 | 05/25/2023
Carrier Corp. - Indianapolis | Kenmore | N80MSL0451412A | Federally-Regulated Consumer Product | Non-Weatherized, Non-Condensin | 1161 | 233 |  | 05/25/2023 | 44099 | 211780103 | 05/25/2023
Carrier Corp. - Indianapolis | Kenmore | PDD448115K**1K* | Federally-Regulated Consumer Product | Weatherized Non-Condensing Gas | 2156 | 293 |  | 05/25/2023 | 115206 | 210589605 | 05/25/2023
Carrier Corp. - Indianapolis | Kenmore | N80MSL1102120A* | Federally-Regulated Consumer Product | Non-Weatherized, Non-Condensin | 2444 | 290 |  | 05/25/2023 | 110371 | 211780226 | 05/25/2023
Carrier Corp. - Indianapolis | Kenmore | N95ESN0601412A**D | Federally-Regulated Consumer Product | Mobile Home Non-Weatherized, C | 1176 | 247 |  | 05/25/2023 | 59961 | 203924799 | 05/25/2023
Carrier Corp. - Indianapolis | Kenmore | N96MSN0801716A**D | Federally-Regulated Consumer Product | Mobile Home Non-Weatherized, C | 1671 | 269 |  | 05/25/2023 | 79335 | 211779320 | 05/25/2023
Carrier Corp. - Indianapolis | Kenmore | N96MSN0802120A* | Federally-Regulated Consumer Product | Mobile Home Non-Weatherized, C | 2169 | 290 |  | 05/25/2023 | 79638 | 211779347 | 05/25/2023
Carrier Corp. - Indianapolis | Kenmore | N95ESN0401410A* | Federally-Regulated Consumer Product | Mobile Home Non-Weatherized, C | 950 | 237 |  | 05/25/2023 | 40146 | 203924794 | 05/25/2023
Carrier Corp. - Indianapolis | Kenmore | N92MSN0601412A | Federally-Regulated Consumer Product | Non-Weatherized, Condensing Ga | 1277 | 251 |  | 05/25/2023 | 60142 | 211778886 | 05/25/2023
Carrier Corp. - Indianapolis | Kenmore | N80MSU1002120A | Federally-Regulated Consumer Product | Non-Weatherized, Non-Condensin | 2444 | 290 |  | 05/25/2023 | 99795 | 211781263 | 05/25/2023
Carrier Corp. - Indianapolis | Kenmore | N80ESL0451412A | Federally-Regulated Consumer Product | Non-Weatherized, Non-Condensin | 1083 | 230 |  | 05/25/2023 | 43761 | 203360083 | 05/25/2023
Carrier Corp. - Indianapolis | Kenmore | N92ESN0401712A | Federally-Regulated Consumer Product | Non-Weatherized, Condensing Ga | 1024 | 240 |  | 05/25/2023 | 39894 | 203359677 | 05/25/2023
Carrier Corp. - Indianapolis | Kenmore | N96MSN0401410A*D | Federally-Regulated Consumer Product | Non-Weatherized, Condensing Ga | 1017 | 240 |  | 05/25/2023 | 40102 | 211779203 | 05/25/2023
Carrier Corp. - Indianapolis | Kenmore | PDD460130K**1K* | Federally-Regulated Consumer Product | Weatherized Non-Condensing Gas | 2038 | 289 |  | 05/25/2023 | 126976 | 212038645 | 05/25/2023
Carrier Corp. - Indianapolis | Kenmore | N96MSN0801716A | Federally-Regulated Consumer Product | Non-Weatherized, Condensing Ga | 1671 | 269 |  | 05/25/2023 | 79335 | 211780734 | 05/25/2023
Carrier Corp. - Indianapolis | Kenmore | PGD424040K**1G* | Federally-Regulated Consumer Product | Weatherized Non-Condensing Gas | 1217 | 253 |  | 05/25/2023 | 40800 | 204038296 | 05/25/2023
Carrier Corp. - Indianapolis | Kenmore | G97CMN1202422A | Federally-Regulated Consumer Product | Non-Weatherized, Condensing Ga | 2271 | 295 |  | 05/25/2023 | 48091 | 203924610 | 05/25/2023
Carrier Corp. - Indianapolis | Kenmore | N96MSN1202422A | Federally-Regulated Consumer Product | Non-Weatherized, Condensing Ga | 2308 | 297 |  | 05/25/2023 | 119661 | 211779446 | 05/25/2023
Carrier Corp. - Indianapolis | Kenmore | PGS460115K**0G* | Federally-Regulated Consumer Product | Weatherized Non-Condensing Gas | 2187 | 295 |  | 05/25/2023 | 115163 | 204038320 | 05/25/2023
Carrier Corp. - Indianapolis | Kenmore | N80MSL0701712A* | Federally-Regulated Consumer Product | Non-Weatherized, Non-Condensin | 1209 | 235 |  | 05/25/2023 | 65992 | 211780221 | 05/25/2023
Carrier Corp. - Indianapolis | Kenmore | N96MSN1002120A | Federally-Regulated Consumer Product | Non-Weatherized, Condensing Ga | 2215 | 292 |  | 05/25/2023 | 99728 | 211779374 | 05/25/2023
Carrier Corp. - Indianapolis | Kenmore | PGR548090K**1G* | Federally-Regulated Consumer Product | Weatherized Non-Condensing Gas | 1918 | 283 |  | 05/25/2023 | 58473 | 204038357 | 05/25/2023
Carrier Corp. - Indianapolis | Kenmore | G97CMN0601714A | Federally-Regulated Consumer Product | Non-Weatherized, Condensing Ga | 1392 | 256 |  | 05/25/2023 | 23828 | 203924570 | 05/25/2023
Carrier Corp. - Indianapolis | Kenmore | N80ESL0701412A | Federally-Regulated Consumer Product | Non-Weatherized, Non-Condensin | 1106 | 231 |  | 05/25/2023 | 65995 | 203360085 | 05/25/2023
Carrier Corp. - Indianapolis | Kenmore | N96MSN0601716A | Federally-Regulated Consumer Product | Non-Weatherized, Condensing Ga | 1611 | 266 |  | 05/25/2023 | 59946 | 211779284 | 05/25/2023
Carrier Corp. - Indianapolis | Kenmore | N80MSL0451714A* | Federally-Regulated Consumer Product | Non-Weatherized, Non-Condensin | 1343 | 241 |  | 05/25/2023 | 43896 | 211780219 | 05/25/2023
Carrier Corp. - Indianapolis | Kenmore | N96MSN0601412A* | Federally-Regulated Consumer Product | Mobile Home Non-Weatherized, C | 1218 | 249 |  | 05/25/2023 | 60319 | 211779257 | 05/25/2023
Carrier Corp. - Indianapolis | Kenmore | PDD424060K**0K* | Federally-Regulated Consumer Product | Weatherized Non-Condensing Gas | 1073 | 246 |  | 05/25/2023 | 60738 | 210589594 | 05/25/2023
Carrier Corp. - Indianapolis | Kenmore | N80MSL0451412A* | Federally-Regulated Consumer Product | Non-Weatherized, Non-Condensin | 1161 | 233 |  | 05/25/2023 | 44099 | 211780218 | 05/25/2023
Carrier Corp. - Indianapolis | Kenmore | N80MSL1102120A | Federally-Regulated Consumer Product | Non-Weatherized, Non-Condensin | 2444 | 290 |  | 05/25/2023 | 110371 | 211780111 | 05/25/2023
Carrier Corp. - Indianapolis | Kenmore | F97CMN0802120A | Federally-Regulated Consumer Product | Non-Weatherized, Condensing Ga | 2026 | 284 |  | 05/25/2023 | 31724 | 203924679 | 05/25/2023
Carrier Corp. - Indianapolis | Kenmore | N80MSU0802120A | Federally-Regulated Consumer Product | Non-Weatherized, Non-Condensin | 2436 | 289 |  | 05/25/2023 | 80342 | 211781360 | 05/25/2023
Carrier Corp. - Indianapolis | Kenmore | N92MSN0801716A* | Federally-Regulated Consumer Product | Mobile Home Non-Weatherized, C | 1845 | 276 |  | 05/25/2023 | 80520 | 211778931 | 05/25/2023
Carrier Corp. - Indianapolis | Kenmore | N80ESN1102420A | Federally-Regulated Consumer Product | Non-Weatherized, Non-Condensin | 2027 | 271 |  | 05/25/2023 | 109826 | 203359843 | 05/25/2023
Carrier Corp. - Indianapolis | Kenmore | N80ESN0451712A | Federally-Regulated Consumer Product | Non-Weatherized, Non-Condensin | 1206 | 235 |  | 05/25/2023 | 44058 | 203359825 | 05/25/2023
Carrier Corp. - Indianapolis | Kenmore | N96MSN0601412A**D | Federally-Regulated Consumer Product | Mobile Home Non-Weatherized, C | 1218 | 249 |  | 05/25/2023 | 60319 | 211779266 | 05/25/2023
Carrier Corp. - Indianapolis | Kenmore | N80MSL0451714A | Federally-Regulated Consumer Product | Non-Weatherized, Non-Condensin | 1343 | 241 |  | 05/25/2023 | 43896 | 211780104 | 05/25/2023
Carrier Corp. - Indianapolis | Kenmore | N80MSL0701712A | Federally-Regulated Consumer Product | Non-Weatherized, Non-Condensin | 1209 | 235 |  | 05/25/2023 | 65992 | 211780106 | 05/25/2023
Carrier Corp. - Indianapolis | Kenmore | PDD436090K**1K* | Federally-Regulated Consumer Product | Weatherized Non-Condensing Gas | 1354 | 258 |  | 05/25/2023 | 90364 | 210589602 | 05/25/2023
Carrier Corp. - Indianapolis | Kenmore | N80MSU0601716A | Federally-Regulated Consumer Product | Non-Weatherized, Non-Condensin | 1955 | 268 |  | 05/25/2023 | 60649 | 211781376 | 05/25/2023
Carrier Corp. - Indianapolis | Kenmore | F97CMN1202422A*D | Federally-Regulated Consumer Product | Non-Weatherized, Condensing Ga | 2271 | 295 |  | 05/25/2023 | 48091 | 203924628 | 05/25/2023
Carrier Corp. - Indianapolis | Kenmore | G97CMN0802120A*D | Federally-Regulated Consumer Product | Non-Weatherized, Condensing Ga | 2026 | 284 |  | 05/25/2023 | 31724 | 203924660 | 05/25/2023
Carrier Corp. - Indianapolis | Kenmore | N92MSN0601412A* | Federally-Regulated Consumer Product | Mobile Home Non-Weatherized, C | 1277 | 251 |  | 05/25/2023 | 60142 | 211778895 | 05/25/2023
Carrier Corp. - Indianapolis | Kenmore | PDD460115K**0G* | Federally-Regulated Consumer Product | Weatherized Non-Condensing Gas | 2187 | 295 |  | 05/25/2023 | 115163 | 204038242 | 05/25/2023
Carrier Corp. - Indianapolis | Kenmore | PDD436090K**0K* | Federally-Regulated Consumer Product | Weatherized Non-Condensing Gas | 1354 | 258 |  | 05/25/2023 | 90364 | 210589596 | 05/25/2023
Carrier Corp. - Indianapolis | Kenmore | N96MSN1402422A | Federally-Regulated Consumer Product | Non-Weatherized, Condensing Ga | 2292 | 296 |  | 05/25/2023 | 139864 | 211779482 | 05/25/2023
Carrier Corp. - Indianapolis | Kenmore | N96MSN0601716A* | Federally-Regulated Consumer Product | Mobile Home Non-Weatherized, C | 1611 | 266 |  | 05/25/2023 | 59946 | 211779293 | 05/25/2023
Carrier Corp. - Indianapolis | Kenmore | N96MSN0401410A* | Federally-Regulated Consumer Product | Mobile Home Non-Weatherized, C | 1017 | 240 |  | 05/25/2023 | 40102 | 211779185 | 05/25/2023
Carrier Corp. - Indianapolis | Kenmore | PDD424060K**1K* | Federally-Regulated Consumer Product | Weatherized Non-Condensing Gas | 1073 | 246 |  | 05/25/2023 | 60738 | 210589600 | 05/25/2023
Carrier Corp. - Indianapolis | Kenmore | N96MSN0401712A**D | Federally-Regulated Consumer Product | Mobile Home Non-Weatherized, C | 1097 | 243 |  | 05/25/2023 | 40216 | 211779230 | 05/25/2023
Carrier Corp. - Indianapolis | Kenmore | PDD460130K**0K* | Federally-Regulated Consumer Product | Weatherized Non-Condensing Gas | 2038 | 289 |  | 05/25/2023 | 126976 | 212038641 | 05/25/2023
Carrier Corp. - Indianapolis | Kenmore | N96MSN0401712A* | Federally-Regulated Consumer Product | Mobile Home Non-Weatherized, C | 1097 | 243 |  | 05/25/2023 | 40216 | 211779221 | 05/25/2023
Carrier Corp. - Indianapolis | Kenmore | N96MSN1002122A* | Federally-Regulated Consumer Product | Mobile Home Non-Weatherized, C | 2283 | 295 |  | 05/25/2023 | 100454 | 211779419 | 05/25/2023
Carrier Corp. - Indianapolis | Kenmore | N96MSN1202422A**D | Federally-Regulated Consumer Product | Mobile Home Non-Weatherized, C | 2308 | 297 |  | 05/25/2023 | 119661 | 211779464 | 05/25/2023
Carrier Corp. - Indianapolis | Kenmore | F97CMN1002122A | Federally-Regulated Consumer Product | Non-Weatherized, Condensing Ga | 2192 | 291 |  | 05/25/2023 | 39903 | 203924559 | 05/25/2023
Carrier Corp. - Indianapolis | Kenmore | N80MSL0702116A* | Federally-Regulated Consumer Product | Non-Weatherized, Non-Condensin | 1949 | 268 |  | 05/25/2023 | 66143 | 211780222 | 05/25/2023
Carrier Corp. - Syracuse | ICP Commercial | RGW036KH* | Federally-Regulated Consumer Product | Weatherized Non-Condensing Gas | 1520 | 262 |  | 04/26/2022 | 82000 | 208131913 | 05/25/2023
Carrier Corp. - Syracuse | ICP Commercial | RGW048KS* | Federally-Regulated Consumer Product | Weatherized Non-Condensing Gas | 2640 | 312 |  | 04/26/2022 | 53 | 202535071 | 05/25/2023
Carrier Corp. - Syracuse | ICP Commercial | RGV036KG* | Federally-Regulated Consumer Product | Weatherized Non-Condensing Gas | 1889 | 281 |  | 04/06/2022 | 49 | 208034345 | 05/25/2023
Carrier Corp. - Syracuse | ICP Commercial | RGW060KT* | Federally-Regulated Consumer Product | Weatherized Non-Condensing Gas | 2694 | 302 |  | 04/06/2022 | 106 | 202535077 | 05/25/2023
Carrier Corp. - Syracuse | ICP Commercial | RGV036KR* | Federally-Regulated Consumer Product | Weatherized Non-Condensing Gas | 1889 | 281 |  | 04/06/2022 | 73 | 202535057 | 05/25/2023
Carrier Corp. - Syracuse | ICP Commercial | RGW048KH* | Federally-Regulated Consumer Product | Weatherized Non-Condensing Gas | 2280 | 295 |  | 04/26/2022 | 82000 | 208131914 | 05/25/2023
Carrier Corp. - Syracuse | ICP Commercial | RGW060KG* | Federally-Regulated Consumer Product | Weatherized Non-Condensing Gas | 2694 | 302 |  | 04/06/2022 | 49 | 208034351 | 05/25/2023
Carrier Corp. - Syracuse | ICP Commercial | RGW036KG* | Federally-Regulated Consumer Product | Weatherized Non-Condensing Gas | 1889 | 281 |  | 04/06/2022 | 49 | 208034349 | 05/25/2023
Carrier Corp. - Syracuse | ICP Commercial | RGW048KT* | Federally-Regulated Consumer Product | Weatherized Non-Condensing Gas | 2640 | 312 |  | 04/26/2022 | 106 | 202535076 | 05/25/2023
Carrier Corp. - Syracuse | ICP Commercial | RGW060KS* | Federally-Regulated Consumer Product | Weatherized Non-Condensing Gas | 2694 | 302 |  | 04/26/2022 | 53 | 202535072 | 05/25/2023
Carrier Corp. - Syracuse | ICP Commercial | RGV060KR* | Federally-Regulated Consumer Product | Weatherized Non-Condensing Gas | 2694 | 302 |  | 04/26/2022 | 73 | 202535059 | 05/25/2023
Carrier Corp. - Indianapolis | ICP Commercial | N95ESN0601412A**D | Federally-Regulated Consumer Product | Mobile Home Non-Weatherized, C | 1176 | 247 | 323.496 | 10/04/2019 |  |  | 05/25/2023
Carrier Corp. - Indianapolis | ICP Commercial | N80MSN0701412A | Federally-Regulated Consumer Product | Non-Weatherized, Non-Condensin | 1170 | 233 | 233 | 03/30/2023 | 65912 | 211779965 | 05/25/2023
Carrier Corp. - Indianapolis | ICP Commercial | N80ESL1102420A | Federally-Regulated Consumer Product | Non-Weatherized, Non-Condensin | 2027 | 271 | 271.188 | 10/04/2019 |  |  | 05/25/2023
Carrier Corp. - Indianapolis | ICP Commercial | N96MSN1002120A* | Federally-Regulated Consumer Product | Mobile Home Non-Weatherized, C | 2215 | 292 | 397 | 03/30/2023 | 99728 | 211779381 | 05/25/2023
Carrier Corp. - Indianapolis | ICP Commercial | N80MSL0902120A* | Federally-Regulated Consumer Product | Non-Weatherized, Non-Condensin | 2438 | 289 | 289 | 03/30/2023 | 88368 | 211780201 | 05/25/2023
Carrier Corp. - Indianapolis | ICP Commercial | N95ESN0261410A | Federally-Regulated Consumer Product | Non-Weatherized, Condensing Ga | 890 | 234 | 234.16 | 10/04/2019 |  |  | 05/25/2023
Carrier Corp. - Indianapolis | ICP Commercial | N95ESN0401712A**D | Federally-Regulated Consumer Product | Mobile Home Non-Weatherized, C | 998 | 239 |  | 08/05/2020 | 40139 | 203360714 | 05/25/2023
Carrier Corp. - Indianapolis | ICP Commercial | N80ESL0902420A* | Federally-Regulated Consumer Product | Non-Weatherized, Non-Condensin | 1987 | 269 |  | 07/29/2020 | 88320 | 203360257 | 05/25/2023
Carrier Corp. - Indianapolis | ICP Commercial | N96MSN0601716A* | Federally-Regulated Consumer Product | Mobile Home Non-Weatherized, C | 1611 | 266 | 354 | 03/30/2023 | 59946 | 211779291 | 05/25/2023
Carrier Corp. - Indianapolis | ICP Commercial | N92MSN0601412A* | Federally-Regulated Consumer Product | Mobile Home Non-Weatherized, C | 1277 | 251 | 331 | 03/30/2023 | 60142 | 211778893 | 05/25/2023
Carrier Corp. - Indianapolis | ICP Commercial | N80MSN1102120A | Federally-Regulated Consumer Product | Non-Weatherized, Non-Condensin | 2444 | 290 | 290 | 03/30/2023 | 110371 | 211779972 | 05/25/2023
Carrier Corp. - Indianapolis | ICP Commercial | N80VSL0451716A* | Federally-Regulated Consumer Product | Non-Weatherized, Non-Condensin | 1431 | 244 | 244.964 | 10/04/2019 |  |  | 05/25/2023
Carrier Corp. - Indianapolis | ICP Commercial | N92ESN0601714A | Federally-Regulated Consumer Product | Non-Weatherized, Condensing Ga | 1205 | 248 |  | 08/05/2020 | 60119 | 203359746 | 05/25/2023
Carrier Corp. - Indianapolis | ICP Commercial | N80ESL0451712A* | Federally-Regulated Consumer Product | Non-Weatherized, Non-Condensin | 1206 | 235 | 235.064 | 10/04/2019 |  |  | 05/25/2023
Carrier Corp. - Indianapolis | ICP Commercial | N92MSN1002122A | Federally-Regulated Consumer Product | Non-Weatherized, Condensing Ga | 2308 | 297 | 297 | 03/30/2023 | 99870 | 211778974 | 05/25/2023
Carrier Corp. - Indianapolis | ICP Commercial | N80VSL0902420A* | Federally-Regulated Consumer Product | Non-Weatherized, Non-Condensin | 2057 | 271 | 272.508 | 10/04/2019 |  |  | 05/25/2023
Carrier Corp. - Indianapolis | ICP Commercial | N95ESN0802120A**D | Federally-Regulated Consumer Product | Mobile Home Non-Weatherized, C | 1837 | 276 | 370.427 | 10/04/2019 |  |  | 05/25/2023
Carrier Corp. - Indianapolis | ICP Commercial | N80MSL1352420A* | Federally-Regulated Consumer Product | Non-Weatherized, Non-Condensin | 1907 | 266 |  | 03/30/2023 | 131914 | 211780204 | 05/25/2023
Carrier Corp. - Indianapolis | ICP Commercial | N80ESL0451712A | Federally-Regulated Consumer Product | Non-Weatherized, Non-Condensin | 1206 | 235 | 235.064 | 10/04/2019 |  |  | 05/25/2023
Carrier Corp. - Indianapolis | ICP Commercial | N96MSN0261410A | Federally-Regulated Consumer Product | Non-Weatherized, Condensing Ga | 1012 | 240 | 240 | 03/30/2023 | 26115 | 211779156 | 05/25/2023
Carrier Corp. - Indianapolis | ICP Commercial | N80ESL1552420A | Federally-Regulated Consumer Product | Non-Weatherized, Non-Condensin | 2000 | 270 | 270 | 10/04/2019 |  |  | 05/25/2023
Carrier Corp. - Indianapolis | ICP Commercial | N80VSL0702120A | Federally-Regulated Consumer Product | Non-Weatherized, Non-Condensin | 2147 | 275 | 276.468 | 10/04/2019 |  |  | 05/25/2023
Carrier Corp. - Indianapolis | ICP Commercial | N95ESN0802120A* | Federally-Regulated Consumer Product | Mobile Home Non-Weatherized, C | 1837 | 276 | 370.427 | 10/04/2019 |  |  | 05/25/2023
Carrier Corp. - Indianapolis | ICP Commercial | G96VTN0601412A | Federally-Regulated Consumer Product | Non-Weatherized, Condensing Ga | 1238 | 249 | 249.472 | 10/04/2019 |  |  | 05/25/2023
Carrier Corp. - Indianapolis | ICP Commercial | N80MSL0901714A* | Federally-Regulated Consumer Product | Non-Weatherized, Non-Condensin | 1592 | 252 |  | 03/30/2023 | 88547 | 211780199 | 05/25/2023
Carrier Corp. - Indianapolis | ICP Commercial | N80MSL1552420A | Federally-Regulated Consumer Product | Non-Weatherized, Non-Condensin | 2004 | 270 | 270 | 03/30/2023 | 153757 | 211780090 | 05/25/2023
Carrier Corp. - Indianapolis | ICP Commercial | N80ESL0902420A | Federally-Regulated Consumer Product | Non-Weatherized, Non-Condensin | 1987 | 269 | 269.428 | 10/04/2019 |  |  | 05/25/2023
Carrier Corp. - Indianapolis | ICP Commercial | G97CMN0602120A*D | Federally-Regulated Consumer Product | Non-Weatherized, Condensing Ga | 1897 | 278 |  | 08/05/2020 | 24235 | 203924642 | 05/25/2023
Carrier Corp. - Indianapolis | ICP Commercial | N95ESN1202422A* | Federally-Regulated Consumer Product | Mobile Home Non-Weatherized, C | 2161 | 290 | 393.431 | 10/04/2019 |  |  | 05/25/2023
Carrier Corp. - Indianapolis | ICP Commercial | N80MSL0701712A* | Federally-Regulated Consumer Product | Non-Weatherized, Non-Condensin | 1209 | 235 | 235 | 03/30/2023 | 65992 | 211780197 | 05/25/2023
Carrier Corp. - Indianapolis | ICP Commercial | N80ESL0701712A | Federally-Regulated Consumer Product | Non-Weatherized, Non-Condensin | 1051 | 228 | 228.244 | 10/04/2019 |  |  | 05/25/2023
Carrier Corp. - Indianapolis | ICP Commercial | N80MSL0451714A* | Federally-Regulated Consumer Product | Non-Weatherized, Non-Condensin | 1343 | 241 |  | 03/30/2023 | 43896 | 211780195 | 05/25/2023
Carrier Corp. - Indianapolis | ICP Commercial | PGS460115K**0G* | Federally-Regulated Consumer Product | Weatherized Non-Condensing Gas | 2187 | 295 |  | 05/11/2023 | 115163 | 204038056 | 05/25/2023
Carrier Corp. - Indianapolis | ICP Commercial | N80VSL1102422A* | Federally-Regulated Consumer Product | Non-Weatherized, Non-Condensin | 2478 | 290 | 291.032 | 10/04/2019 |  |  | 05/25/2023
Carrier Corp. - Indianapolis | ICP Commercial | N80VSL0902420A | Federally-Regulated Consumer Product | Non-Weatherized, Non-Condensin | 2057 | 271 | 272.508 | 10/04/2019 |  |  | 05/25/2023
Carrier Corp. - Indianapolis | ICP Commercial | N80ESN0902116A | Federally-Regulated Consumer Product | Non-Weatherized, Non-Condensin | 1450 | 246 |  | 07/29/2020 | 87792 | 203359776 | 05/25/2023
Carrier Corp. - Indianapolis | ICP Commercial | N80MSL1102120A* | Federally-Regulated Consumer Product | Non-Weatherized, Non-Condensin | 2444 | 290 |  | 03/30/2023 | 110371 | 211780202 | 05/25/2023
Carrier Corp. - Indianapolis | ICP Commercial | N80VSL0701716A* | Federally-Regulated Consumer Product | Non-Weatherized, Non-Condensin | 1842 | 262 | 263.048 | 10/04/2019 |  |  | 05/25/2023
Carrier Corp. - Indianapolis | ICP Commercial | N92MSN0401412A | Federally-Regulated Consumer Product | Non-Weatherized, Condensing Ga | 1089 | 243 | 243 | 03/30/2023 | 39846 | 211778848 | 05/25/2023
Carrier Corp. - Indianapolis | ICP Commercial | PGD460090K**1G* | Federally-Regulated Consumer Product | Weatherized Non-Condensing Gas | 2222 | 297 |  | 05/11/2023 | 90150 | 204038042 | 05/25/2023
Carrier Corp. - Indianapolis | ICP Commercial | PGD424040K**1G* | Federally-Regulated Consumer Product | Weatherized Non-Condensing Gas | 1217 | 253 |  | 05/11/2023 | 40800 | 204038032 | 05/25/2023
Carrier Corp. - Indianapolis | ICP Commercial | N92ESN1002120A* | Federally-Regulated Consumer Product | Mobile Home Non-Weatherized, C | 1821 | 275 |  | 08/05/2020 | 99460 | 203359862 | 05/25/2023
Carrier Corp. - Indianapolis | ICP Commercial | N92ESN0601412A | Federally-Regulated Consumer Product | Non-Weatherized, Condensing Ga | 945 | 237 |  | 08/05/2020 | 59375 | 203359709 | 05/25/2023
Carrier Corp. - Indianapolis | ICP Commercial | N92MSN0401412A* | Federally-Regulated Consumer Product | Mobile Home Non-Weatherized, C | 1089 | 243 | 317 | 03/30/2023 | 39846 | 211778857 | 05/25/2023
Carrier Corp. - Indianapolis | ICP Commercial | N80ESN0701412A | Federally-Regulated Consumer Product | Non-Weatherized, Non-Condensin | 1106 | 231 | 230.664 | 07/27/2020 | 65995 | 203359768 | 05/25/2023
Carrier Corp. - Indianapolis | ICP Commercial | N95ESN1002120A | Federally-Regulated Consumer Product | Non-Weatherized, Condensing Ga | 2102 | 287 | 287.488 | 10/04/2019 |  |  | 05/25/2023
Carrier Corp. - Indianapolis | ICP Commercial | G80CTL1102120A* | Federally-Regulated Consumer Product | Non-Weatherized, Non-Condensin | 2281 | 282 | 282.364 | 10/04/2019 |  |  | 05/25/2023
Carrier Corp. - Indianapolis | ICP Commercial | N96MSN0601716A | Federally-Regulated Consumer Product | Non-Weatherized, Condensing Ga | 1611 | 266 | 266 | 03/30/2023 | 59946 | 211779282 | 05/25/2023
Carrier Corp. - Indianapolis | ICP Commercial | N96MSN0401410A**D | Federally-Regulated Consumer Product | Mobile Home Non-Weatherized, C | 1017 | 240 | 312 | 03/30/2023 | 40102 | 211779192 | 05/25/2023
Carrier Corp. - Indianapolis | ICP Commercial | N80MSL0451412A | Federally-Regulated Consumer Product | Non-Weatherized, Non-Condensin | 1161 | 233 | 233 | 03/30/2023 | 44099 | 211780079 | 05/25/2023
Carrier Corp. - Indianapolis | ICP Commercial | N92ESN0802120A | Federally-Regulated Consumer Product | Non-Weatherized, Condensing Ga | 1832 | 276 |  | 08/05/2020 | 79860 | 203359814 | 05/25/2023
Carrier Corp. - Indianapolis | ICP Commercial | N95ESN0601714A* | Federally-Regulated Consumer Product | Mobile Home Non-Weatherized, C | 1346 | 254 |  | 08/05/2020 | 60102 | 203360709 | 05/25/2023
Carrier Corp. - Indianapolis | ICP Commercial | N96MSN1002120A**D | Federally-Regulated Consumer Product | Mobile Home Non-Weatherized, C | 2215 | 292 | 397 | 03/30/2023 | 99728 | 211779390 | 05/25/2023
Carrier Corp. - Indianapolis | ICP Commercial | N92ESN1202420A | Federally-Regulated Consumer Product | Non-Weatherized, Condensing Ga | 1904 | 279 |  | 07/29/2020 | 119302 | 203359880 | 05/25/2023
Carrier Corp. - Indianapolis | ICP Commercial | N96MSN0401410A* | Federally-Regulated Consumer Product | Mobile Home Non-Weatherized, C | 1017 | 240 | 312 | 03/30/2023 | 40102 | 211779183 | 05/25/2023
Carrier Corp. - Indianapolis | ICP Commercial | N96MSN0802120A*D | Federally-Regulated Consumer Product | Non-Weatherized, Condensing Ga | 2169 | 290 | 290 | 03/30/2023 | 79638 | 211779363 | 05/25/2023
Carrier Corp. - Indianapolis | ICP Commercial | N96MSN1002120A | Federally-Regulated Consumer Product | Non-Weatherized, Condensing Ga | 2215 | 292 | 292 | 03/30/2023 | 99728 | 211779372 | 05/25/2023
Carrier Corp. - Indianapolis | ICP Commercial | G97CMN1202422A*D | Federally-Regulated Consumer Product | Non-Weatherized, Condensing Ga | 2271 | 295 |  | 08/05/2020 | 48091 | 203924674 | 05/25/2023
Carrier Corp. - Syracuse | ICP Commercial | RGW036KH* | Federally-Regulated Consumer Product | Weatherized Non-Condensing Gas | 1520 | 262 |  | 05/25/2023 | 82000 | 208131913 | 05/25/2023
Carrier Corp. - Syracuse | ICP Commercial | RGW048KS* | Federally-Regulated Consumer Product | Weatherized Non-Condensing Gas | 2640 | 312 |  | 05/25/2023 | 53 | 202535071 | 05/25/2023
Carrier Corp. - Syracuse | ICP Commercial | RGV036KG* | Federally-Regulated Consumer Product | Weatherized Non-Condensing Gas | 1889 | 281 |  | 05/25/2023 | 49 | 208034345 | 05/25/2023
Carrier Corp. - Syracuse | ICP Commercial | RGW060KT* | Federally-Regulated Consumer Product | Weatherized Non-Condensing Gas | 2694 | 302 |  | 05/25/2023 | 106 | 202535077 | 05/25/2023
Carrier Corp. - Syracuse | ICP Commercial | RGV036KR* | Federally-Regulated Consumer Product | Weatherized Non-Condensing Gas | 1889 | 281 |  | 05/25/2023 | 73 | 202535057 | 05/25/2023
Carrier Corp. - Syracuse | ICP Commercial | RGW048KH* | Federally-Regulated Consumer Product | Weatherized Non-Condensing Gas | 2280 | 295 |  | 05/25/2023 | 82000 | 208131914 | 05/25/2023
Carrier Corp. - Syracuse | ICP Commercial | RGW060KG* | Federally-Regulated Consumer Product | Weatherized Non-Condensing Gas | 2694 | 302 |  | 05/25/2023 | 49 | 208034351 | 05/25/2023
Carrier Corp. - Syracuse | ICP Commercial | RGW036KG* | Federally-Regulated Consumer Product | Weatherized Non-Condensing Gas | 1889 | 281 |  | 05/25/2023 | 49 | 208034349 | 05/25/2023
Carrier Corp. - Syracuse | ICP Commercial | RGW048KT* | Federally-Regulated Consumer Product | Weatherized Non-Condensing Gas | 2640 | 312 |  | 05/25/2023 | 106 | 202535076 | 05/25/2023
Carrier Corp. - Syracuse | ICP Commercial | RGW060KS* | Federally-Regulated Consumer Product | Weatherized Non-Condensing Gas | 2694 | 302 |  | 05/25/2023 | 53 | 202535072 | 05/25/2023
Carrier Corp. - Syracuse | ICP Commercial | RGV060KR* | Federally-Regulated Consumer Product | Weatherized Non-Condensing Gas | 2694 | 302 |  | 05/25/2023 | 73 | 202535059 | 05/25/2023
Nordyne, LLC | All Pro | VR8GE-024K055U1 | Federally-Regulated Consumer Product | Weatherized Non-Condensing Gas | 1304 | 240 |  | 05/09/2023 | 55721 | 207629133 | 05/25/2023
Nordyne, LLC | All Pro | VR8GE-030K070U1 | Federally-Regulated Consumer Product | Weatherized Non-Condensing Gas | 1655 | 264 |  | 05/09/2023 | 69854 | 207629134 | 05/25/2023
Nordyne, LLC | All Pro | VR8GE-X60K120C1 | Federally-Regulated Consumer Product | Weatherized Non-Condensing Gas | 2073 | 290 |  | 05/09/2023 | 119379 | 207192225 | 05/25/2023
Nordyne, LLC | All Pro | VG7SC-072*-T35C1 | Federally-Regulated Consumer Product | Non-Weatherized, Condensing Ga | 1360 | 255 |  | 05/09/2023 | 72522 | 207192202 | 05/25/2023
Nordyne, LLC | All Pro | VR8GE-X60K100U1 | Federally-Regulated Consumer Product | Weatherized Non-Condensing Gas | 2041 | 289 |  | 05/09/2023 | 101000 | 207629138 | 05/25/2023
Nordyne, LLC | All Pro | VG7SA-090C-T35C1 | Federally-Regulated Consumer Product | Non-Weatherized, Non-Condensin | 1992 | 270 |  | 05/09/2023 | 85266 | 207192243 | 05/25/2023
Nordyne, LLC | All Pro | VG7SA-090C-T24B1 | Federally-Regulated Consumer Product | Non-Weatherized, Non-Condensin | 1544 | 250 |  | 05/09/2023 | 89091 | 207192191 | 05/25/2023
Nordyne, LLC | All Pro | VR8GE-024K045C1 | Federally-Regulated Consumer Product | Weatherized Non-Condensing Gas | 1024 | 244 |  | 05/09/2023 | 45216 | 207192233 | 05/25/2023
Nordyne, LLC | All Pro | VG7SC-054*-T24B* | Federally-Regulated Consumer Product | Non-Weatherized, Condensing Ga | 1537 | 263 |  | 05/09/2023 | 54478 | 207192237 | 05/25/2023
Nordyne, LLC | All Pro | VR8GE-036K096C1 | Federally-Regulated Consumer Product | Weatherized Non-Condensing Gas | 1704 | 274 |  | 05/09/2023 | 97452 | 207192229 | 05/25/2023
Nordyne, LLC | All Pro | VR8GE-036K072C1 | Federally-Regulated Consumer Product | Weatherized Non-Condensing Gas | 1349 | 258 |  | 05/09/2023 | 72437 | 207192226 | 05/25/2023
Nordyne, LLC | All Pro | VG7SK-090C-T24B1 | Federally-Regulated Consumer Product | Non-Weatherized, Non-Condensin | 1564 | 251 |  | 05/09/2023 | 90265 | 207192244 | 05/25/2023
Nordyne, LLC | All Pro | VG7SA-054C-T23A1 | Federally-Regulated Consumer Product | Non-Weatherized, Non-Condensin | 1278 | 238 |  | 05/09/2023 | 52950 | 207192238 | 05/25/2023
Nordyne, LLC | All Pro | VG7TA-080C-E24B1 | Federally-Regulated Consumer Product | Non-Weatherized, Non-Condensin | 1277 | 238 |  | 05/09/2023 | 52213 | 207192211 | 05/25/2023
Nordyne, LLC | All Pro | VG7SA-126C-T45D1 | Federally-Regulated Consumer Product | Non-Weatherized, Non-Condensin | 2213 | 279 |  | 05/09/2023 | 120195 | 207192246 | 05/25/2023
Nordyne, LLC | All Pro | VR8GE-036K070U1 | Federally-Regulated Consumer Product | Weatherized Non-Condensing Gas | 1655 | 264 |  | 05/09/2023 | 69854 | 207629135 | 05/25/2023
Nordyne, LLC | All Pro | VG7SC-108*-T45D1 | Federally-Regulated Consumer Product | Non-Weatherized, Condensing Ga | 1956 | 281 |  | 05/09/2023 | 107378 | 207192200 | 05/25/2023
Nordyne, LLC | All Pro | VG7SK-072C-T24B1 | Federally-Regulated Consumer Product | Non-Weatherized, Non-Condensin | 1723 | 258 |  | 05/09/2023 | 73937 | 207192185 | 05/25/2023
Nordyne, LLC | All Pro | VG7SA-072C-T24B1 | Federally-Regulated Consumer Product | Non-Weatherized, Non-Condensin | 1457 | 246 |  | 05/09/2023 | 69586 | 207192245 | 05/25/2023
Nordyne, LLC | All Pro | VG7SD-072D-T35C1 | Federally-Regulated Consumer Product | Non-Weatherized, Condensing Ga | 1826 | 275 |  | 05/09/2023 | 72142 | 207192206 | 05/25/2023
Nordyne, LLC | All Pro | VR8GE-042K096C1 | Federally-Regulated Consumer Product | Weatherized Non-Condensing Gas | 1540 | 267 |  | 05/09/2023 | 97780 | 207192230 | 05/25/2023
Nordyne, LLC | All Pro | VG8SD-050U-T23A* | Federally-Regulated Consumer Product | Non-Weatherized, Condensing Ga | 1446 | 259 |  | 05/09/2023 | 50148 | 207192187 | 05/25/2023
Nordyne, LLC | All Pro | VR8GE-024K072C1 | Federally-Regulated Consumer Product | Weatherized Non-Condensing Gas | 1280 | 255 |  | 05/09/2023 | 71272 | 207192223 | 05/25/2023
Nordyne, LLC | All Pro | VG7TA-060C-E23A1 | Federally-Regulated Consumer Product | Non-Weatherized, Non-Condensin | 1266 | 238 |  | 05/09/2023 | 39577 | 207192189 | 05/25/2023
Nordyne, LLC | All Pro | VR8GE-042K100U1 | Federally-Regulated Consumer Product | Weatherized Non-Condensing Gas | 1913 | 275 |  | 05/09/2023 | 100561 | 207629136 | 05/25/2023
Nordyne, LLC | All Pro | VG8SA-055U-T23A1 | Federally-Regulated Consumer Product | Non-Weatherized, Non-Condensin | 1100 | 230 |  | 05/09/2023 | 54989 | 207192235 | 05/25/2023
Nordyne, LLC | All Pro | VR8GE-042K072C1 | Federally-Regulated Consumer Product | Weatherized Non-Condensing Gas | 1817 | 279 |  | 05/09/2023 | 72195 | 207192232 | 05/25/2023
Nordyne, LLC | All Pro | VG7SA-108C-T35C1 | Federally-Regulated Consumer Product | Non-Weatherized, Non-Condensin | 2230 | 238 |  | 05/09/2023 | 108250 | 207192242 | 05/25/2023
Nordyne, LLC | All Pro | VR8GE-048K100U1 | Federally-Regulated Consumer Product | Weatherized Non-Condensing Gas | 1913 | 275 |  | 05/09/2023 | 100561 | 207629137 | 05/25/2023
Nordyne, LLC | All Pro | VG7TA-100C-E35C1 | Federally-Regulated Consumer Product | Non-Weatherized, Non-Condensin | 1668 | 255 |  | 05/09/2023 | 63969 | 207192212 | 05/25/2023
Nordyne, LLC | All Pro | VG7SC-120*-T45D1 | Federally-Regulated Consumer Product | Non-Weatherized, Condensing Ga | 2047 | 272 |  | 05/09/2023 | 120160 | 207192196 | 05/25/2023
Nordyne, LLC | All Pro | VR8GE-X60K096C1 | Federally-Regulated Consumer Product | Weatherized Non-Condensing Gas | 2028 | 288 |  | 05/09/2023 | 94398 | 207192227 | 05/25/2023
Nordyne, LLC | All Pro | VR8GE-048K096C1 | Federally-Regulated Consumer Product | Weatherized Non-Condensing Gas | 1818 | 279 |  | 05/09/2023 | 95561 | 207192231 | 05/25/2023
Nordyne, LLC | All Pro | VG7SK-054C-T23A1 | Federally-Regulated Consumer Product | Non-Weatherized, Non-Condensin | 1338 | 241 |  | 05/09/2023 | 52857 | 207192241 | 05/25/2023
Nordyne, LLC | All Pro | VG7SA-045C-T23A1 | Federally-Regulated Consumer Product | Non-Weatherized, Non-Condensin | 1249 | 235 |  | 05/09/2023 | 45676 | 207192186 | 05/25/2023
Nordyne, LLC | All Pro | VG8SD-070U-T24B* | Federally-Regulated Consumer Product | Non-Weatherized, Condensing Ga | 1626 | 267 |  | 05/09/2023 | 68900 | 207192190 | 05/25/2023
Nordyne, LLC | All Pro | VG8SA-070U-T24B1 | Federally-Regulated Consumer Product | Non-Weatherized, Non-Condensin | 1597 | 252 |  | 05/09/2023 | 70859 | 207192240 | 05/25/2023
Nordyne, LLC | All Pro | VG8SA-100U-T35C1 | Federally-Regulated Consumer Product | Non-Weatherized, Non-Condensin | 2074 | 273 |  | 05/09/2023 | 101887 | 207192234 | 05/25/2023
Nordyne, LLC | All Pro | VG8SD-100U-T35C* | Federally-Regulated Consumer Product | Non-Weatherized, Condensing Ga | 2088 | 287 |  | 05/09/2023 | 100330 | 207192188 | 05/25/2023
Nordyne, LLC | All Pro | VR8GE-030K072C1 | Federally-Regulated Consumer Product | Weatherized Non-Condensing Gas | 1280 | 255 |  | 05/09/2023 | 71272 | 207192224 | 05/25/2023
Nordyne, LLC | All Pro | VG7SA-072C-T35C1 | Federally-Regulated Consumer Product | Non-Weatherized, Non-Condensin | 1719 | 257 |  | 05/09/2023 | 73962 | 207192210 | 05/25/2023
Nordyne, LLC | All Pro | VR8GE-048K120C1 | Federally-Regulated Consumer Product | Weatherized Non-Condensing Gas | 1991 | 287 |  | 05/09/2023 | 121831 | 207192228 | 05/25/2023
Carrier Corp. - Indianapolis | ICP Commercial | N95ESN0601412A**D | Federally-Regulated Consumer Product | Mobile Home Non-Weatherized, C | 1176 | 247 |  | 05/25/2023 | 59961 | 203924783 | 05/25/2023
Carrier Corp. - Indianapolis | ICP Commercial | N80MSN0701412A | Federally-Regulated Consumer Product | Non-Weatherized, Non-Condensin | 1170 | 233 |  | 05/25/2023 | 65912 | 211779965 | 05/25/2023
Carrier Corp. - Indianapolis | ICP Commercial | N80ESL1102420A | Federally-Regulated Consumer Product | Non-Weatherized, Non-Condensin | 2027 | 271 |  | 05/25/2023 | 109826 | 203360067 | 05/25/2023
Carrier Corp. - Indianapolis | ICP Commercial | N96MSN1002120A* | Federally-Regulated Consumer Product | Mobile Home Non-Weatherized, C | 2215 | 292 |  | 05/25/2023 | 99728 | 211779381 | 05/25/2023
Carrier Corp. - Indianapolis | ICP Commercial | N80MSL0902120A* | Federally-Regulated Consumer Product | Non-Weatherized, Non-Condensin | 2438 | 289 |  | 05/25/2023 | 88368 | 211780201 | 05/25/2023
Carrier Corp. - Indianapolis | ICP Commercial | N95ESN0261410A | Federally-Regulated Consumer Product | Non-Weatherized, Condensing Ga | 890 | 234 |  | 05/25/2023 | 26050 | 203360413 | 05/25/2023
Carrier Corp. - Indianapolis | ICP Commercial | N95ESN0401712A**D | Federally-Regulated Consumer Product | Mobile Home Non-Weatherized, C | 998 | 239 |  | 05/25/2023 | 40139 | 203360714 | 05/25/2023
Carrier Corp. - Indianapolis | ICP Commercial | N80ESL0902420A* | Federally-Regulated Consumer Product | Non-Weatherized, Non-Condensin | 1987 | 269 |  | 05/25/2023 | 88320 | 203360257 | 05/25/2023
Carrier Corp. - Indianapolis | ICP Commercial | N96MSN0601716A* | Federally-Regulated Consumer Product | Mobile Home Non-Weatherized, C | 1611 | 266 |  | 05/25/2023 | 59946 | 211779291 | 05/25/2023
Carrier Corp. - Indianapolis | ICP Commercial | N92MSN0601412A* | Federally-Regulated Consumer Product | Mobile Home Non-Weatherized, C | 1277 | 251 |  | 05/25/2023 | 60142 | 211778893 | 05/25/2023
Carrier Corp. - Indianapolis | ICP Commercial | N80MSN1102120A | Federally-Regulated Consumer Product | Non-Weatherized, Non-Condensin | 2444 | 290 |  | 05/25/2023 | 110371 | 211779972 | 05/25/2023
Carrier Corp. - Indianapolis | ICP Commercial | N80VSL0451716A* | Federally-Regulated Consumer Product | Non-Weatherized, Non-Condensin | 1431 | 244 |  | 05/25/2023 | 44106 | 204278412 | 05/25/2023
Carrier Corp. - Indianapolis | ICP Commercial | N92ESN0601714A | Federally-Regulated Consumer Product | Non-Weatherized, Condensing Ga | 1205 | 248 |  | 05/25/2023 | 60119 | 203359746 | 05/25/2023
Carrier Corp. - Indianapolis | ICP Commercial | N80ESL0451712A* | Federally-Regulated Consumer Product | Non-Weatherized, Non-Condensin | 1206 | 235 |  | 05/25/2023 | 44058 | 203360243 | 05/25/2023
Carrier Corp. - Indianapolis | ICP Commercial | N92MSN1002122A | Federally-Regulated Consumer Product | Non-Weatherized, Condensing Ga | 2308 | 297 |  | 05/25/2023 | 99870 | 211778974 | 05/25/2023
Carrier Corp. - Indianapolis | ICP Commercial | N80VSL0902420A* | Federally-Regulated Consumer Product | Non-Weatherized, Non-Condensin | 2057 | 271 |  | 05/25/2023 | 88097 | 204278416 | 05/25/2023
Carrier Corp. - Indianapolis | ICP Commercial | N95ESN0802120A**D | Federally-Regulated Consumer Product | Mobile Home Non-Weatherized, C | 1837 | 276 |  | 05/25/2023 | 79777 | 203360717 | 05/25/2023
Carrier Corp. - Indianapolis | ICP Commercial | N80MSL1352420A* | Federally-Regulated Consumer Product | Non-Weatherized, Non-Condensin | 1907 | 266 |  | 05/25/2023 | 131914 | 211780204 | 05/25/2023
Carrier Corp. - Indianapolis | ICP Commercial | N80ESL0451712A | Federally-Regulated Consumer Product | Non-Weatherized, Non-Condensin | 1206 | 235 |  | 05/25/2023 | 44058 | 203360058 | 05/25/2023
Carrier Corp. - Indianapolis | ICP Commercial | N96MSN0261410A | Federally-Regulated Consumer Product | Non-Weatherized, Condensing Ga | 1012 | 240 |  | 05/25/2023 | 26115 | 211779156 | 05/25/2023
Carrier Corp. - Indianapolis | ICP Commercial | N80ESL1552420A | Federally-Regulated Consumer Product | Non-Weatherized, Non-Condensin | 2000 | 270 |  | 05/25/2023 | 153106 | 203360069 | 05/25/2023
Carrier Corp. - Indianapolis | ICP Commercial | N80VSL0702120A | Federally-Regulated Consumer Product | Non-Weatherized, Non-Condensin | 2147 | 275 |  | 05/25/2023 | 65668 | 204278348 | 05/25/2023
Carrier Corp. - Indianapolis | ICP Commercial | N95ESN0802120A* | Federally-Regulated Consumer Product | Mobile Home Non-Weatherized, C | 1837 | 276 |  | 05/25/2023 | 79777 | 203360711 | 05/25/2023
Carrier Corp. - Indianapolis | ICP Commercial | G96VTN0601412A | Federally-Regulated Consumer Product | Non-Weatherized, Condensing Ga | 1238 | 249 |  | 05/25/2023 | 39205 | 203924850 | 05/25/2023
Carrier Corp. - Indianapolis | ICP Commercial | N80MSL0901714A* | Federally-Regulated Consumer Product | Non-Weatherized, Non-Condensin | 1592 | 252 |  | 05/25/2023 | 88547 | 211780199 | 05/25/2023
Carrier Corp. - Indianapolis | ICP Commercial | N80MSL1552420A | Federally-Regulated Consumer Product | Non-Weatherized, Non-Condensin | 2004 | 270 |  | 05/25/2023 | 153757 | 211780090 | 05/25/2023
Carrier Corp. - Indianapolis | ICP Commercial | N80ESL0902420A | Federally-Regulated Consumer Product | Non-Weatherized, Non-Condensin | 1987 | 269 |  | 05/25/2023 | 88320 | 203360065 | 05/25/2023
Carrier Corp. - Indianapolis | ICP Commercial | G97CMN0602120A*D | Federally-Regulated Consumer Product | Non-Weatherized, Condensing Ga | 1897 | 278 |  | 05/25/2023 | 24235 | 203924642 | 05/25/2023
Carrier Corp. - Indianapolis | ICP Commercial | N95ESN1202422A* | Federally-Regulated Consumer Product | Mobile Home Non-Weatherized, C | 2161 | 290 |  | 05/25/2023 | 119834 | 203360713 | 05/25/2023
Carrier Corp. - Indianapolis | ICP Commercial | N80MSL0701712A* | Federally-Regulated Consumer Product | Non-Weatherized, Non-Condensin | 1209 | 235 |  | 05/25/2023 | 65992 | 211780197 | 05/25/2023
Carrier Corp. - Indianapolis | ICP Commercial | N80ESL0701712A | Federally-Regulated Consumer Product | Non-Weatherized, Non-Condensin | 1051 | 228 |  | 05/25/2023 | 65904 | 203360060 | 05/25/2023
Carrier Corp. - Indianapolis | ICP Commercial | N80MSL0451714A* | Federally-Regulated Consumer Product | Non-Weatherized, Non-Condensin | 1343 | 241 |  | 05/25/2023 | 43896 | 211780195 | 05/25/2023
Carrier Corp. - Indianapolis | ICP Commercial | PGS460115K**0G* | Federally-Regulated Consumer Product | Weatherized Non-Condensing Gas | 2187 | 295 |  | 05/25/2023 | 115163 | 204038056 | 05/25/2023
Carrier Corp. - Indianapolis | ICP Commercial | N80VSL1102422A* | Federally-Regulated Consumer Product | Non-Weatherized, Non-Condensin | 2478 | 290 |  | 05/25/2023 | 110020 | 204278417 | 05/25/2023
Carrier Corp. - Indianapolis | ICP Commercial | N80VSL0902420A | Federally-Regulated Consumer Product | Non-Weatherized, Non-Condensin | 2057 | 271 |  | 05/25/2023 | 88097 | 204278350 | 05/25/2023
Carrier Corp. - Indianapolis | ICP Commercial | N80ESN0902116A | Federally-Regulated Consumer Product | Non-Weatherized, Non-Condensin | 1450 | 246 |  | 05/25/2023 | 87792 | 203359776 | 05/25/2023
Carrier Corp. - Indianapolis | ICP Commercial | N80MSL1102120A* | Federally-Regulated Consumer Product | Non-Weatherized, Non-Condensin | 2444 | 290 |  | 05/25/2023 | 110371 | 211780202 | 05/25/2023
Carrier Corp. - Indianapolis | ICP Commercial | N80VSL0701716A* | Federally-Regulated Consumer Product | Non-Weatherized, Non-Condensin | 1842 | 262 |  | 05/25/2023 | 65738 | 204278413 | 05/25/2023
Carrier Corp. - Indianapolis | ICP Commercial | N92MSN0401412A | Federally-Regulated Consumer Product | Non-Weatherized, Condensing Ga | 1089 | 243 |  | 05/25/2023 | 39846 | 211778848 | 05/25/2023
Carrier Corp. - Indianapolis | ICP Commercial | PGD460090K**1G* | Federally-Regulated Consumer Product | Weatherized Non-Condensing Gas | 2222 | 297 |  | 05/25/2023 | 90150 | 204038042 | 05/25/2023
Carrier Corp. - Indianapolis | ICP Commercial | PGD424040K**1G* | Federally-Regulated Consumer Product | Weatherized Non-Condensing Gas | 1217 | 253 |  | 05/25/2023 | 40800 | 204038032 | 05/25/2023
Carrier Corp. - Indianapolis | ICP Commercial | N92ESN1002120A* | Federally-Regulated Consumer Product | Mobile Home Non-Weatherized, C | 1821 | 275 |  | 05/25/2023 | 99460 | 203359862 | 05/25/2023
Carrier Corp. - Indianapolis | ICP Commercial | N92ESN0601412A | Federally-Regulated Consumer Product | Non-Weatherized, Condensing Ga | 945 | 237 |  | 05/25/2023 | 59375 | 203359709 | 05/25/2023
Carrier Corp. - Indianapolis | ICP Commercial | N92MSN0401412A* | Federally-Regulated Consumer Product | Mobile Home Non-Weatherized, C | 1089 | 243 |  | 05/25/2023 | 39846 | 211778857 | 05/25/2023
Carrier Corp. - Indianapolis | ICP Commercial | N80ESN0701412A | Federally-Regulated Consumer Product | Non-Weatherized, Non-Condensin | 1106 | 231 |  | 05/25/2023 | 65995 | 203359768 | 05/25/2023
Carrier Corp. - Indianapolis | ICP Commercial | N95ESN1002120A | Federally-Regulated Consumer Product | Non-Weatherized, Condensing Ga | 2102 | 287 |  | 05/25/2023 | 99999 | 203360421 | 05/25/2023
Carrier Corp. - Indianapolis | ICP Commercial | G80CTL1102120A* | Federally-Regulated Consumer Product | Non-Weatherized, Non-Condensin | 2281 | 282 |  | 05/25/2023 | 72565 | 203359013 | 05/25/2023
Carrier Corp. - Indianapolis | ICP Commercial | N96MSN0601716A | Federally-Regulated Consumer Product | Non-Weatherized, Condensing Ga | 1611 | 266 |  | 05/25/2023 | 59946 | 211779282 | 05/25/2023
Carrier Corp. - Indianapolis | ICP Commercial | N96MSN0401410A**D | Federally-Regulated Consumer Product | Mobile Home Non-Weatherized, C | 1017 | 240 |  | 05/25/2023 | 40102 | 211779192 | 05/25/2023
Carrier Corp. - Indianapolis | ICP Commercial | N80MSL0451412A | Federally-Regulated Consumer Product | Non-Weatherized, Non-Condensin | 1161 | 233 |  | 05/25/2023 | 44099 | 211780079 | 05/25/2023
Carrier Corp. - Indianapolis | ICP Commercial | N92ESN0802120A | Federally-Regulated Consumer Product | Non-Weatherized, Condensing Ga | 1832 | 276 |  | 05/25/2023 | 79860 | 203359814 | 05/25/2023
Carrier Corp. - Indianapolis | ICP Commercial | N95ESN0601714A* | Federally-Regulated Consumer Product | Mobile Home Non-Weatherized, C | 1346 | 254 |  | 05/25/2023 | 60102 | 203360709 | 05/25/2023
Carrier Corp. - Indianapolis | ICP Commercial | N96MSN1002120A**D | Federally-Regulated Consumer Product | Mobile Home Non-Weatherized, C | 2215 | 292 |  | 05/25/2023 | 99728 | 211779390 | 05/25/2023
Carrier Corp. - Indianapolis | ICP Commercial | N92ESN1202420A | Federally-Regulated Consumer Product | Non-Weatherized, Condensing Ga | 1904 | 279 |  | 05/25/2023 | 119302 | 203359880 | 05/25/2023
Carrier Corp. - Indianapolis | ICP Commercial | N96MSN0401410A* | Federally-Regulated Consumer Product | Mobile Home Non-Weatherized, C | 1017 | 240 |  | 05/25/2023 | 40102 | 211779183 | 05/25/2023
Carrier Corp. - Indianapolis | ICP Commercial | N96MSN0802120A*D | Federally-Regulated Consumer Product | Non-Weatherized, Condensing Ga | 2169 | 290 |  | 05/25/2023 | 79638 | 211779363 | 05/25/2023
Carrier Corp. - Indianapolis | ICP Commercial | N96MSN1002120A | Federally-Regulated Consumer Product | Non-Weatherized, Condensing Ga | 2215 | 292 |  | 05/25/2023 | 99728 | 211779372 | 05/25/2023
Carrier Corp. - Indianapolis | ICP Commercial | G97CMN1202422A*D | Federally-Regulated Consumer Product | Non-Weatherized, Condensing Ga | 2271 | 295 |  | 05/25/2023 | 48091 | 203924674 | 05/25/2023
Nordyne, LLC | All Pro | VR8GE-024K055U1 | Federally-Regulated Consumer Product | Weatherized Non-Condensing Gas | 1304 | 240 |  | 05/25/2023 | 55721 | 207629133 | 05/25/2023
Nordyne, LLC | All Pro | VR8GE-030K070U1 | Federally-Regulated Consumer Product | Weatherized Non-Condensing Gas | 1655 | 264 |  | 05/25/2023 | 69854 | 207629134 | 05/25/2023
Nordyne, LLC | All Pro | VR8GE-X60K120C1 | Federally-Regulated Consumer Product | Weatherized Non-Condensing Gas | 2073 | 290 |  | 05/25/2023 | 119379 | 207192225 | 05/25/2023
Nordyne, LLC | All Pro | VG7SC-072*-T35C1 | Federally-Regulated Consumer Product | Non-Weatherized, Condensing Ga | 1360 | 255 |  | 05/25/2023 | 72522 | 207192202 | 05/25/2023
Nordyne, LLC | All Pro | VR8GE-X60K100U1 | Federally-Regulated Consumer Product | Weatherized Non-Condensing Gas | 2041 | 289 |  | 05/25/2023 | 101000 | 207629138 | 05/25/2023
Nordyne, LLC | All Pro | VG7SA-090C-T35C1 | Federally-Regulated Consumer Product | Non-Weatherized, Non-Condensin | 1992 | 270 |  | 05/25/2023 | 85266 | 207192243 | 05/25/2023
Nordyne, LLC | All Pro | VG7SA-090C-T24B1 | Federally-Regulated Consumer Product | Non-Weatherized, Non-Condensin | 1544 | 250 |  | 05/25/2023 | 89091 | 207192191 | 05/25/2023
Nordyne, LLC | All Pro | VR8GE-024K045C1 | Federally-Regulated Consumer Product | Weatherized Non-Condensing Gas | 1024 | 244 |  | 05/25/2023 | 45216 | 207192233 | 05/25/2023
Nordyne, LLC | All Pro | VG7SC-054*-T24B* | Federally-Regulated Consumer Product | Non-Weatherized, Condensing Ga | 1537 | 263 |  | 05/25/2023 | 54478 | 207192237 | 05/25/2023
Nordyne, LLC | All Pro | VR8GE-036K096C1 | Federally-Regulated Consumer Product | Weatherized Non-Condensing Gas | 1704 | 274 |  | 05/25/2023 | 97452 | 207192229 | 05/25/2023
Nordyne, LLC | All Pro | VR8GE-036K072C1 | Federally-Regulated Consumer Product | Weatherized Non-Condensing Gas | 1349 | 258 |  | 05/25/2023 | 72437 | 207192226 | 05/25/2023
Nordyne, LLC | All Pro | VG7SK-090C-T24B1 | Federally-Regulated Consumer Product | Non-Weatherized, Non-Condensin | 1564 | 251 |  | 05/25/2023 | 90265 | 207192244 | 05/25/2023
Nordyne, LLC | All Pro | VG7SA-054C-T23A1 | Federally-Regulated Consumer Product | Non-Weatherized, Non-Condensin | 1278 | 238 |  | 05/25/2023 | 52950 | 207192238 | 05/25/2023
Nordyne, LLC | All Pro | VG7TA-080C-E24B1 | Federally-Regulated Consumer Product | Non-Weatherized, Non-Condensin | 1277 | 238 |  | 05/25/2023 | 52213 | 207192211 | 05/25/2023
Nordyne, LLC | All Pro | VG7SA-126C-T45D1 | Federally-Regulated Consumer Product | Non-Weatherized, Non-Condensin | 2213 | 279 |  | 05/25/2023 | 120195 | 207192246 | 05/25/2023
Nordyne, LLC | All Pro | VR8GE-036K070U1 | Federally-Regulated Consumer Product | Weatherized Non-Condensing Gas | 1655 | 264 |  | 05/25/2023 | 69854 | 207629135 | 05/25/2023
Nordyne, LLC | All Pro | VG7SC-108*-T45D1 | Federally-Regulated Consumer Product | Non-Weatherized, Condensing Ga | 1956 | 281 |  | 05/25/2023 | 107378 | 207192200 | 05/25/2023
Nordyne, LLC | All Pro | VG7SK-072C-T24B1 | Federally-Regulated Consumer Product | Non-Weatherized, Non-Condensin | 1723 | 258 |  | 05/25/2023 | 73937 | 207192185 | 05/25/2023
Nordyne, LLC | All Pro | VG7SA-072C-T24B1 | Federally-Regulated Consumer Product | Non-Weatherized, Non-Condensin | 1457 | 246 |  | 05/25/2023 | 69586 | 207192245 | 05/25/2023
Nordyne, LLC | All Pro | VG7SD-072D-T35C1 | Federally-Regulated Consumer Product | Non-Weatherized, Condensing Ga | 1826 | 275 |  | 05/25/2023 | 72142 | 207192206 | 05/25/2023
Nordyne, LLC | All Pro | VR8GE-042K096C1 | Federally-Regulated Consumer Product | Weatherized Non-Condensing Gas | 1540 | 267 |  | 05/25/2023 | 97780 | 207192230 | 05/25/2023
Nordyne, LLC | All Pro | VG8SD-050U-T23A* | Federally-Regulated Consumer Product | Non-Weatherized, Condensing Ga | 1446 | 259 |  | 05/25/2023 | 50148 | 207192187 | 05/25/2023
Nordyne, LLC | All Pro | VR8GE-024K072C1 | Federally-Regulated Consumer Product | Weatherized Non-Condensing Gas | 1280 | 255 |  | 05/25/2023 | 71272 | 207192223 | 05/25/2023
Nordyne, LLC | All Pro | VG7TA-060C-E23A1 | Federally-Regulated Consumer Product | Non-Weatherized, Non-Condensin | 1266 | 238 |  | 05/25/2023 | 39577 | 207192189 | 05/25/2023
Nordyne, LLC | All Pro | VR8GE-042K100U1 | Federally-Regulated Consumer Product | Weatherized Non-Condensing Gas | 1913 | 275 |  | 05/25/2023 | 100561 | 207629136 | 05/25/2023
Nordyne, LLC | All Pro | VG8SA-055U-T23A1 | Federally-Regulated Consumer Product | Non-Weatherized, Non-Condensin | 1100 | 230 |  | 05/25/2023 | 54989 | 207192235 | 05/25/2023
Nordyne, LLC | All Pro | VR8GE-042K072C1 | Federally-Regulated Consumer Product | Weatherized Non-Condensing Gas | 1817 | 279 |  | 05/25/2023 | 72195 | 207192232 | 05/25/2023
Nordyne, LLC | All Pro | VG7SA-108C-T35C1 | Federally-Regulated Consumer Product | Non-Weatherized, Non-Condensin | 2230 | 238 |  | 05/25/2023 | 108250 | 207192242 | 05/25/2023
Nordyne, LLC | All Pro | VR8GE-048K100U1 | Federally-Regulated Consumer Product | Weatherized Non-Condensing Gas | 1913 | 275 |  | 05/25/2023 | 100561 | 207629137 | 05/25/2023
Nordyne, LLC | All Pro | VG7TA-100C-E35C1 | Federally-Regulated Consumer Product | Non-Weatherized, Non-Condensin | 1668 | 255 |  | 05/25/2023 | 63969 | 207192212 | 05/25/2023
Nordyne, LLC | All Pro | VG7SC-120*-T45D1 | Federally-Regulated Consumer Product | Non-Weatherized, Condensing Ga | 2047 | 272 |  | 05/25/2023 | 120160 | 207192196 | 05/25/2023
Nordyne, LLC | All Pro | VR8GE-X60K096C1 | Federally-Regulated Consumer Product | Weatherized Non-Condensing Gas | 2028 | 288 |  | 05/25/2023 | 94398 | 207192227 | 05/25/2023
Nordyne, LLC | All Pro | VR8GE-048K096C1 | Federally-Regulated Consumer Product | Weatherized Non-Condensing Gas | 1818 | 279 |  | 05/25/2023 | 95561 | 207192231 | 05/25/2023
Nordyne, LLC | All Pro | VG7SK-054C-T23A1 | Federally-Regulated Consumer Product | Non-Weatherized, Non-Condensin | 1338 | 241 |  | 05/25/2023 | 52857 | 207192241 | 05/25/2023
Nordyne, LLC | All Pro | VG7SA-045C-T23A1 | Federally-Regulated Consumer Product | Non-Weatherized, Non-Condensin | 1249 | 235 |  | 05/25/2023 | 45676 | 207192186 | 05/25/2023
Nordyne, LLC | All Pro | VG8SD-070U-T24B* | Federally-Regulated Consumer Product | Non-Weatherized, Condensing Ga | 1626 | 267 |  | 05/25/2023 | 68900 | 207192190 | 05/25/2023
Nordyne, LLC | All Pro | VG8SA-070U-T24B1 | Federally-Regulated Consumer Product | Non-Weatherized, Non-Condensin | 1597 | 252 |  | 05/25/2023 | 70859 | 207192240 | 05/25/2023
Nordyne, LLC | All Pro | VG8SA-100U-T35C1 | Federally-Regulated Consumer Product | Non-Weatherized, Non-Condensin | 2074 | 273 |  | 05/25/2023 | 101887 | 207192234 | 05/25/2023
Nordyne, LLC | All Pro | VG8SD-100U-T35C* | Federally-Regulated Consumer Product | Non-Weatherized, Condensing Ga | 2088 | 287 |  | 05/25/2023 | 100330 | 207192188 | 05/25/2023
Nordyne, LLC | All Pro | VR8GE-030K072C1 | Federally-Regulated Consumer Product | Weatherized Non-Condensing Gas | 1280 | 255 |  | 05/25/2023 | 71272 | 207192224 | 05/25/2023
Nordyne, LLC | All Pro | VG7SA-072C-T35C1 | Federally-Regulated Consumer Product | Non-Weatherized, Non-Condensin | 1719 | 257 |  | 05/25/2023 | 73962 | 207192210 | 05/25/2023
Nordyne, LLC | All Pro | VR8GE-048K120C1 | Federally-Regulated Consumer Product | Weatherized Non-Condensing Gas | 1991 | 287 |  | 05/25/2023 | 121831 | 207192228 | 05/25/2023
Nordyne, LLC | Frigidaire | KG7TE-080D-E35CP | Federally-Regulated Consumer Product | Non-Weatherized, Condensing Ga | 1764 | 273 |  | 12/01/2021 | 52933 | 207456183 | 05/25/2023
Nordyne, LLC | Frigidaire | FG8SD-050U-T23A* | Federally-Regulated Consumer Product | Non-Weatherized, Condensing Ga | 1446 | 259 |  | 10/07/2020 | 50148 | 206229713 | 05/25/2023
Nordyne, LLC | Frigidaire | FG7TC-100D-V35CP | Federally-Regulated Consumer Product | Non-Weatherized, Condensing Ga | 1826 | 275 |  | 04/18/2023 | 64473 | 207456132 | 05/25/2023
Nordyne, LLC | Frigidaire | FG7TA-120C-V35C1 | Federally-Regulated Consumer Product | Non-Weatherized, Non-Condensin | 2383 | 287 |  | 02/09/2022 | 76546 | 205962948 | 05/25/2023
Nordyne, LLC | Frigidaire | R104GD-024K072C | Federally-Regulated Consumer Product | Weatherized Non-Condensing Gas | 1280 | 255 |  | 08/02/2022 | 71272 | 209333926 | 05/25/2023
Nordyne, LLC | Frigidaire | FG7SD-054D-T24BP | Federally-Regulated Consumer Product | Non-Weatherized, Condensing Ga | 1478 | 260 |  | 04/04/2023 | 54229 | 207456249 | 05/25/2023
Nordyne, LLC | Frigidaire | R104GD-X60K096C | Federally-Regulated Consumer Product | Weatherized Non-Condensing Gas | 2066 | 290 |  | 08/02/2022 | 94398 | 209333938 | 05/25/2023
Nordyne, LLC | Frigidaire | FG7SA-108C-T35C1 | Federally-Regulated Consumer Product | Non-Weatherized, Non-Condensin | 2230 | 238 |  | 02/09/2022 | 108250 | 205000500 | 05/25/2023
Nordyne, LLC | Frigidaire | FG7TA-120C-V35CP | Federally-Regulated Consumer Product | Non-Weatherized, Non-Condensin | 2383 | 287 |  | 04/04/2023 | 76546 | 207456082 | 05/25/2023
Nordyne, LLC | Frigidaire | FG7SD-090D-T35CP | Federally-Regulated Consumer Product | Non-Weatherized, Condensing Ga | 1982 | 282 |  | 04/04/2023 | 86025 | 207456291 | 05/25/2023
Nordyne, LLC | Frigidaire | KG7TC-060D-E24BP | Federally-Regulated Consumer Product | Non-Weatherized, Condensing Ga | 1222 | 249 |  | 04/18/2023 | 39014 | 207456108 | 05/25/2023
Nordyne, LLC | Frigidaire | FG7SA-054C-T23A1 | Federally-Regulated Consumer Product | Non-Weatherized, Non-Condensin | 1278 | 238 |  | 02/09/2022 | 52950 | 204834977 | 05/25/2023
Nordyne, LLC | Frigidaire | FG8SD-070U-T24B* | Federally-Regulated Consumer Product | Non-Weatherized, Condensing Ga | 1626 | 267 |  | 07/31/2021 | 68900 | 207139304 | 05/25/2023
Nordyne, LLC | Frigidaire | FG7TE-080D-E35CP | Federally-Regulated Consumer Product | Non-Weatherized, Condensing Ga | 1764 | 273 |  | 12/01/2021 | 52933 | 207456177 | 05/25/2023
Nordyne, LLC | Frigidaire | FG7SA-045C-T23A1 | Federally-Regulated Consumer Product | Non-Weatherized, Non-Condensin | 1249 | 235 |  | 02/09/2022 | 45676 | 205751686 | 05/25/2023
Nordyne, LLC | Frigidaire | R8GE-048K100U1 | Federally-Regulated Consumer Product | Weatherized Non-Condensing Gas | 1913 | 275 |  | 09/08/2021 | 100561 | 207338286 | 05/25/2023
Nordyne, LLC | Frigidaire | R8GE-042K100U1 | Federally-Regulated Consumer Product | Weatherized Non-Condensing Gas | 1913 | 275 |  | 09/08/2021 | 100561 | 207338285 | 05/25/2023
Nordyne, LLC | Frigidaire | FG7SA-126C-T45D* | Federally-Regulated Consumer Product | Non-Weatherized, Non-Condensin | 2213 | 279 | 279.372 | 07/22/2020 | 120195 | 205147090 | 05/25/2023
Nordyne, LLC | Frigidaire | R104GD-036K096C | Federally-Regulated Consumer Product | Weatherized Non-Condensing Gas | 1725 | 275 |  | 08/02/2022 | 97452 | 209333931 | 05/25/2023
Nordyne, LLC | Frigidaire | FG7TA-080C-V24B1 | Federally-Regulated Consumer Product | Non-Weatherized, Non-Condensin | 1277 | 238 |  | 02/09/2022 | 52213 | 204037033 | 05/25/2023
Nordyne, LLC | Frigidaire | FG7SA-108C-T35CP | Federally-Regulated Consumer Product | Non-Weatherized, Non-Condensin | 2230 | 238 |  | 09/29/2021 | 108250 | 207455977 | 05/25/2023
Nordyne, LLC | Frigidaire | KG7TA-080C-E24BP | Federally-Regulated Consumer Product | Non-Weatherized, Non-Condensin | 1277 | 238 |  | 12/01/2021 | 52213 | 207455915 | 05/25/2023
Nordyne, LLC | Frigidaire | FG7SA-090C-T24BP | Federally-Regulated Consumer Product | Non-Weatherized, Non-Condensin | 1544 | 250 |  | 09/29/2021 | 89091 | 207455945 | 05/25/2023
Nordyne, LLC | Frigidaire | R104GD-X60K120C | Federally-Regulated Consumer Product | Weatherized Non-Condensing Gas | 2073 | 290 |  | 08/02/2022 | 119379 | 209333939 | 05/25/2023
Nordyne, LLC | Frigidaire | FG7TA-100C-V35CP | Federally-Regulated Consumer Product | Non-Weatherized, Non-Condensin | 1795 | 261 |  | 09/29/2021 | 65499 | 207456078 | 05/25/2023
Nordyne, LLC | Frigidaire | FG7TE-100D-V35CP | Federally-Regulated Consumer Product | Non-Weatherized, Condensing Ga | 1819 | 275 |  | 12/01/2021 | 65338 | 207456303 | 05/25/2023
Nordyne, LLC | Frigidaire | FG7TN-115D-V45CP | Federally-Regulated Consumer Product | Non-Weatherized, Condensing Ga | 1798 | 274 |  | 12/01/2021 | 74070 | 207456171 | 05/25/2023
Nordyne, LLC | Frigidaire | FG7SA-072C-T24B1 | Federally-Regulated Consumer Product | Non-Weatherized, Non-Condensin | 1457 | 246 |  | 02/09/2022 | 69586 | 205124053 | 05/25/2023
Nordyne, LLC | Frigidaire | FG7TA-100C-V35C1 | Federally-Regulated Consumer Product | Non-Weatherized, Non-Condensin | 1795 | 261 |  | 02/09/2022 | 65499 | 205962944 | 05/25/2023
Nordyne, LLC | Frigidaire | FG7TE-060D-V24BP | Federally-Regulated Consumer Product | Non-Weatherized, Condensing Ga | 1334 | 254 |  | 10/25/2022 | 38697 | 207456306 | 05/25/2023
Nordyne, LLC | Frigidaire | FG7TC-060D-V24BP | Federally-Regulated Consumer Product | Non-Weatherized, Condensing Ga | 1339 | 254 |  | 04/18/2023 | 38422 | 207456112 | 05/25/2023
Nordyne, LLC | Frigidaire | FG7SK-054C-T23AP | Federally-Regulated Consumer Product | Non-Weatherized, Non-Condensin | 1338 | 241 |  | 09/29/2021 | 52857 | 207455971 | 05/25/2023
Nordyne, LLC | Frigidaire | FG7SA-045C-T23AP | Federally-Regulated Consumer Product | Non-Weatherized, Non-Condensin | 1249 | 235 |  | 09/29/2021 | 45676 | 207456061 | 05/25/2023
Nordyne, LLC | Frigidaire | KG7TN-100D-E35CP | Federally-Regulated Consumer Product | Non-Weatherized, Condensing Ga | 1711 | 270 |  | 12/01/2021 | 65214 | 207456160 | 05/25/2023
Nordyne, LLC | Frigidaire | FG7TE-060D-E24BP | Federally-Regulated Consumer Product | Non-Weatherized, Condensing Ga | 1315 | 252 |  | 10/25/2022 | 38212 | 207456234 | 05/25/2023
Nordyne, LLC | Frigidaire | FG7SC-120*-T45D* | Federally-Regulated Consumer Product | Non-Weatherized, Condensing Ga | 2047 | 272 |  | 04/18/2023 | 120160 | 205147069 | 05/25/2023
Nordyne, LLC | Frigidaire | R104GD-030K070U | Federally-Regulated Consumer Product | Weatherized Non-Condensing Gas | 1655 | 264 |  | 08/18/2022 | 69854 | 209550346 | 05/25/2023
Nordyne, LLC | Frigidaire | FG7SD-120D-T45DP | Federally-Regulated Consumer Product | Non-Weatherized, Condensing Ga | 1860 | 277 |  | 04/04/2023 | 113408 | 207456330 | 05/25/2023
Nordyne, LLC | Frigidaire | KG8SA-100U-T35CP | Federally-Regulated Consumer Product | Non-Weatherized, Non-Condensin | 2074 | 273 |  | 09/29/2021 | 101892 | 207455931 | 05/25/2023
Nordyne, LLC | Frigidaire | FG8SA-070U-T24BP | Federally-Regulated Consumer Product | Non-Weatherized, Non-Condensin | 1597 | 252 |  | 09/29/2021 | 70859 | 207455966 | 05/25/2023
Nordyne, LLC | Frigidaire | KG8SA-055U-T23AP | Federally-Regulated Consumer Product | Non-Weatherized, Non-Condensin | 1100 | 230 |  | 09/29/2021 | 54989 | 207455942 | 05/25/2023
Nordyne, LLC | Frigidaire | KG7TA-060C-E23A1 | Federally-Regulated Consumer Product | Non-Weatherized, Non-Condensin | 1266 | 238 |  | 02/09/2022 | 39577 | 207071427 | 05/25/2023
Nordyne, LLC | Frigidaire | FG7TA-060C-V23A1 | Federally-Regulated Consumer Product | Non-Weatherized, Non-Condensin | 1266 | 238 |  | 02/09/2022 | 39577 | 207071431 | 05/25/2023
Nordyne, LLC | Frigidaire | KG7TC-100D-E35CP | Federally-Regulated Consumer Product | Non-Weatherized, Condensing Ga | 1763 | 273 |  | 04/18/2023 | 64473 | 207456128 | 05/25/2023
Nordyne, LLC | Frigidaire | R8GE-024K055U1 | Federally-Regulated Consumer Product | Weatherized Non-Condensing Gas | 1304 | 240 |  | 09/08/2021 | 55721 | 207338282 | 05/25/2023
Nordyne, LLC | Frigidaire | DF6SF-X36K100CB | Federally-Regulated Consumer Product | Weatherized Non-Condensing Gas | 1575 | 268 | 268.3 | 07/22/2020 | 65500 | 201710118 | 05/25/2023
Nordyne, LLC | Frigidaire | R8GE-X60K100U1 | Federally-Regulated Consumer Product | Weatherized Non-Condensing Gas | 2041 | 289 |  | 09/08/2021 | 101000 | 207338287 | 05/25/2023
Nordyne, LLC | Frigidaire | R104GD-042K072C | Federally-Regulated Consumer Product | Weatherized Non-Condensing Gas | 1950 | 285 |  | 08/02/2022 | 72195 | 209333932 | 05/25/2023
Nordyne, LLC | Frigidaire | R8GE-030K070U1 | Federally-Regulated Consumer Product | Weatherized Non-Condensing Gas | 1655 | 264 |  | 09/08/2021 | 69854 | 207338283 | 05/25/2023
Nordyne, LLC | Frigidaire | FG8SD-100U-T35C* | Federally-Regulated Consumer Product | Non-Weatherized, Condensing Ga | 2088 | 287 |  | 10/07/2020 | 100330 | 206229719 | 05/25/2023
Nordyne, LLC | Frigidaire | R104GD-X60K100U | Federally-Regulated Consumer Product | Weatherized Non-Condensing Gas | 2041 | 289 |  | 08/18/2022 | 101000 | 209550350 | 05/25/2023
Nordyne, LLC | Frigidaire | R104GD-036K070U | Federally-Regulated Consumer Product | Weatherized Non-Condensing Gas | 1655 | 264 |  | 08/18/2022 | 69854 | 209550347 | 05/25/2023
Nordyne, LLC | Frigidaire | KG7TN-115D-E45DP | Federally-Regulated Consumer Product | Non-Weatherized, Condensing Ga | 2198 | 292 |  | 12/01/2021 | 75317 | 207456165 | 05/25/2023
Nordyne, LLC | Frigidaire | KG7TE-100D-E35CP | Federally-Regulated Consumer Product | Non-Weatherized, Condensing Ga | 1783 | 273 |  | 12/01/2021 | 64758 | 207456144 | 05/25/2023
Nordyne, LLC | Frigidaire | R104GD-042K096C | Federally-Regulated Consumer Product | Weatherized Non-Condensing Gas | 1540 | 267 |  | 08/02/2022 | 97780 | 209333934 | 05/25/2023
Nordyne, LLC | Frigidaire | KG7TN-060D-E24BP | Federally-Regulated Consumer Product | Non-Weatherized, Condensing Ga | 1304 | 252 |  | 12/01/2021 | 39517 | 207456191 | 05/25/2023
Nordyne, LLC | Frigidaire | KG7TE-060D-E24BP | Federally-Regulated Consumer Product | Non-Weatherized, Condensing Ga | 1315 | 252 |  | 10/25/2022 | 38212 | 207456236 | 05/25/2023
Nordyne, LLC | Frigidaire | KG7TC-080D-E35CP | Federally-Regulated Consumer Product | Non-Weatherized, Condensing Ga | 1686 | 269 |  | 04/18/2023 | 51925 | 207456118 | 05/25/2023
Nordyne, LLC | Frigidaire | R104GD-024K045C | Federally-Regulated Consumer Product | Weatherized Non-Condensing Gas | 1024 | 244 |  | 08/02/2022 | 45216 | 209333924 | 05/25/2023
Nordyne, LLC | Frigidaire | FG7SD-038D-T24BP | Federally-Regulated Consumer Product | Non-Weatherized, Condensing Ga | 1486 | 260 |  | 04/04/2023 | 37931 | 207456279 | 05/25/2023
Nordyne, LLC | Frigidaire | FG7TE-115D-E45DP | Federally-Regulated Consumer Product | Non-Weatherized, Condensing Ga | 1999 | 283 |  | 09/29/2021 | 74875 | 207456319 | 05/25/2023
Nordyne, LLC | Frigidaire | KG7TA-100C-E35CP | Federally-Regulated Consumer Product | Non-Weatherized, Non-Condensin | 1668 | 255 |  | 12/01/2021 | 63969 | 207455919 | 05/25/2023
Nordyne, LLC | Frigidaire | R104GD-048K100U | Federally-Regulated Consumer Product | Weatherized Non-Condensing Gas | 2128 | 293 |  | 08/18/2022 | 100965 | 209550349 | 05/25/2023
Nordyne, LLC | Frigidaire | FG7TC-080D-V35CP | Federally-Regulated Consumer Product | Non-Weatherized, Condensing Ga | 1873 | 277 |  | 04/18/2023 | 50261 | 207456122 | 05/25/2023
Nordyne, LLC | Frigidaire | FG7SC-108*-T45D* | Federally-Regulated Consumer Product | Non-Weatherized, Condensing Ga | 1956 | 281 |  | 04/18/2023 | 107378 | 205234651 | 05/25/2023
Nordyne, LLC | Frigidaire | KG7TN-080D-E35CP | Federally-Regulated Consumer Product | Non-Weatherized, Condensing Ga | 1718 | 271 |  | 12/01/2021 | 52461 | 207456149 | 05/25/2023
Nordyne, LLC | Frigidaire | FG8SA-100U-T35CP | Federally-Regulated Consumer Product | Non-Weatherized, Non-Condensin | 2074 | 273 |  | 09/29/2021 | 101891 | 207455930 | 05/25/2023
Nordyne, LLC | Frigidaire | FG7SK-090C-T24BP | Federally-Regulated Consumer Product | Non-Weatherized, Non-Condensin | 1564 | 251 |  | 09/29/2021 | 90265 | 207456000 | 05/25/2023
Nordyne, LLC | Frigidaire | FG7SD-108D-T45DP | Federally-Regulated Consumer Product | Non-Weatherized, Condensing Ga | 2046 | 272 |  | 09/29/2021 | 107992 | 207456263 | 05/25/2023
Nordyne, LLC | Frigidaire | FG7SA-072C-T35C1 | Federally-Regulated Consumer Product | Non-Weatherized, Non-Condensin | 1719 | 257 |  | 02/09/2022 | 73962 | 205751672 | 05/25/2023
Nordyne, LLC | Frigidaire | R8GE-036K070U1 | Federally-Regulated Consumer Product | Weatherized Non-Condensing Gas | 1655 | 264 |  | 09/08/2021 | 69854 | 207338284 | 05/25/2023
Nordyne, LLC | Frigidaire | FG7SA-054C-T23AP | Federally-Regulated Consumer Product | Non-Weatherized, Non-Condensin | 1278 | 238 |  | 09/29/2021 | 52950 | 207455952 | 05/25/2023
Nordyne, LLC | Frigidaire | R104GD-030K072C | Federally-Regulated Consumer Product | Weatherized Non-Condensing Gas | 1280 | 255 |  | 08/02/2022 | 71272 | 209333928 | 05/25/2023
Nordyne, LLC | Frigidaire | R104GD-048K120C | Federally-Regulated Consumer Product | Weatherized Non-Condensing Gas | 1526 | 266 |  | 08/02/2022 | 121831 | 209333936 | 05/25/2023
Nordyne, LLC | Frigidaire | KG8SA-070U-T24B1 | Federally-Regulated Consumer Product | Non-Weatherized, Non-Condensin | 1597 | 252 |  | 02/09/2022 | 70859 | 205004284 | 05/25/2023
Nordyne, LLC | Frigidaire | FG7TA-060C-V23AP | Federally-Regulated Consumer Product | Non-Weatherized, Non-Condensin | 1266 | 238 |  | 09/29/2021 | 39577 | 207456102 | 05/25/2023
Nordyne, LLC | Frigidaire | FG7SA-072C-T35CP | Federally-Regulated Consumer Product | Non-Weatherized, Non-Condensin | 1719 | 257 |  | 09/29/2021 | 73962 | 207456047 | 05/25/2023
Nordyne, LLC | Frigidaire | FG7TE-115D-V45DP | Federally-Regulated Consumer Product | Non-Weatherized, Condensing Ga | 1999 | 283 |  | 09/29/2021 | 74875 | 207456326 | 05/25/2023
Nordyne, LLC | Frigidaire | FG7SC-038*-T23AP | Federally-Regulated Consumer Product | Non-Weatherized, Condensing Ga | 1252 | 250 |  | 04/18/2023 | 37844 | 207456242 | 05/25/2023
Nordyne, LLC | Frigidaire | FG7SK-108C-T35CP | Federally-Regulated Consumer Product | Non-Weatherized, Non-Condensin | 2216 | 280 |  | 09/29/2021 | 109081 | 207456038 | 05/25/2023
Nordyne, LLC | Frigidaire | FG7TN-080D-V35CP | Federally-Regulated Consumer Product | Non-Weatherized, Condensing Ga | 1785 | 274 |  | 12/01/2021 | 52907 | 207456155 | 05/25/2023
Nordyne, LLC | Frigidaire | FG7TC-120D-E45DP | Federally-Regulated Consumer Product | Non-Weatherized, Condensing Ga | 2160 | 290 |  | 04/18/2023 | 77603 | 207769469 | 05/25/2023
Nordyne, LLC | Frigidaire | FG7SC-072D-T24BP | Federally-Regulated Consumer Product | Non-Weatherized, Condensing Ga | 1603 | 266 |  | 09/29/2021 | 71640 | 207455959 | 05/25/2023
Nordyne, LLC | Frigidaire | R104GD-036K072C | Federally-Regulated Consumer Product | Weatherized Non-Condensing Gas | 1032 | 244 |  | 08/02/2022 | 72437 | 209333930 | 05/25/2023
Nordyne, LLC | Frigidaire | FG7TE-035D-E23AP | Federally-Regulated Consumer Product | Non-Weatherized, Condensing Ga | 1240 | 250 |  | 09/29/2021 | 22621 | 207456344 | 05/25/2023
Nordyne, LLC | Frigidaire | FG7SK-126C-T45DP | Federally-Regulated Consumer Product | Non-Weatherized, Non-Condensin | 1904 | 266 |  | 04/04/2023 | 119921 | 207456069 | 05/25/2023
Nordyne, LLC | Frigidaire | KG7TC-120D-E45DP | Federally-Regulated Consumer Product | Non-Weatherized, Condensing Ga | 2160 | 290 |  | 04/18/2023 | 77603 | 207456137 | 05/25/2023
Nordyne, LLC | Frigidaire | KG7TE-080D-E35CP | Federally-Regulated Consumer Product | Non-Weatherized, Condensing Ga | 1764 | 273 |  | 12/01/2021 | 52933 | 207456183 | 05/25/2023
Nordyne, LLC | Frigidaire | FG8SD-050U-T23A* | Federally-Regulated Consumer Product | Non-Weatherized, Condensing Ga | 1446 | 259 |  | 10/07/2020 | 50148 | 206229713 | 05/25/2023
Nordyne, LLC | Frigidaire | FG7TC-100D-V35CP | Federally-Regulated Consumer Product | Non-Weatherized, Condensing Ga | 1826 | 275 |  | 04/18/2023 | 64473 | 207456132 | 05/25/2023
Nordyne, LLC | Frigidaire | FG7TA-120C-V35C1 | Federally-Regulated Consumer Product | Non-Weatherized, Non-Condensin | 2383 | 287 |  | 02/09/2022 | 76546 | 205962948 | 05/25/2023
Nordyne, LLC | Frigidaire | R104GD-024K072C | Federally-Regulated Consumer Product | Weatherized Non-Condensing Gas | 1280 | 255 |  | 08/02/2022 | 71272 | 209333926 | 05/25/2023
Nordyne, LLC | Frigidaire | FG7SD-054D-T24BP | Federally-Regulated Consumer Product | Non-Weatherized, Condensing Ga | 1478 | 260 |  | 04/04/2023 | 54229 | 207456249 | 05/25/2023
Nordyne, LLC | Frigidaire | R104GD-X60K096C | Federally-Regulated Consumer Product | Weatherized Non-Condensing Gas | 2066 | 290 |  | 08/02/2022 | 94398 | 209333938 | 05/25/2023
Nordyne, LLC | Frigidaire | FG7SA-108C-T35C1 | Federally-Regulated Consumer Product | Non-Weatherized, Non-Condensin | 2230 | 238 |  | 02/09/2022 | 108250 | 205000500 | 05/25/2023
Nordyne, LLC | Frigidaire | FG7TA-120C-V35CP | Federally-Regulated Consumer Product | Non-Weatherized, Non-Condensin | 2383 | 287 |  | 04/04/2023 | 76546 | 207456082 | 05/25/2023
Nordyne, LLC | Frigidaire | FG7SD-090D-T35CP | Federally-Regulated Consumer Product | Non-Weatherized, Condensing Ga | 1982 | 282 |  | 04/04/2023 | 86025 | 207456291 | 05/25/2023
Nordyne, LLC | Frigidaire | KG7TC-060D-E24BP | Federally-Regulated Consumer Product | Non-Weatherized, Condensing Ga | 1222 | 249 |  | 04/18/2023 | 39014 | 207456108 | 05/25/2023
Nordyne, LLC | Frigidaire | FG7SA-054C-T23A1 | Federally-Regulated Consumer Product | Non-Weatherized, Non-Condensin | 1278 | 238 |  | 02/09/2022 | 52950 | 204834977 | 05/25/2023
Nordyne, LLC | Frigidaire | FG8SD-070U-T24B* | Federally-Regulated Consumer Product | Non-Weatherized, Condensing Ga | 1626 | 267 |  | 07/31/2021 | 68900 | 207139304 | 05/25/2023
Nordyne, LLC | Frigidaire | FG7TE-080D-E35CP | Federally-Regulated Consumer Product | Non-Weatherized, Condensing Ga | 1764 | 273 |  | 12/01/2021 | 52933 | 207456177 | 05/25/2023
Nordyne, LLC | Frigidaire | FG7SA-045C-T23A1 | Federally-Regulated Consumer Product | Non-Weatherized, Non-Condensin | 1249 | 235 |  | 02/09/2022 | 45676 | 205751686 | 05/25/2023
Nordyne, LLC | Frigidaire | R8GE-048K100U1 | Federally-Regulated Consumer Product | Weatherized Non-Condensing Gas | 1913 | 275 |  | 09/08/2021 | 100561 | 207338286 | 05/25/2023
Nordyne, LLC | Frigidaire | R8GE-042K100U1 | Federally-Regulated Consumer Product | Weatherized Non-Condensing Gas | 1913 | 275 |  | 09/08/2021 | 100561 | 207338285 | 05/25/2023
Nordyne, LLC | Frigidaire | FG7SA-126C-T45D* | Federally-Regulated Consumer Product | Non-Weatherized, Non-Condensin | 2213 | 279 | 279.372 | 07/22/2020 | 120195 | 205147090 | 05/25/2023
Nordyne, LLC | Frigidaire | R104GD-036K096C | Federally-Regulated Consumer Product | Weatherized Non-Condensing Gas | 1725 | 275 |  | 08/02/2022 | 97452 | 209333931 | 05/25/2023
Nordyne, LLC | Frigidaire | FG7TA-080C-V24B1 | Federally-Regulated Consumer Product | Non-Weatherized, Non-Condensin | 1277 | 238 |  | 02/09/2022 | 52213 | 204037033 | 05/25/2023
Nordyne, LLC | Frigidaire | FG7SA-108C-T35CP | Federally-Regulated Consumer Product | Non-Weatherized, Non-Condensin | 2230 | 238 |  | 09/29/2021 | 108250 | 207455977 | 05/25/2023
Nordyne, LLC | Frigidaire | KG7TA-080C-E24BP | Federally-Regulated Consumer Product | Non-Weatherized, Non-Condensin | 1277 | 238 |  | 12/01/2021 | 52213 | 207455915 | 05/25/2023
Nordyne, LLC | Frigidaire | FG7SA-090C-T24BP | Federally-Regulated Consumer Product | Non-Weatherized, Non-Condensin | 1544 | 250 |  | 05/25/2023 | 89091 | 207455945 | 05/25/2023
Lennox Industries Inc. | BLUERIDGE | BG802UH090BE16-* | Federally-Regulated Consumer Product | Non-Weatherized, Non-Condensin | 1663 | 255 |  | 05/18/2022 | 57278 | 207777485 | 05/25/2023
Lennox Industries Inc. | BLUERIDGE | BG802DF070AE12-* | Federally-Regulated Consumer Product | Non-Weatherized, Non-Condensin | 1328 | 240 |  | 05/18/2022 | 43102 | 207821770 | 05/25/2023
Lennox Industries Inc. | BLUERIDGE | BG802UH070AE12-* | Federally-Regulated Consumer Product | Non-Weatherized, Non-Condensin | 1397 | 243 |  | 05/18/2022 | 43054 | 207777483 | 05/25/2023
Lennox Industries Inc. | BLUERIDGE | BG80G1DF110AE20-* | Federally-Regulated Consumer Product | Non-Weatherized, Non-Condensin | 2147 | 276 |  | 07/22/2022 | 111057 | 209247349 | 05/25/2023
Lennox Industries Inc. | BLUERIDGE | BG80G1DF090AE16-* | Federally-Regulated Consumer Product | Non-Weatherized, Non-Condensin | 1639 | 254 |  | 07/22/2022 | 87767 | 209247348 | 05/25/2023
Lennox Industries Inc. | BLUERIDGE | BG80G1DF070AE12-* | Federally-Regulated Consumer Product | Non-Weatherized, Non-Condensin | 1369 | 242 |  | 07/22/2022 | 66107 | 209247347 | 05/25/2023
Lennox Industries Inc. | BLUERIDGE | BG80SDF070AE12-* | Federally-Regulated Consumer Product | Non-Weatherized, Non-Condensin | 1328 | 240 |  | 05/18/2022 | 43102 | 207777481 | 05/25/2023
Lennox Industries Inc. | BLUERIDGE | BG802UH090BE12-* | Federally-Regulated Consumer Product | Non-Weatherized, Non-Condensin | 1476 | 247 |  | 05/18/2022 | 57525 | 207777484 | 05/25/2023
Lennox Industries Inc. | BLUERIDGE | BG802DF090BE16-* | Federally-Regulated Consumer Product | Non-Weatherized, Non-Condensin | 1614 | 253 |  | 05/18/2022 | 57301 | 207777482 | 05/25/2023
Lennox Industries Inc. | BLUERIDGE | BG80G1DF045AE12-* | Federally-Regulated Consumer Product | Non-Weatherized, Non-Condensin | 1312 | 240 |  | 07/22/2022 | 66105 | 209247346 | 05/25/2023
Lennox Industries Inc. | BLUERIDGE | BG802UH090BE16-* | Federally-Regulated Consumer Product | Non-Weatherized, Non-Condensin | 1663 | 255 |  | 05/25/2023 | 57278 | 207777485 | 05/25/2023
Lennox Industries Inc. | BLUERIDGE | BG802DF070AE12-* | Federally-Regulated Consumer Product | Non-Weatherized, Non-Condensin | 1328 | 240 |  | 05/25/2023 | 43102 | 207821770 | 05/25/2023
Lennox Industries Inc. | BLUERIDGE | BG802UH070AE12-* | Federally-Regulated Consumer Product | Non-Weatherized, Non-Condensin | 1397 | 243 |  | 05/25/2023 | 43054 | 207777483 | 05/25/2023
Lennox Industries Inc. | BLUERIDGE | BG80G1DF110AE20-* | Federally-Regulated Consumer Product | Non-Weatherized, Non-Condensin | 2147 | 276 |  | 05/25/2023 | 111057 | 209247349 | 05/25/2023
Lennox Industries Inc. | BLUERIDGE | BG80G1DF090AE16-* | Federally-Regulated Consumer Product | Non-Weatherized, Non-Condensin | 1639 | 254 |  | 05/25/2023 | 87767 | 209247348 | 05/25/2023
Lennox Industries Inc. | BLUERIDGE | BG80G1DF070AE12-* | Federally-Regulated Consumer Product | Non-Weatherized, Non-Condensin | 1369 | 242 |  | 05/25/2023 | 66107 | 209247347 | 05/25/2023
Lennox Industries Inc. | BLUERIDGE | BG80SDF070AE12-* | Federally-Regulated Consumer Product | Non-Weatherized, Non-Condensin | 1328 | 240 |  | 05/25/2023 | 43102 | 207777481 | 05/25/2023
Lennox Industries Inc. | BLUERIDGE | BG802UH090BE12-* | Federally-Regulated Consumer Product | Non-Weatherized, Non-Condensin | 1476 | 247 |  | 05/25/2023 | 57525 | 207777484 | 05/25/2023
Lennox Industries Inc. | BLUERIDGE | BG802DF090BE16-* | Federally-Regulated Consumer Product | Non-Weatherized, Non-Condensin | 1614 | 253 |  | 05/25/2023 | 57301 | 207777482 | 05/25/2023
Lennox Industries Inc. | BLUERIDGE | BG80G1DF045AE12-* | Federally-Regulated Consumer Product | Non-Weatherized, Non-Condensin | 1312 | 240 |  | 05/25/2023 | 66105 | 209247346 | 05/25/2023
Carrier Corp. - Syracuse | Tempstar | RGW060KT* | Federally-Regulated Consumer Product | Weatherized Non-Condensing Gas | 2694 | 302 |  | 03/17/2021 | 106 | 202535301 | 05/25/2023
Carrier Corp. - Syracuse | Tempstar | RGW048KE* | Federally-Regulated Consumer Product | Weatherized Non-Condensing Gas | 2640 | 312 |  | 04/26/2022 | 73 | 202535290 | 05/25/2023
Carrier Corp. - Syracuse | Tempstar | RGV060KT* | Federally-Regulated Consumer Product | Weatherized Non-Condensing Gas | 2694 | 302 |  | 03/17/2021 | 106 | 202535285 | 05/25/2023
Carrier Corp. - Syracuse | Tempstar | RGV036KS* | Federally-Regulated Consumer Product | Weatherized Non-Condensing Gas | 1889 | 281 |  | 03/17/2021 | 53 | 202535278 | 05/25/2023
Carrier Corp. - Syracuse | Tempstar | RGW048KD* | Federally-Regulated Consumer Product | Weatherized Non-Condensing Gas | 2640 | 312 |  | 04/26/2022 | 53 | 202535287 | 05/25/2023
Carrier Corp. - Syracuse | Tempstar | RGV048KR* | Federally-Regulated Consumer Product | Weatherized Non-Condensing Gas | 2640 | 312 |  | 04/26/2022 | 73 | 202535282 | 05/25/2023
Carrier Corp. - Syracuse | Tempstar | RGV048KE* | Federally-Regulated Consumer Product | Weatherized Non-Condensing Gas | 2640 | 312 |  | 04/26/2022 | 73 | 202535274 | 05/25/2023
Carrier Corp. - Syracuse | Tempstar | RGV060KS* | Federally-Regulated Consumer Product | Weatherized Non-Condensing Gas | 2694 | 302 |  | 04/26/2022 | 53 | 202535280 | 05/25/2023
Carrier Corp. - Syracuse | Tempstar | RGW060KF* | Federally-Regulated Consumer Product | Weatherized Non-Condensing Gas | 2694 | 302 |  | 03/17/2021 | 106 | 202535293 | 05/25/2023
Carrier Corp. - Syracuse | Tempstar | RGV060KF* | Federally-Regulated Consumer Product | Weatherized Non-Condensing Gas | 2694 | 302 |  | 03/17/2021 | 106 | 202535277 | 05/25/2023
Carrier Corp. - Syracuse | Tempstar | RGW060KR* | Federally-Regulated Consumer Product | Weatherized Non-Condensing Gas | 2694 | 302 |  | 04/26/2022 | 73 | 202535299 | 05/25/2023
Carrier Corp. - Syracuse | Tempstar | RGW036KD* | Federally-Regulated Consumer Product | Weatherized Non-Condensing Gas | 1889 | 281 |  | 03/17/2021 | 53 | 202535286 | 05/25/2023
Carrier Corp. - Syracuse | Tempstar | RGV048KT* | Federally-Regulated Consumer Product | Weatherized Non-Condensing Gas | 2640 | 312 |  | 04/26/2022 | 106 | 202535284 | 05/25/2023
Carrier Corp. - Syracuse | Tempstar | RGV060KE* | Federally-Regulated Consumer Product | Weatherized Non-Condensing Gas | 2694 | 302 |  | 04/26/2022 | 73 | 202535275 | 05/25/2023
Carrier Corp. - Syracuse | Tempstar | RGV060KD* | Federally-Regulated Consumer Product | Weatherized Non-Condensing Gas | 2694 | 302 |  | 04/26/2022 | 53 | 202535272 | 05/25/2023
Carrier Corp. - Syracuse | Tempstar | RGV060KR* | Federally-Regulated Consumer Product | Weatherized Non-Condensing Gas | 2694 | 302 |  | 04/26/2022 | 73 | 202535283 | 05/25/2023
Carrier Corp. - Syracuse | Tempstar | RGW048KS* | Federally-Regulated Consumer Product | Weatherized Non-Condensing Gas | 2640 | 312 |  | 04/26/2022 | 53 | 202535295 | 05/25/2023
Carrier Corp. - Syracuse | Tempstar | RGW048KT* | Federally-Regulated Consumer Product | Weatherized Non-Condensing Gas | 2640 | 312 |  | 04/26/2022 | 106 | 202535300 | 05/25/2023
Carrier Corp. - Indianapolis | Tempstar | F96CTN0802120A | Federally-Regulated Consumer Product | Non-Weatherized, Condensing Ga | 2095 | 287 | 287.18 | 07/22/2020 | 52507 | 203359335 | 05/25/2023
Carrier Corp. - Indianapolis | Tempstar | N95ESN1002120A | Federally-Regulated Consumer Product | Non-Weatherized, Condensing Ga | 2102 | 287 | 287.488 | 07/22/2020 | 99999 | 203360496 | 05/25/2023
Carrier Corp. - Indianapolis | Tempstar | N96VSN0802120A*D | Federally-Regulated Consumer Product | Non-Weatherized, Condensing Ga | 2231 | 293 | 293.164 | 07/22/2020 | 79961 | 205822219 | 05/25/2023
Carrier Corp. - Indianapolis | Tempstar | N80ESL0901714A* | Federally-Regulated Consumer Product | Non-Weatherized, Non-Condensin | 1238 | 236 | 236.472 | 07/22/2020 | 88097 | 203360329 | 05/25/2023
Carrier Corp. - Indianapolis | Tempstar | N95ESN0801716A* | Federally-Regulated Consumer Product | Mobile Home Non-Weatherized, C | 1771 | 273 | 365.741 | 07/22/2020 | 80331 | 203360722 | 05/25/2023
Carrier Corp. - Indianapolis | Tempstar | N80MSN0902120A | Federally-Regulated Consumer Product | Non-Weatherized, Non-Condensin | 2438 | 289 |  | 03/30/2023 | 88368 | 211780009 | 05/25/2023
Carrier Corp. - Indianapolis | Tempstar | PGD424060K**2G* | Federally-Regulated Consumer Product | Weatherized Non-Condensing Gas | 1329 | 257 |  | 05/11/2023 | 60245 | 205822975 | 05/25/2023
Carrier Corp. - Indianapolis | Tempstar | N95ESN0261410A*D | Federally-Regulated Consumer Product | Non-Weatherized, Condensing Ga | 890 | 234 | 234.16 | 07/22/2020 | 26050 | 203360502 | 05/25/2023
Carrier Corp. - Indianapolis | Tempstar | N80ESL0701712A* | Federally-Regulated Consumer Product | Non-Weatherized, Non-Condensin | 1051 | 228 | 228.244 | 07/22/2020 | 65904 | 203360325 | 05/25/2023
Carrier Corp. - Indianapolis | Tempstar | F80VTL0902120A* | Federally-Regulated Consumer Product | Non-Weatherized, Non-Condensin | 2025 | 271 |  | 07/31/2021 | 57947 | 207207197 | 05/25/2023
Carrier Corp. - Indianapolis | Tempstar | N80MSN1352420A | Federally-Regulated Consumer Product | Non-Weatherized, Non-Condensin | 1907 | 266 |  | 03/30/2023 | 131914 | 211780013 | 05/25/2023
Carrier Corp. - Indianapolis | Tempstar | N80MSN0902420A | Federally-Regulated Consumer Product | Non-Weatherized, Non-Condensin | 2131 | 276 |  | 03/30/2023 | 87422 | 211780010 | 05/25/2023
Carrier Corp. - Indianapolis | Tempstar | N95ESN0401712A* | Federally-Regulated Consumer Product | Mobile Home Non-Weatherized, C | 998 | 239 |  | 08/05/2020 | 40139 | 203360720 | 05/25/2023
Carrier Corp. - Indianapolis | Tempstar | N92ESN0401410A | Federally-Regulated Consumer Product | Non-Weatherized, Condensing Ga | 981 | 238 |  | 08/05/2020 | 40102 | 203359642 | 05/25/2023
Carrier Corp. - Indianapolis | Tempstar | N92ESN1202420A* | Federally-Regulated Consumer Product | Mobile Home Non-Weatherized, C | 1904 | 279 |  | 07/29/2020 | 119302 | 203359904 | 05/25/2023
Carrier Corp. - Indianapolis | Tempstar | F80VTL0451412A* | Federally-Regulated Consumer Product | Non-Weatherized, Non-Condensin | 1205 | 235 |  | 07/31/2021 | 28909 | 207207193 | 05/25/2023
Carrier Corp. - Indianapolis | Tempstar | N95ESN1202422A**D | Federally-Regulated Consumer Product | Mobile Home Non-Weatherized, C | 2161 | 290 | 393.431 | 07/22/2020 | 119834 | 203360731 | 05/25/2023
Carrier Corp. - Indianapolis | Tempstar | F80VTL1102122A* | Federally-Regulated Consumer Product | Non-Weatherized, Non-Condensin | 2435 | 289 |  | 07/31/2021 | 72702 | 207207199 | 05/25/2023
Carrier Corp. - Indianapolis | Tempstar | N95ESN1002120A* | Federally-Regulated Consumer Product | Mobile Home Non-Weatherized, C | 2102 | 287 | 389.242 | 07/22/2020 | 99999 | 203360724 | 05/25/2023
Carrier Corp. - Indianapolis | Tempstar | F95CSU0601716A | Federally-Regulated Consumer Product | Non-Weatherized, Condensing Ga | 1413 | 247 |  | 10/07/2020 | 59505 | 206237481 | 05/25/2023
Carrier Corp. - Indianapolis | Tempstar | N80MSN1102420A | Federally-Regulated Consumer Product | Non-Weatherized, Non-Condensin | 2053 | 272 |  | 03/30/2023 | 110206 | 211780012 | 05/25/2023
Carrier Corp. - Indianapolis | Tempstar | N95ESN1202422A* | Federally-Regulated Consumer Product | Mobile Home Non-Weatherized, C | 2161 | 290 | 393.431 | 07/22/2020 | 119834 | 203360725 | 05/25/2023
Carrier Corp. - Indianapolis | Tempstar | F80CSU0401712A | Federally-Regulated Consumer Product | Non-Weatherized, Non-Condensin | 1552 | 250 | 250.288 | 07/22/2020 | 39730 | 204631599 | 05/25/2023
Carrier Corp. - Indianapolis | Tempstar | N80MSN0702116A | Federally-Regulated Consumer Product | Non-Weatherized, Non-Condensin | 1949 | 268 |  | 03/30/2023 | 66143 | 211780006 | 05/25/2023
Carrier Corp. - Indianapolis | Tempstar | N80ESL0451712A* | Federally-Regulated Consumer Product | Non-Weatherized, Non-Condensin | 1206 | 235 | 235.064 | 07/22/2020 | 44058 | 203360321 | 05/25/2023
Carrier Corp. - Indianapolis | Tempstar | N92ESN0801716A* | Federally-Regulated Consumer Product | Mobile Home Non-Weatherized, C | 1390 | 256 |  | 08/05/2020 | 79599 | 203359805 | 05/25/2023
Carrier Corp. - Indianapolis | Tempstar | N95ESN0601714A**D | Federally-Regulated Consumer Product | Mobile Home Non-Weatherized, C | 1346 | 254 |  | 08/05/2020 | 60102 | 203360727 | 05/25/2023
Carrier Corp. - Indianapolis | Tempstar | F96CTN1002122A*D | Federally-Regulated Consumer Product | Non-Weatherized, Condensing Ga | 2251 | 294 | 294.044 | 07/22/2020 | 64767 | 203359341 | 05/25/2023
Carrier Corp. - Indianapolis | Tempstar | F96CTN0601714A*D | Federally-Regulated Consumer Product | Non-Weatherized, Condensing Ga | 1364 | 255 | 255.016 | 07/22/2020 | 38749 | 203359338 | 05/25/2023
Carrier Corp. - Indianapolis | Tempstar | F96VTN0601714A | Federally-Regulated Consumer Product | Non-Weatherized, Condensing Ga | 1459 | 259 | 259.196 | 07/22/2020 | 39051 | 203359198 | 05/25/2023
Carrier Corp. - Indianapolis | Tempstar | N95ESN0261410A | Federally-Regulated Consumer Product | Non-Weatherized, Condensing Ga | 890 | 234 | 234.16 | 07/22/2020 | 26050 | 203360486 | 05/25/2023
Carrier Corp. - Indianapolis | Tempstar | F96CTN0601714A | Federally-Regulated Consumer Product | Non-Weatherized, Condensing Ga | 1364 | 255 | 255.016 | 07/22/2020 | 38749 | 203359333 | 05/25/2023
Carrier Corp. - Indianapolis | Tempstar | F80CTL1352422A | Federally-Regulated Consumer Product | Non-Weatherized, Non-Condensin | 2422 | 287 | 288.568 | 07/22/2020 | 87787 | 203358881 | 05/25/2023
Carrier Corp. - Indianapolis | Tempstar | F96VTN0401712A | Federally-Regulated Consumer Product | Non-Weatherized, Condensing Ga | 1075 | 242 | 242.3 | 07/22/2020 | 25768 | 203359197 | 05/25/2023
Carrier Corp. - Indianapolis | Tempstar | F95CSU1002122A | Federally-Regulated Consumer Product | Non-Weatherized, Condensing Ga | 2271 | 273 |  | 12/09/2020 | 99648 | 206349950 | 05/25/2023
Carrier Corp. - Indianapolis | Tempstar | N80MSN0701712A | Federally-Regulated Consumer Product | Non-Weatherized, Non-Condensin | 1209 | 235 |  | 03/30/2023 | 65992 | 211780005 | 05/25/2023
Carrier Corp. - Indianapolis | Tempstar | F80VTL0701716A | Federally-Regulated Consumer Product | Non-Weatherized, Non-Condensin | 1813 | 262 |  | 07/31/2021 | 43434 | 207207194 | 05/25/2023
Carrier Corp. - Indianapolis | Tempstar | F96VTN0601714A*D | Federally-Regulated Consumer Product | Non-Weatherized, Condensing Ga | 1459 | 259 | 259.196 | 07/22/2020 | 39051 | 203359204 | 05/25/2023
Carrier Corp. - Indianapolis | Tempstar | F80VTL0451412A | Federally-Regulated Consumer Product | Non-Weatherized, Non-Condensin | 1205 | 235 |  | 07/31/2021 | 28909 | 207207192 | 05/25/2023
Carrier Corp. - Indianapolis | Tempstar | N95ESN0601714A* | Federally-Regulated Consumer Product | Mobile Home Non-Weatherized, C | 1346 | 254 |  | 08/05/2020 | 60102 | 203360721 | 05/25/2023
Carrier Corp. - Indianapolis | Tempstar | N80ESL0902420A | Federally-Regulated Consumer Product | Non-Weatherized, Non-Condensin | 1987 | 269 | 269.428 | 07/22/2020 | 88320 | 203360104 | 05/25/2023
Carrier Corp. - Indianapolis | Tempstar | F96VTN0801716A*D | Federally-Regulated Consumer Product | Non-Weatherized, Condensing Ga | 1686 | 269 | 269.184 | 07/22/2020 | 51540 | 203359205 | 05/25/2023
Carrier Corp. - Indianapolis | Tempstar | PGD430060K**2H* | Federally-Regulated Consumer Product | Weatherized Non-Condensing Gas | 1265 | 254 |  | 05/11/2023 | 60262 | 205822976 | 05/25/2023
Carrier Corp. - Indianapolis | Tempstar | F96CTN0801714A | Federally-Regulated Consumer Product | Non-Weatherized, Condensing Ga | 1364 | 255 | 255.016 | 07/22/2020 | 52072 | 203359334 | 05/25/2023
Carrier Corp. - Indianapolis | Tempstar | N96VSN0601412A*D | Federally-Regulated Consumer Product | Non-Weatherized, Condensing Ga | 1224 | 248 | 248.856 | 07/22/2020 | 59736 | 205822153 | 05/25/2023
Carrier Corp. - Indianapolis | Tempstar | N80ESN0902420A | Federally-Regulated Consumer Product | Non-Weatherized, Non-Condensin | 1987 | 269 | 269.428 | 07/22/2020 | 88320 | 203359869 | 05/25/2023
Carrier Corp. - Indianapolis | Tempstar | N80MSN0902116A | Federally-Regulated Consumer Product | Non-Weatherized, Non-Condensin | 1569 | 251 |  | 03/30/2023 | 87754 | 211780008 | 05/25/2023
Carrier Corp. - Syracuse | Tempstar | RGW060KT* | Federally-Regulated Consumer Product | Weatherized Non-Condensing Gas | 2694 | 302 |  | 05/25/2023 | 106 | 202535301 | 05/25/2023
Carrier Corp. - Syracuse | Tempstar | RGW048KE* | Federally-Regulated Consumer Product | Weatherized Non-Condensing Gas | 2640 | 312 |  | 05/25/2023 | 73 | 202535290 | 05/25/2023
Carrier Corp. - Syracuse | Tempstar | RGV060KT* | Federally-Regulated Consumer Product | Weatherized Non-Condensing Gas | 2694 | 302 |  | 05/25/2023 | 106 | 202535285 | 05/25/2023
Carrier Corp. - Syracuse | Tempstar | RGV036KS* | Federally-Regulated Consumer Product | Weatherized Non-Condensing Gas | 1889 | 281 |  | 05/25/2023 | 53 | 202535278 | 05/25/2023
Carrier Corp. - Syracuse | Tempstar | RGW048KD* | Federally-Regulated Consumer Product | Weatherized Non-Condensing Gas | 2640 | 312 |  | 05/25/2023 | 53 | 202535287 | 05/25/2023
Carrier Corp. - Syracuse | Tempstar | RGV048KR* | Federally-Regulated Consumer Product | Weatherized Non-Condensing Gas | 2640 | 312 |  | 05/25/2023 | 73 | 202535282 | 05/25/2023
Carrier Corp. - Syracuse | Tempstar | RGV048KE* | Federally-Regulated Consumer Product | Weatherized Non-Condensing Gas | 2640 | 312 |  | 05/25/2023 | 73 | 202535274 | 05/25/2023
Carrier Corp. - Syracuse | Tempstar | RGV060KS* | Federally-Regulated Consumer Product | Weatherized Non-Condensing Gas | 2694 | 302 |  | 05/25/2023 | 53 | 202535280 | 05/25/2023
Carrier Corp. - Syracuse | Tempstar | RGW060KF* | Federally-Regulated Consumer Product | Weatherized Non-Condensing Gas | 2694 | 302 |  | 05/25/2023 | 106 | 202535293 | 05/25/2023
Carrier Corp. - Syracuse | Tempstar | RGV060KF* | Federally-Regulated Consumer Product | Weatherized Non-Condensing Gas | 2694 | 302 |  | 05/25/2023 | 106 | 202535277 | 05/25/2023
Carrier Corp. - Syracuse | Tempstar | RGW060KR* | Federally-Regulated Consumer Product | Weatherized Non-Condensing Gas | 2694 | 302 |  | 05/25/2023 | 73 | 202535299 | 05/25/2023
Carrier Corp. - Syracuse | Tempstar | RGW036KD* | Federally-Regulated Consumer Product | Weatherized Non-Condensing Gas | 1889 | 281 |  | 05/25/2023 | 53 | 202535286 | 05/25/2023
Carrier Corp. - Syracuse | Tempstar | RGV048KT* | Federally-Regulated Consumer Product | Weatherized Non-Condensing Gas | 2640 | 312 |  | 05/25/2023 | 106 | 202535284 | 05/25/2023
Carrier Corp. - Syracuse | Tempstar | RGV060KE* | Federally-Regulated Consumer Product | Weatherized Non-Condensing Gas | 2694 | 302 |  | 05/25/2023 | 73 | 202535275 | 05/25/2023
Carrier Corp. - Syracuse | Tempstar | RGV060KD* | Federally-Regulated Consumer Product | Weatherized Non-Condensing Gas | 2694 | 302 |  | 05/25/2023 | 53 | 202535272 | 05/25/2023
Carrier Corp. - Syracuse | Tempstar | RGV060KR* | Federally-Regulated Consumer Product | Weatherized Non-Condensing Gas | 2694 | 302 |  | 05/25/2023 | 73 | 202535283 | 05/25/2023
Carrier Corp. - Syracuse | Tempstar | RGW048KS* | Federally-Regulated Consumer Product | Weatherized Non-Condensing Gas | 2640 | 312 |  | 05/25/2023 | 53 | 202535295 | 05/25/2023
Carrier Corp. - Syracuse | Tempstar | RGW048KT* | Federally-Regulated Consumer Product | Weatherized Non-Condensing Gas | 2640 | 312 |  | 05/25/2023 | 106 | 202535300 | 05/25/2023
Carrier Corp. - Indianapolis | Tempstar | F96CTN0802120A | Federally-Regulated Consumer Product | Non-Weatherized, Condensing Ga | 2095 | 287 |  | 05/25/2023 | 52507 | 203359335 | 05/25/2023
Carrier Corp. - Indianapolis | Tempstar | N95ESN1002120A | Federally-Regulated Consumer Product | Non-Weatherized, Condensing Ga | 2102 | 287 |  | 05/25/2023 | 99999 | 203360496 | 05/25/2023
Carrier Corp. - Indianapolis | Tempstar | N96VSN0802120A*D | Federally-Regulated Consumer Product | Non-Weatherized, Condensing Ga | 2231 | 293 |  | 05/25/2023 | 79961 | 205822219 | 05/25/2023
Carrier Corp. - Indianapolis | Tempstar | N80ESL0901714A* | Federally-Regulated Consumer Product | Non-Weatherized, Non-Condensin | 1238 | 236 |  | 05/25/2023 | 88097 | 203360329 | 05/25/2023
Carrier Corp. - Indianapolis | Tempstar | N95ESN0801716A* | Federally-Regulated Consumer Product | Mobile Home Non-Weatherized, C | 1771 | 273 |  | 05/25/2023 | 80331 | 203360722 | 05/25/2023
Carrier Corp. - Indianapolis | Tempstar | N80MSN0902120A | Federally-Regulated Consumer Product | Non-Weatherized, Non-Condensin | 2438 | 289 |  | 05/25/2023 | 88368 | 211780009 | 05/25/2023
Carrier Corp. - Indianapolis | Tempstar | PGD424060K**2G* | Federally-Regulated Consumer Product | Weatherized Non-Condensing Gas | 1329 | 257 |  | 05/25/2023 | 60245 | 205822975 | 05/25/2023
Carrier Corp. - Indianapolis | Tempstar | N95ESN0261410A*D | Federally-Regulated Consumer Product | Non-Weatherized, Condensing Ga | 890 | 234 |  | 05/25/2023 | 26050 | 203360502 | 05/25/2023
Carrier Corp. - Indianapolis | Tempstar | N80ESL0701712A* | Federally-Regulated Consumer Product | Non-Weatherized, Non-Condensin | 1051 | 228 |  | 05/25/2023 | 65904 | 203360325 | 05/25/2023
Carrier Corp. - Indianapolis | Tempstar | F80VTL0902120A* | Federally-Regulated Consumer Product | Non-Weatherized, Non-Condensin | 2025 | 271 |  | 05/25/2023 | 57947 | 207207197 | 05/25/2023
Carrier Corp. - Indianapolis | Tempstar | N80MSN1352420A | Federally-Regulated Consumer Product | Non-Weatherized, Non-Condensin | 1907 | 266 |  | 05/25/2023 | 131914 | 211780013 | 05/25/2023
Carrier Corp. - Indianapolis | Tempstar | N80MSN0902420A | Federally-Regulated Consumer Product | Non-Weatherized, Non-Condensin | 2131 | 276 |  | 05/25/2023 | 87422 | 211780010 | 05/25/2023
Carrier Corp. - Indianapolis | Tempstar | N95ESN0401712A* | Federally-Regulated Consumer Product | Mobile Home Non-Weatherized, C | 998 | 239 |  | 05/25/2023 | 40139 | 203360720 | 05/25/2023
Carrier Corp. - Indianapolis | Tempstar | N92ESN0401410A | Federally-Regulated Consumer Product | Non-Weatherized, Condensing Ga | 981 | 238 |  | 05/25/2023 | 40102 | 203359642 | 05/25/2023
Carrier Corp. - Indianapolis | Tempstar | N92ESN1202420A* | Federally-Regulated Consumer Product | Mobile Home Non-Weatherized, C | 1904 | 279 |  | 05/25/2023 | 119302 | 203359904 | 05/25/2023
Carrier Corp. - Indianapolis | Tempstar | F80VTL0451412A* | Federally-Regulated Consumer Product | Non-Weatherized, Non-Condensin | 1205 | 235 |  | 05/25/2023 | 28909 | 207207193 | 05/25/2023
Carrier Corp. - Indianapolis | Tempstar | N95ESN1202422A**D | Federally-Regulated Consumer Product | Mobile Home Non-Weatherized, C | 2161 | 290 |  | 05/25/2023 | 119834 | 203360731 | 05/25/2023
Carrier Corp. - Indianapolis | Tempstar | F80VTL1102122A* | Federally-Regulated Consumer Product | Non-Weatherized, Non-Condensin | 2435 | 289 |  | 05/25/2023 | 72702 | 207207199 | 05/25/2023
Carrier Corp. - Indianapolis | Tempstar | N95ESN1002120A* | Federally-Regulated Consumer Product | Mobile Home Non-Weatherized, C | 2102 | 287 |  | 05/25/2023 | 99999 | 203360724 | 05/25/2023
Carrier Corp. - Indianapolis | Tempstar | F95CSU0601716A | Federally-Regulated Consumer Product | Non-Weatherized, Condensing Ga | 1413 | 247 |  | 05/25/2023 | 59505 | 206237481 | 05/25/2023
Carrier Corp. - Indianapolis | Tempstar | N80MSN1102420A | Federally-Regulated Consumer Product | Non-Weatherized, Non-Condensin | 2053 | 272 |  | 05/25/2023 | 110206 | 211780012 | 05/25/2023
Carrier Corp. - Indianapolis | Tempstar | N95ESN1202422A* | Federally-Regulated Consumer Product | Mobile Home Non-Weatherized, C | 2161 | 290 |  | 05/25/2023 | 119834 | 203360725 | 05/25/2023
Carrier Corp. - Indianapolis | Tempstar | F80CSU0401712A | Federally-Regulated Consumer Product | Non-Weatherized, Non-Condensin | 1552 | 250 |  | 05/25/2023 | 39730 | 204631599 | 05/25/2023
Carrier Corp. - Indianapolis | Tempstar | N80MSN0702116A | Federally-Regulated Consumer Product | Non-Weatherized, Non-Condensin | 1949 | 268 |  | 05/25/2023 | 66143 | 211780006 | 05/25/2023
Carrier Corp. - Indianapolis | Tempstar | N80ESL0451712A* | Federally-Regulated Consumer Product | Non-Weatherized, Non-Condensin | 1206 | 235 |  | 05/25/2023 | 44058 | 203360321 | 05/25/2023
Carrier Corp. - Indianapolis | Tempstar | N92ESN0801716A* | Federally-Regulated Consumer Product | Mobile Home Non-Weatherized, C | 1390 | 256 |  | 05/25/2023 | 79599 | 203359805 | 05/25/2023
Carrier Corp. - Indianapolis | Tempstar | N95ESN0601714A**D | Federally-Regulated Consumer Product | Mobile Home Non-Weatherized, C | 1346 | 254 |  | 05/25/2023 | 60102 | 203360727 | 05/25/2023
Carrier Corp. - Indianapolis | Tempstar | F96CTN1002122A*D | Federally-Regulated Consumer Product | Non-Weatherized, Condensing Ga | 2251 | 294 |  | 05/25/2023 | 64767 | 203359341 | 05/25/2023
Carrier Corp. - Indianapolis | Tempstar | F96CTN0601714A*D | Federally-Regulated Consumer Product | Non-Weatherized, Condensing Ga | 1364 | 255 |  | 05/25/2023 | 38749 | 203359338 | 05/25/2023
Carrier Corp. - Indianapolis | Tempstar | F96VTN0601714A | Federally-Regulated Consumer Product | Non-Weatherized, Condensing Ga | 1459 | 259 |  | 05/25/2023 | 39051 | 203359198 | 05/25/2023
Carrier Corp. - Indianapolis | Tempstar | N95ESN0261410A | Federally-Regulated Consumer Product | Non-Weatherized, Condensing Ga | 890 | 234 |  | 05/25/2023 | 26050 | 203360486 | 05/25/2023
Carrier Corp. - Indianapolis | Tempstar | F96CTN0601714A | Federally-Regulated Consumer Product | Non-Weatherized, Condensing Ga | 1364 | 255 |  | 05/25/2023 | 38749 | 203359333 | 05/25/2023
Carrier Corp. - Indianapolis | Tempstar | F80CTL1352422A | Federally-Regulated Consumer Product | Non-Weatherized, Non-Condensin | 2422 | 287 |  | 05/25/2023 | 87787 | 203358881 | 05/25/2023
Carrier Corp. - Indianapolis | Tempstar | F96VTN0401712A | Federally-Regulated Consumer Product | Non-Weatherized, Condensing Ga | 1075 | 242 |  | 05/25/2023 | 25768 | 203359197 | 05/25/2023
Carrier Corp. - Indianapolis | Tempstar | F95CSU1002122A | Federally-Regulated Consumer Product | Non-Weatherized, Condensing Ga | 2271 | 273 |  | 05/25/2023 | 99648 | 206349950 | 05/25/2023
Carrier Corp. - Indianapolis | Tempstar | N80MSN0701712A | Federally-Regulated Consumer Product | Non-Weatherized, Non-Condensin | 1209 | 235 |  | 05/25/2023 | 65992 | 211780005 | 05/25/2023
Carrier Corp. - Indianapolis | Tempstar | F80VTL0701716A | Federally-Regulated Consumer Product | Non-Weatherized, Non-Condensin | 1813 | 262 |  | 05/25/2023 | 43434 | 207207194 | 05/25/2023
Carrier Corp. - Indianapolis | Tempstar | F96VTN0601714A*D | Federally-Regulated Consumer Product | Non-Weatherized, Condensing Ga | 1459 | 259 |  | 05/25/2023 | 39051 | 203359204 | 05/25/2023
Carrier Corp. - Indianapolis | Tempstar | F80VTL0451412A | Federally-Regulated Consumer Product | Non-Weatherized, Non-Condensin | 1205 | 235 |  | 05/25/2023 | 28909 | 207207192 | 05/25/2023
Carrier Corp. - Indianapolis | Tempstar | N95ESN0601714A* | Federally-Regulated Consumer Product | Mobile Home Non-Weatherized, C | 1346 | 254 |  | 05/25/2023 | 60102 | 203360721 | 05/25/2023
Carrier Corp. - Indianapolis | Tempstar | N80ESL0902420A | Federally-Regulated Consumer Product | Non-Weatherized, Non-Condensin | 1987 | 269 |  | 05/25/2023 | 88320 | 203360104 | 05/25/2023
Carrier Corp. - Indianapolis | Tempstar | F96VTN0801716A*D | Federally-Regulated Consumer Product | Non-Weatherized, Condensing Ga | 1686 | 269 |  | 05/25/2023 | 51540 | 203359205 | 05/25/2023
Carrier Corp. - Indianapolis | Tempstar | PGD430060K**2H* | Federally-Regulated Consumer Product | Weatherized Non-Condensing Gas | 1265 | 254 |  | 05/25/2023 | 60262 | 205822976 | 05/25/2023
Carrier Corp. - Indianapolis | Tempstar | F96CTN0801714A | Federally-Regulated Consumer Product | Non-Weatherized, Condensing Ga | 1364 | 255 |  | 05/25/2023 | 52072 | 203359334 | 05/25/2023
Carrier Corp. - Indianapolis | Tempstar | N96VSN0601412A*D | Federally-Regulated Consumer Product | Non-Weatherized, Condensing Ga | 1224 | 248 |  | 05/25/2023 | 59736 | 205822153 | 05/25/2023
Carrier Corp. - Indianapolis | Tempstar | N80ESN0902420A | Federally-Regulated Consumer Product | Non-Weatherized, Non-Condensin | 1987 | 269 |  | 05/25/2023 | 88320 | 203359869 | 05/25/2023
Carrier Corp. - Indianapolis | Tempstar | N80MSN0902116A | Federally-Regulated Consumer Product | Non-Weatherized, Non-Condensin | 1569 | 251 |  | 05/25/2023 | 87754 | 211780008 | 05/25/2023
Nordyne, LLC | Miller | FG7TN-060D-V24BP | Federally-Regulated Consumer Product | Non-Weatherized, Condensing Ga | 1405 | 257 |  | 12/01/2021 | 38964 | 207456198 | 05/25/2023
Nordyne, LLC | Miller | R8GE-048K100U1 | Federally-Regulated Consumer Product | Weatherized Non-Condensing Gas | 1913 | 275 |  | 09/08/2021 | 100561 | 207338310 | 05/25/2023
Nordyne, LLC | Miller | MG1E-056F1A*M2 | Federally-Regulated Consumer Product | Mobile Home Non-Weatherized, N | 1404 | 322 |  | 11/24/2021 | 55389 | 207629127 | 05/25/2023
Nordyne, LLC | Miller | R104GD-042K096C | Federally-Regulated Consumer Product | Weatherized Non-Condensing Gas | 1540 | 267 |  | 08/02/2022 | 97780 | 209333998 | 05/25/2023
Nordyne, LLC | Miller | R104GD-030K045C | Federally-Regulated Consumer Product | Weatherized Non-Condensing Gas | 1024 | 244 |  | 08/02/2022 | 45216 | 209333991 | 05/25/2023
Nordyne, LLC | Miller | R8GE-024K072C1 | Federally-Regulated Consumer Product | Weatherized Non-Condensing Gas | 1280 | 255 |  | 12/01/2021 | 71272 | 204040774 | 05/25/2023
Nordyne, LLC | Miller | R104GD-036K072C | Federally-Regulated Consumer Product | Weatherized Non-Condensing Gas | 1032 | 244 |  | 08/02/2022 | 72437 | 209333994 | 05/25/2023
Nordyne, LLC | Miller | FG7TA-080C-V24B1 | Federally-Regulated Consumer Product | Non-Weatherized, Non-Condensin | 1277 | 238 |  | 02/09/2022 | 52213 | 204037035 | 05/25/2023
Nordyne, LLC | Miller | R104GD-042K100U | Federally-Regulated Consumer Product | Weatherized Non-Condensing Gas | 1913 | 275 |  | 08/18/2022 | 100561 | 209550372 | 05/25/2023
Nordyne, LLC | Miller | R104GD-030K072C | Federally-Regulated Consumer Product | Weatherized Non-Condensing Gas | 1280 | 255 |  | 08/02/2022 | 71272 | 209333993 | 05/25/2023
Nordyne, LLC | Miller | R8GE-X60K100U1 | Federally-Regulated Consumer Product | Weatherized Non-Condensing Gas | 2041 | 289 |  | 09/08/2021 | 101000 | 207338311 | 05/25/2023
Nordyne, LLC | Miller | MG2S-072F2ABM* | Federally-Regulated Consumer Product | Mobile Home Non-Weatherized, C | 1565 | 350 |  | 12/01/2021 | 46903 | 203049615 | 05/25/2023
Nordyne, LLC | Miller | KG7TE-100D-E35CP | Federally-Regulated Consumer Product | Non-Weatherized, Condensing Ga | 1783 | 273 |  | 12/01/2021 | 64758 | 207456147 | 05/25/2023
Nordyne, LLC | Miller | R104GD-036K070U | Federally-Regulated Consumer Product | Weatherized Non-Condensing Gas | 1655 | 264 |  | 08/18/2022 | 69854 | 209550371 | 05/25/2023
Nordyne, LLC | Miller | R104GD-036K096C | Federally-Regulated Consumer Product | Weatherized Non-Condensing Gas | 1725 | 275 |  | 08/02/2022 | 97452 | 209333995 | 05/25/2023
Nordyne, LLC | Miller | MG2S-045F2ABM* | Federally-Regulated Consumer Product | Mobile Home Non-Weatherized, C | 1603 | 352 |  | 12/01/2021 | 29516 | 203049588 | 05/25/2023
Nordyne, LLC | Miller | R8GE-030K072C1 | Federally-Regulated Consumer Product | Weatherized Non-Condensing Gas | 1280 | 255 |  | 12/01/2021 | 71272 | 204040786 | 05/25/2023
Nordyne, LLC | Miller | FG7TA-080C-V24BP | Federally-Regulated Consumer Product | Non-Weatherized, Non-Condensin | 1277 | 238 |  | 12/01/2021 | 52213 | 207455925 | 05/25/2023
Nordyne, LLC | Miller | KG7TN-100D-E35CP | Federally-Regulated Consumer Product | Non-Weatherized, Condensing Ga | 1711 | 270 |  | 12/01/2021 | 65214 | 207456163 | 05/25/2023
Nordyne, LLC | Miller | R104GD-042K072C | Federally-Regulated Consumer Product | Weatherized Non-Condensing Gas | 1950 | 285 |  | 08/02/2022 | 72195 | 209333997 | 05/25/2023
Nordyne, LLC | Miller | FG7TC-100D-V35CP | Federally-Regulated Consumer Product | Non-Weatherized, Condensing Ga | 1826 | 275 |  | 04/18/2023 | 64473 | 207456134 | 05/25/2023
Nordyne, LLC | Miller | MG1E-077F1A*M1 | Federally-Regulated Consumer Product | Mobile Home Non-Weatherized, N | 1253 | 237 |  | 02/09/2022 | 77346 | 204112436 | 05/25/2023
Nordyne, LLC | Miller | KG7TE-080D-E35CP | Federally-Regulated Consumer Product | Non-Weatherized, Condensing Ga | 1764 | 273 |  | 12/01/2021 | 52933 | 207456186 | 05/25/2023
Nordyne, LLC | Miller | KG7TE-060D-E24BP | Federally-Regulated Consumer Product | Non-Weatherized, Condensing Ga | 1315 | 252 |  | 10/25/2022 | 38212 | 207456239 | 05/25/2023
Nordyne, LLC | Miller | KG7TN-115D-E45DP | Federally-Regulated Consumer Product | Non-Weatherized, Condensing Ga | 2198 | 292 |  | 12/01/2021 | 75317 | 207456168 | 05/25/2023
Nordyne, LLC | Miller | R8GE-036K070U1 | Federally-Regulated Consumer Product | Weatherized Non-Condensing Gas | 1655 | 264 |  | 09/08/2021 | 69854 | 207338308 | 05/25/2023
Nordyne, LLC | Miller | MG3S-080T2*ACP | Federally-Regulated Consumer Product | Non-Weatherized, Condensing Ga | 1785 | 274 |  | 12/01/2021 | 52907 | 207456091 | 05/25/2023
Nordyne, LLC | Miller | R8GE-024K055U1 | Federally-Regulated Consumer Product | Weatherized Non-Condensing Gas | 1304 | 240 |  | 09/08/2021 | 55721 | 207338306 | 05/25/2023
Nordyne, LLC | Miller | MG1E-070F1A*M2 | Federally-Regulated Consumer Product | Mobile Home Non-Weatherized, N | 1431 | 324 |  | 11/24/2021 | 70411 | 207629119 | 05/25/2023
Nordyne, LLC | Miller | FG7TN-080D-V35CP | Federally-Regulated Consumer Product | Non-Weatherized, Condensing Ga | 1785 | 274 |  | 12/01/2021 | 52907 | 207456157 | 05/25/2023
Nordyne, LLC | Miller | MG2S-072T2ABM* | Federally-Regulated Consumer Product | Mobile Home Non-Weatherized, C | 1701 | 359 |  | 12/01/2021 | 46718 | 203049621 | 05/25/2023
Nordyne, LLC | Miller | MG2S-060F2ABM* | Federally-Regulated Consumer Product | Mobile Home Non-Weatherized, C | 1292 | 330 |  | 12/01/2021 | 39969 | 203049600 | 05/25/2023
Nordyne, LLC | Miller | MG1E-090F1A*M2 | Federally-Regulated Consumer Product | Mobile Home Non-Weatherized, N | 1474 | 247 |  | 11/24/2021 | 85906 | 207629132 | 05/25/2023
Nordyne, LLC | Miller | MG2S-060T2ABM* | Federally-Regulated Consumer Product | Mobile Home Non-Weatherized, C | 1442 | 341 | 342.382 | 10/04/2019 |  |  | 05/25/2023
Nordyne, LLC | Miller | R104GD-X60K096C | Federally-Regulated Consumer Product | Weatherized Non-Condensing Gas | 2066 | 290 |  | 08/02/2022 | 94398 | 209334002 | 05/25/2023
Nordyne, LLC | Miller | R104GD-024K045C | Federally-Regulated Consumer Product | Weatherized Non-Condensing Gas | 1024 | 244 |  | 08/02/2022 | 45216 | 209333989 | 05/25/2023
Nordyne, LLC | Miller | FG7TN-115D-V45CP | Federally-Regulated Consumer Product | Non-Weatherized, Condensing Ga | 1798 | 274 |  | 12/01/2021 | 74070 | 207456173 | 05/25/2023
Nordyne, LLC | Miller | R104GD-024K055U | Federally-Regulated Consumer Product | Weatherized Non-Condensing Gas | 1304 | 240 |  | 08/18/2022 | 55721 | 209550369 | 05/25/2023
Nordyne, LLC | Miller | R104GD-024K072C | Federally-Regulated Consumer Product | Weatherized Non-Condensing Gas | 1280 | 255 |  | 08/02/2022 | 71272 | 209333990 | 05/25/2023
Nordyne, LLC | Miller | R104GD-X60K100U | Federally-Regulated Consumer Product | Weatherized Non-Condensing Gas | 2041 | 289 |  | 08/18/2022 | 101000 | 209550374 | 05/25/2023
Nordyne, LLC | Miller | MG3S-080T2AACP | Federally-Regulated Consumer Product | Mobile Home Non-Weatherized, C | 1835 | 370 |  | 12/01/2021 | 51517 | 207456087 | 05/25/2023
Nordyne, LLC | Miller | MG1E-077F1A*M2 | Federally-Regulated Consumer Product | Mobile Home Non-Weatherized, N | 1253 | 237 |  | 11/24/2021 | 77346 | 207629123 | 05/25/2023
Nordyne, LLC | Miller | R8GE-042K100U1 | Federally-Regulated Consumer Product | Weatherized Non-Condensing Gas | 1913 | 275 |  | 09/08/2021 | 100561 | 207338309 | 05/25/2023
Nordyne, LLC | Miller | R8GE-030K070U1 | Federally-Regulated Consumer Product | Weatherized Non-Condensing Gas | 1655 | 264 |  | 09/08/2021 | 69854 | 207338307 | 05/25/2023
Nordyne, LLC | Miller | R8GE-X60K096C1 | Federally-Regulated Consumer Product | Weatherized Non-Condensing Gas | 2028 | 288 |  | 12/01/2021 | 94398 | 204093440 | 05/25/2023
Nordyne, LLC | Miller | KG7TN-060D-E24BP | Federally-Regulated Consumer Product | Non-Weatherized, Condensing Ga | 1304 | 252 |  | 12/01/2021 | 39517 | 207456194 | 05/25/2023
Nordyne, LLC | Miller | MG2S-045T2ABM* | Federally-Regulated Consumer Product | Mobile Home Non-Weatherized, C | 1603 | 352 |  | 12/01/2021 | 29096 | 203049595 | 05/25/2023
Nordyne, LLC | Miller | FG7TC-060D-V24BP | Federally-Regulated Consumer Product | Non-Weatherized, Condensing Ga | 1339 | 254 |  | 04/18/2023 | 38422 | 207456114 | 05/25/2023
Nordyne, LLC | Miller | FG7TC-080D-V35CP | Federally-Regulated Consumer Product | Non-Weatherized, Condensing Ga | 1873 | 277 |  | 04/18/2023 | 50261 | 207456124 | 05/25/2023
Nordyne, LLC | Miller | R104GD-048K100U | Federally-Regulated Consumer Product | Weatherized Non-Condensing Gas | 2128 | 293 |  | 08/18/2022 | 100965 | 209550373 | 05/25/2023
Nordyne, LLC | Miller | R8GE-036K072C1 | Federally-Regulated Consumer Product | Weatherized Non-Condensing Gas | 1349 | 258 |  | 12/01/2021 | 72437 | 204093431 | 05/25/2023
Nordyne, LLC | Miller | R8GE-X60K120C1 | Federally-Regulated Consumer Product | Weatherized Non-Condensing Gas | 2073 | 290 |  | 12/01/2021 | 119379 | 204040798 | 05/25/2023
Nordyne, LLC | Miller | R104GD-048K096C | Federally-Regulated Consumer Product | Weatherized Non-Condensing Gas | 1818 | 279 |  | 08/02/2022 | 95561 | 209334000 | 05/25/2023
Nordyne, LLC | Miller | R104GD-030K070U | Federally-Regulated Consumer Product | Weatherized Non-Condensing Gas | 1655 | 264 |  | 08/18/2022 | 69854 | 209550370 | 05/25/2023
Nordyne, LLC | Miller | R104GD-048K120C | Federally-Regulated Consumer Product | Weatherized Non-Condensing Gas | 1526 | 266 |  | 08/02/2022 | 121831 | 209334001 | 05/25/2023
Nordyne, LLC | Miller | KG7TN-080D-E35CP | Federally-Regulated Consumer Product | Non-Weatherized, Condensing Ga | 1718 | 271 |  | 12/01/2021 | 52461 | 207456152 | 05/25/2023
Nordyne, LLC | Miller | MG3S-080T2AAC1 | Federally-Regulated Consumer Product | Mobile Home Non-Weatherized, C | 1835 | 370 |  | 12/01/2021 | 51517 | 205962953 | 05/25/2023
Nordyne, LLC | Miller | R104GD-X60K120C | Federally-Regulated Consumer Product | Weatherized Non-Condensing Gas | 2073 | 290 |  | 08/02/2022 | 119379 | 209334003 | 05/25/2023
Nordyne, LLC | Miller | FG7TN-060D-V24BP | Federally-Regulated Consumer Product | Non-Weatherized, Condensing Ga | 1405 | 257 |  | 05/25/2023 | 38964 | 207456198 | 05/25/2023
Nordyne, LLC | Miller | R8GE-048K100U1 | Federally-Regulated Consumer Product | Weatherized Non-Condensing Gas | 1913 | 275 |  | 05/25/2023 | 100561 | 207338310 | 05/25/2023
Nordyne, LLC | Miller | MG1E-056F1A*M2 | Federally-Regulated Consumer Product | Mobile Home Non-Weatherized, N | 1404 | 322 |  | 05/25/2023 | 55389 | 207629127 | 05/25/2023
Nordyne, LLC | Miller | R104GD-042K096C | Federally-Regulated Consumer Product | Weatherized Non-Condensing Gas | 1540 | 267 |  | 05/25/2023 | 97780 | 209333998 | 05/25/2023
Nordyne, LLC | Miller | R104GD-030K045C | Federally-Regulated Consumer Product | Weatherized Non-Condensing Gas | 1024 | 244 |  | 05/25/2023 | 45216 | 209333991 | 05/25/2023
Nordyne, LLC | Miller | R8GE-024K072C1 | Federally-Regulated Consumer Product | Weatherized Non-Condensing Gas | 1280 | 255 |  | 05/25/2023 | 71272 | 204040774 | 05/25/2023
Nordyne, LLC | Miller | R104GD-036K072C | Federally-Regulated Consumer Product | Weatherized Non-Condensing Gas | 1032 | 244 |  | 05/25/2023 | 72437 | 209333994 | 05/25/2023
Nordyne, LLC | Miller | FG7TA-080C-V24B1 | Federally-Regulated Consumer Product | Non-Weatherized, Non-Condensin | 1277 | 238 |  | 05/25/2023 | 52213 | 204037035 | 05/25/2023
Nordyne, LLC | Miller | R104GD-042K100U | Federally-Regulated Consumer Product | Weatherized Non-Condensing Gas | 1913 | 275 |  | 05/25/2023 | 100561 | 209550372 | 05/25/2023
Nordyne, LLC | Miller | R104GD-030K072C | Federally-Regulated Consumer Product | Weatherized Non-Condensing Gas | 1280 | 255 |  | 05/25/2023 | 71272 | 209333993 | 05/25/2023
Nordyne, LLC | Miller | R8GE-X60K100U1 | Federally-Regulated Consumer Product | Weatherized Non-Condensing Gas | 2041 | 289 |  | 05/25/2023 | 101000 | 207338311 | 05/25/2023
Nordyne, LLC | Miller | MG2S-072F2ABM* | Federally-Regulated Consumer Product | Mobile Home Non-Weatherized, C | 1565 | 350 |  | 05/25/2023 | 46903 | 203049615 | 05/25/2023
Nordyne, LLC | Miller | KG7TE-100D-E35CP | Federally-Regulated Consumer Product | Non-Weatherized, Condensing Ga | 1783 | 273 |  | 05/25/2023 | 64758 | 207456147 | 05/25/2023
Nordyne, LLC | Miller | R104GD-036K070U | Federally-Regulated Consumer Product | Weatherized Non-Condensing Gas | 1655 | 264 |  | 05/25/2023 | 69854 | 209550371 | 05/25/2023
Nordyne, LLC | Miller | R104GD-036K096C | Federally-Regulated Consumer Product | Weatherized Non-Condensing Gas | 1725 | 275 |  | 05/25/2023 | 97452 | 209333995 | 05/25/2023
Nordyne, LLC | Miller | MG2S-045F2ABM* | Federally-Regulated Consumer Product | Mobile Home Non-Weatherized, C | 1603 | 352 |  | 05/25/2023 | 29516 | 203049588 | 05/25/2023
Nordyne, LLC | Miller | R8GE-030K072C1 | Federally-Regulated Consumer Product | Weatherized Non-Condensing Gas | 1280 | 255 |  | 05/25/2023 | 71272 | 204040786 | 05/25/2023
Nordyne, LLC | Miller | FG7TA-080C-V24BP | Federally-Regulated Consumer Product | Non-Weatherized, Non-Condensin | 1277 | 238 |  | 05/25/2023 | 52213 | 207455925 | 05/25/2023
Nordyne, LLC | Miller | KG7TN-100D-E35CP | Federally-Regulated Consumer Product | Non-Weatherized, Condensing Ga | 1711 | 270 |  | 05/25/2023 | 65214 | 207456163 | 05/25/2023
Nordyne, LLC | Miller | R104GD-042K072C | Federally-Regulated Consumer Product | Weatherized Non-Condensing Gas | 1950 | 285 |  | 05/25/2023 | 72195 | 209333997 | 05/25/2023
Nordyne, LLC | Miller | FG7TC-100D-V35CP | Federally-Regulated Consumer Product | Non-Weatherized, Condensing Ga | 1826 | 275 |  | 05/25/2023 | 64473 | 207456134 | 05/25/2023
Nordyne, LLC | Miller | MG1E-077F1A*M1 | Federally-Regulated Consumer Product | Mobile Home Non-Weatherized, N | 1253 | 237 |  | 05/25/2023 | 77346 | 204112436 | 05/25/2023
Nordyne, LLC | Miller | KG7TE-080D-E35CP | Federally-Regulated Consumer Product | Non-Weatherized, Condensing Ga | 1764 | 273 |  | 05/25/2023 | 52933 | 207456186 | 05/25/2023
Nordyne, LLC | Miller | KG7TE-060D-E24BP | Federally-Regulated Consumer Product | Non-Weatherized, Condensing Ga | 1315 | 252 |  | 05/25/2023 | 38212 | 207456239 | 05/25/2023
Nordyne, LLC | Miller | KG7TN-115D-E45DP | Federally-Regulated Consumer Product | Non-Weatherized, Condensing Ga | 2198 | 292 |  | 05/25/2023 | 75317 | 207456168 | 05/25/2023
Nordyne, LLC | Miller | R8GE-036K070U1 | Federally-Regulated Consumer Product | Weatherized Non-Condensing Gas | 1655 | 264 |  | 05/25/2023 | 69854 | 207338308 | 05/25/2023
Nordyne, LLC | Miller | MG3S-080T2*ACP | Federally-Regulated Consumer Product | Non-Weatherized, Condensing Ga | 1785 | 274 |  | 05/25/2023 | 52907 | 207456091 | 05/25/2023
Nordyne, LLC | Miller | R8GE-024K055U1 | Federally-Regulated Consumer Product | Weatherized Non-Condensing Gas | 1304 | 240 |  | 05/25/2023 | 55721 | 207338306 | 05/25/2023
Nordyne, LLC | Miller | MG1E-070F1A*M2 | Federally-Regulated Consumer Product | Mobile Home Non-Weatherized, N | 1431 | 324 |  | 05/25/2023 | 70411 | 207629119 | 05/25/2023
Nordyne, LLC | Miller | FG7TN-080D-V35CP | Federally-Regulated Consumer Product | Non-Weatherized, Condensing Ga | 1785 | 274 |  | 05/25/2023 | 52907 | 207456157 | 05/25/2023
Nordyne, LLC | Miller | MG2S-072T2ABM* | Federally-Regulated Consumer Product | Mobile Home Non-Weatherized, C | 1701 | 359 |  | 05/25/2023 | 46718 | 203049621 | 05/25/2023
Nordyne, LLC | Miller | MG2S-060F2ABM* | Federally-Regulated Consumer Product | Mobile Home Non-Weatherized, C | 1292 | 330 |  | 05/25/2023 | 39969 | 203049600 | 05/25/2023
Nordyne, LLC | Miller | MG1E-090F1A*M2 | Federally-Regulated Consumer Product | Mobile Home Non-Weatherized, N | 1474 | 247 |  | 05/25/2023 | 85906 | 207629132 | 05/25/2023
Nordyne, LLC | Miller | MG2S-060T2ABM* | Federally-Regulated Consumer Product | Mobile Home Non-Weatherized, C | 1442 | 341 |  | 05/25/2023 | 39606 | 203049606 | 05/25/2023
Nordyne, LLC | Miller | R104GD-X60K096C | Federally-Regulated Consumer Product | Weatherized Non-Condensing Gas | 2066 | 290 |  | 05/25/2023 | 94398 | 209334002 | 05/25/2023
Nordyne, LLC | Miller | R104GD-024K045C | Federally-Regulated Consumer Product | Weatherized Non-Condensing Gas | 1024 | 244 |  | 05/25/2023 | 45216 | 209333989 | 05/25/2023
Nordyne, LLC | Miller | FG7TN-115D-V45CP | Federally-Regulated Consumer Product | Non-Weatherized, Condensing Ga | 1798 | 274 |  | 05/25/2023 | 74070 | 207456173 | 05/25/2023
Nordyne, LLC | Miller | R104GD-024K055U | Federally-Regulated Consumer Product | Weatherized Non-Condensing Gas | 1304 | 240 |  | 05/25/2023 | 55721 | 209550369 | 05/25/2023
Nordyne, LLC | Miller | R104GD-024K072C | Federally-Regulated Consumer Product | Weatherized Non-Condensing Gas | 1280 | 255 |  | 05/25/2023 | 71272 | 209333990 | 05/25/2023
Nordyne, LLC | Miller | R104GD-X60K100U | Federally-Regulated Consumer Product | Weatherized Non-Condensing Gas | 2041 | 289 |  | 05/25/2023 | 101000 | 209550374 | 05/25/2023
Nordyne, LLC | Miller | MG3S-080T2AACP | Federally-Regulated Consumer Product | Mobile Home Non-Weatherized, C | 1835 | 370 |  | 05/25/2023 | 51517 | 207456087 | 05/25/2023
Nordyne, LLC | Miller | MG1E-077F1A*M2 | Federally-Regulated Consumer Product | Mobile Home Non-Weatherized, N | 1253 | 237 |  | 05/25/2023 | 77346 | 207629123 | 05/25/2023
Nordyne, LLC | Miller | R8GE-042K100U1 | Federally-Regulated Consumer Product | Weatherized Non-Condensing Gas | 1913 | 275 |  | 05/25/2023 | 100561 | 207338309 | 05/25/2023
Nordyne, LLC | Miller | R8GE-030K070U1 | Federally-Regulated Consumer Product | Weatherized Non-Condensing Gas | 1655 | 264 |  | 05/25/2023 | 69854 | 207338307 | 05/25/2023
Nordyne, LLC | Miller | R8GE-X60K096C1 | Federally-Regulated Consumer Product | Weatherized Non-Condensing Gas | 2028 | 288 |  | 05/25/2023 | 94398 | 204093440 | 05/25/2023
Nordyne, LLC | Miller | KG7TN-060D-E24BP | Federally-Regulated Consumer Product | Non-Weatherized, Condensing Ga | 1304 | 252 |  | 05/25/2023 | 39517 | 207456194 | 05/25/2023
Nordyne, LLC | Miller | MG2S-045T2ABM* | Federally-Regulated Consumer Product | Mobile Home Non-Weatherized, C | 1603 | 352 |  | 05/25/2023 | 29096 | 203049595 | 05/25/2023
Nordyne, LLC | Miller | FG7TC-060D-V24BP | Federally-Regulated Consumer Product | Non-Weatherized, Condensing Ga | 1339 | 254 |  | 05/25/2023 | 38422 | 207456114 | 05/25/2023
Nordyne, LLC | Miller | FG7TC-080D-V35CP | Federally-Regulated Consumer Product | Non-Weatherized, Condensing Ga | 1873 | 277 |  | 05/25/2023 | 50261 | 207456124 | 05/25/2023
Nordyne, LLC | Miller | R104GD-048K100U | Federally-Regulated Consumer Product | Weatherized Non-Condensing Gas | 2128 | 293 |  | 05/25/2023 | 100965 | 209550373 | 05/25/2023
Nordyne, LLC | Miller | R8GE-036K072C1 | Federally-Regulated Consumer Product | Weatherized Non-Condensing Gas | 1349 | 258 |  | 05/25/2023 | 72437 | 204093431 | 05/25/2023
Nordyne, LLC | Miller | R8GE-X60K120C1 | Federally-Regulated Consumer Product | Weatherized Non-Condensing Gas | 2073 | 290 |  | 05/25/2023 | 119379 | 204040798 | 05/25/2023
Nordyne, LLC | Miller | R104GD-048K096C | Federally-Regulated Consumer Product | Weatherized Non-Condensing Gas | 1818 | 279 |  | 05/25/2023 | 95561 | 209334000 | 05/25/2023
Nordyne, LLC | Miller | R104GD-030K070U | Federally-Regulated Consumer Product | Weatherized Non-Condensing Gas | 1655 | 264 |  | 05/25/2023 | 69854 | 209550370 | 05/25/2023
Nordyne, LLC | Miller | R104GD-048K120C | Federally-Regulated Consumer Product | Weatherized Non-Condensing Gas | 1526 | 266 |  | 05/25/2023 | 121831 | 209334001 | 05/25/2023
Nordyne, LLC | Miller | KG7TN-080D-E35CP | Federally-Regulated Consumer Product | Non-Weatherized, Condensing Ga | 1718 | 271 |  | 05/25/2023 | 52461 | 207456152 | 05/25/2023
Nordyne, LLC | Miller | MG3S-080T2AAC1 | Federally-Regulated Consumer Product | Mobile Home Non-Weatherized, C | 1835 | 370 |  | 05/25/2023 | 51517 | 205962953 | 05/25/2023
Nordyne, LLC | Miller | R104GD-X60K120C | Federally-Regulated Consumer Product | Weatherized Non-Condensing Gas | 2073 | 290 |  | 05/25/2023 | 119379 | 209334003 | 05/25/2023
Nordyne, LLC | REVOLV | MG1E-056F1A*M2 | Federally-Regulated Consumer Product | Mobile Home Non-Weatherized, N | 1404 | 322 |  | 12/01/2021 | 55389 | 207643534 | 05/25/2023
Nordyne, LLC | REVOLV | MG2S-072T2ABM* | Federally-Regulated Consumer Product | Mobile Home Non-Weatherized, C | 1701 | 359 |  | 12/01/2021 | 46718 | 203049803 | 05/25/2023
Nordyne, LLC | REVOLV | MG2S-060F2ABM* | Federally-Regulated Consumer Product | Mobile Home Non-Weatherized, C | 1292 | 330 |  | 12/01/2021 | 39969 | 203049796 | 05/25/2023
Nordyne, LLC | REVOLV | MG2S-045F2ABM* | Federally-Regulated Consumer Product | Mobile Home Non-Weatherized, C | 1603 | 352 |  | 12/01/2021 | 29516 | 203049789 | 05/25/2023
Nordyne, LLC | REVOLV | MG1E-070F1A*M2 | Federally-Regulated Consumer Product | Mobile Home Non-Weatherized, N | 1431 | 324 |  | 12/01/2021 | 70411 | 207643535 | 05/25/2023
Nordyne, LLC | REVOLV | MG1E-077F1A*M1 | Federally-Regulated Consumer Product | Mobile Home Non-Weatherized, N | 1253 | 237 |  | 02/09/2022 | 77346 | 204235988 | 05/25/2023
Nordyne, LLC | REVOLV | MG2S-060T2ABM* | Federally-Regulated Consumer Product | Mobile Home Non-Weatherized, C | 1442 | 341 | 342.382 | 10/04/2019 |  |  | 05/25/2023
Nordyne, LLC | REVOLV | MG2S-072F2ABM* | Federally-Regulated Consumer Product | Mobile Home Non-Weatherized, C | 1565 | 350 |  | 12/01/2021 | 46903 | 203049801 | 05/25/2023
Nordyne, LLC | REVOLV | MG1E-077F1A*M2 | Federally-Regulated Consumer Product | Mobile Home Non-Weatherized, N | 1253 | 237 |  | 12/01/2021 | 77346 | 207643536 | 05/25/2023
Nordyne, LLC | REVOLV | MG1E-090F1A*M2 | Federally-Regulated Consumer Product | Mobile Home Non-Weatherized, N | 1474 | 247 |  | 12/01/2021 | 85906 | 207643537 | 05/25/2023
Nordyne, LLC | REVOLV | MG2S-045T2ABM* | Federally-Regulated Consumer Product | Mobile Home Non-Weatherized, C | 1603 | 352 |  | 12/01/2021 | 29096 | 203049794 | 05/25/2023
Carrier Corp. - Indianapolis | Tempstar | PGD430060K**2K* | Federally-Regulated Consumer Product | Weatherized Non-Condensing Gas | 1188 | 251 |  | 04/11/2023 | 60125 | 212006715 | 05/25/2023
Carrier Corp. - Indianapolis | Tempstar | PGD436060K**0K* | Federally-Regulated Consumer Product | Weatherized Non-Condensing Gas | 1312 | 256 |  | 04/11/2023 | 60638 | 212006678 | 05/25/2023
Carrier Corp. - Indianapolis | Tempstar | PGD436090K**0K* | Federally-Regulated Consumer Product | Weatherized Non-Condensing Gas | 1353 | 258 |  | 04/11/2023 | 89606 | 212006679 | 05/25/2023
Carrier Corp. - Indianapolis | Tempstar | PGD430040K**0K* | Federally-Regulated Consumer Product | Weatherized Non-Condensing Gas | 1119 | 248 |  | 04/11/2023 | 40289 | 212006674 | 05/25/2023
Carrier Corp. - Indianapolis | Tempstar | PGD460115K**0K* | Federally-Regulated Consumer Product | Weatherized Non-Condensing Gas | 2156 | 293 |  | 04/11/2023 | 114957 | 212028294 | 05/25/2023
Carrier Corp. - Indianapolis | Tempstar | PGD442060K**2K* | Federally-Regulated Consumer Product | Weatherized Non-Condensing Gas | 1413 | 261 |  | 04/11/2023 | 59753 | 212006719 | 05/25/2023
Carrier Corp. - Indianapolis | Tempstar | PGD442090K**1K* | Federally-Regulated Consumer Product | Weatherized Non-Condensing Gas | 1434 | 262 |  | 04/11/2023 | 89946 | 212006704 | 05/25/2023
Carrier Corp. - Indianapolis | Tempstar | PGD460130K**1K* | Federally-Regulated Consumer Product | Weatherized Non-Condensing Gas | 2038 | 288 |  | 04/11/2023 | 127500 | 212028302 | 05/25/2023
Carrier Corp. - Indianapolis | Tempstar | PGR524060K**1K* | Federally-Regulated Consumer Product | Weatherized Non-Condensing Gas | 1151 | 249 |  | 05/02/2023 | 39299 | 212409821 | 05/25/2023
Carrier Corp. - Indianapolis | Tempstar | PGR548090K**0K* | Federally-Regulated Consumer Product | Weatherized Non-Condensing Gas | 1763 | 276 |  | 05/02/2023 | 58303 | 212409815 | 05/25/2023
Carrier Corp. - Indianapolis | Tempstar | PGD460090K**2K* | Federally-Regulated Consumer Product | Weatherized Non-Condensing Gas | 2114 | 292 |  | 04/11/2023 | 89429 | 212028303 | 05/25/2023
Carrier Corp. - Indianapolis | Tempstar | PGD448090K**1K* | Federally-Regulated Consumer Product | Weatherized Non-Condensing Gas | 2142 | 293 |  | 04/11/2023 | 89758 | 212006706 | 05/25/2023
Carrier Corp. - Indianapolis | Tempstar | PGR548090K**1K* | Federally-Regulated Consumer Product | Weatherized Non-Condensing Gas | 1763 | 276 |  | 05/02/2023 | 58303 | 212409824 | 05/25/2023
Carrier Corp. - Indianapolis | Tempstar | PGD442060K**1K* | Federally-Regulated Consumer Product | Weatherized Non-Condensing Gas | 1478 | 264 |  | 04/11/2023 | 60485 | 212006702 | 05/25/2023
Carrier Corp. - Indianapolis | Tempstar | PGR536060K**0K* | Federally-Regulated Consumer Product | Weatherized Non-Condensing Gas | 1416 | 261 |  | 05/02/2023 | 39812 | 212409813 | 05/25/2023
Carrier Corp. - Indianapolis | Tempstar | PGD424040K**0K* | Federally-Regulated Consumer Product | Weatherized Non-Condensing Gas | 1004 | 243 |  | 04/11/2023 | 39874 | 212006669 | 05/25/2023
Carrier Corp. - Indianapolis | Tempstar | PGD442090K**0K* | Federally-Regulated Consumer Product | Weatherized Non-Condensing Gas | 1434 | 262 |  | 04/11/2023 | 89946 | 212006682 | 05/25/2023
Carrier Corp. - Indianapolis | Tempstar | PGD442060K**0K* | Federally-Regulated Consumer Product | Weatherized Non-Condensing Gas | 1478 | 264 |  | 04/11/2023 | 60485 | 212006681 | 05/25/2023
Carrier Corp. - Indianapolis | Tempstar | PGD430040K**2K* | Federally-Regulated Consumer Product | Weatherized Non-Condensing Gas | 1121 | 248 |  | 04/11/2023 | 45305 | 212006713 | 05/25/2023
Carrier Corp. - Indianapolis | Tempstar | PGD430060K**1K* | Federally-Regulated Consumer Product | Weatherized Non-Condensing Gas | 1248 | 253 |  | 04/11/2023 | 60151 | 212006695 | 05/25/2023
Carrier Corp. - Indianapolis | Tempstar | PGR536060K**1K* | Federally-Regulated Consumer Product | Weatherized Non-Condensing Gas | 1416 | 261 |  | 05/02/2023 | 39812 | 212409822 | 05/25/2023
Carrier Corp. - Indianapolis | Tempstar | PGD424060K**1K* | Federally-Regulated Consumer Product | Weatherized Non-Condensing Gas | 1084 | 246 |  | 04/11/2023 | 60632 | 212006691 | 05/25/2023
Carrier Corp. - Indianapolis | Tempstar | PGD430040K**1K* | Federally-Regulated Consumer Product | Weatherized Non-Condensing Gas | 1119 | 248 |  | 04/11/2023 | 40289 | 212006694 | 05/25/2023
Carrier Corp. - Indianapolis | Tempstar | PGR536090K**0K* | Federally-Regulated Consumer Product | Weatherized Non-Condensing Gas | 1355 | 258 |  | 05/02/2023 | 59892 | 212409814 | 05/25/2023
Carrier Corp. - Indianapolis | Tempstar | PGR560115K**1K* | Federally-Regulated Consumer Product | Weatherized Non-Condensing Gas | 1746 | 275 |  | 05/02/2023 | 75885 | 212409827 | 05/25/2023
Carrier Corp. - Indianapolis | Tempstar | PGD448115K**0K* | Federally-Regulated Consumer Product | Weatherized Non-Condensing Gas | 2156 | 293 |  | 04/11/2023 | 114957 | 212006686 | 05/25/2023
Carrier Corp. - Indianapolis | Tempstar | PGD460115K**1K* | Federally-Regulated Consumer Product | Weatherized Non-Condensing Gas | 2156 | 293 |  | 04/11/2023 | 114957 | 212028300 | 05/25/2023
Carrier Corp. - Indianapolis | Tempstar | PGR548090K**2K* | Federally-Regulated Consumer Product | Weatherized Non-Condensing Gas | 1628 | 270 |  | 05/02/2023 | 90600 | 212410573 | 05/25/2023
Carrier Corp. - Indianapolis | Tempstar | PGD436060K**1K* | Federally-Regulated Consumer Product | Weatherized Non-Condensing Gas | 1312 | 256 |  | 04/11/2023 | 60638 | 212006696 | 05/25/2023
Carrier Corp. - Indianapolis | Tempstar | PGD460130K**0K* | Federally-Regulated Consumer Product | Weatherized Non-Condensing Gas | 2038 | 288 |  | 04/11/2023 | 127500 | 212028297 | 05/25/2023
Carrier Corp. - Indianapolis | Tempstar | PGD448130K**1K* | Federally-Regulated Consumer Product | Weatherized Non-Condensing Gas | 2038 | 288 |  | 04/11/2023 | 127500 | 212006709 | 05/25/2023
Carrier Corp. - Indianapolis | Tempstar | PGD442090K**2K* | Federally-Regulated Consumer Product | Weatherized Non-Condensing Gas | 1479 | 264 |  | 04/11/2023 | 89913 | 212006720 | 05/25/2023
Carrier Corp. - Indianapolis | Tempstar | PGR560090K**1K* | Federally-Regulated Consumer Product | Weatherized Non-Condensing Gas | 1763 | 276 |  | 05/02/2023 | 58303 | 212409826 | 05/25/2023
Carrier Corp. - Indianapolis | Tempstar | PGR548115K**1K* | Federally-Regulated Consumer Product | Weatherized Non-Condensing Gas | 1746 | 275 |  | 05/02/2023 | 75885 | 212409825 | 05/25/2023
Carrier Corp. - Indianapolis | Tempstar | PGR548115K**0K* | Federally-Regulated Consumer Product | Weatherized Non-Condensing Gas | 1746 | 275 |  | 05/02/2023 | 75885 | 212409816 | 05/25/2023
Carrier Corp. - Indianapolis | Tempstar | PGR536090K**1K* | Federally-Regulated Consumer Product | Weatherized Non-Condensing Gas | 1355 | 258 |  | 05/02/2023 | 59892 | 212409823 | 05/25/2023
Carrier Corp. - Indianapolis | Tempstar | PGD460090K**1K* | Federally-Regulated Consumer Product | Weatherized Non-Condensing Gas | 2142 | 293 |  | 04/11/2023 | 89758 | 212028298 | 05/25/2023
Carrier Corp. - Indianapolis | Tempstar | PGR524060K**0K* | Federally-Regulated Consumer Product | Weatherized Non-Condensing Gas | 1151 | 249 |  | 05/02/2023 | 39299 | 212409812 | 05/25/2023
Carrier Corp. - Indianapolis | Tempstar | PGR560130K**0K* | Federally-Regulated Consumer Product | Weatherized Non-Condensing Gas | 1857 | 280 |  | 05/02/2023 | 84458 | 212409819 | 05/25/2023
Carrier Corp. - Indianapolis | Tempstar | PGD448130K**0K* | Federally-Regulated Consumer Product | Weatherized Non-Condensing Gas | 2038 | 288 |  | 04/11/2023 | 127500 | 212006687 | 05/25/2023
Carrier Corp. - Indianapolis | Tempstar | PGD424060K**2K* | Federally-Regulated Consumer Product | Weatherized Non-Condensing Gas | 1073 | 246 |  | 04/11/2023 | 60498 | 212006712 | 05/25/2023
Carrier Corp. - Indianapolis | Tempstar | PGR560090K**0K* | Federally-Regulated Consumer Product | Weatherized Non-Condensing Gas | 1763 | 276 |  | 05/02/2023 | 58303 | 212409817 | 05/25/2023
Carrier Corp. - Indianapolis | Tempstar | PGD436060K**2K* | Federally-Regulated Consumer Product | Weatherized Non-Condensing Gas | 1442 | 262 |  | 04/11/2023 | 60044 | 212006717 | 05/25/2023
Carrier Corp. - Indianapolis | Tempstar | PGR524040K**2K* | Federally-Regulated Consumer Product | Weatherized Non-Condensing Gas | 1117 | 248 |  | 05/02/2023 | 44623 | 212410570 | 05/25/2023
Carrier Corp. - Indianapolis | Tempstar | PGD448115K**1K* | Federally-Regulated Consumer Product | Weatherized Non-Condensing Gas | 2156 | 293 |  | 04/11/2023 | 114957 | 212006708 | 05/25/2023
Carrier Corp. - Indianapolis | Tempstar | PGD430060K**0K* | Federally-Regulated Consumer Product | Weatherized Non-Condensing Gas | 1248 | 253 |  | 04/11/2023 | 60151 | 212006676 | 05/25/2023
Carrier Corp. - Indianapolis | Tempstar | PGD448090K**0K* | Federally-Regulated Consumer Product | Weatherized Non-Condensing Gas | 2142 | 293 |  | 04/11/2023 | 89758 | 212006684 | 05/25/2023
Carrier Corp. - Indianapolis | Tempstar | PGD424060K**0K* | Federally-Regulated Consumer Product | Weatherized Non-Condensing Gas | 1084 | 246 |  | 04/11/2023 | 60632 | 212006671 | 05/25/2023
Carrier Corp. - Indianapolis | Tempstar | PGR560115K**0K* | Federally-Regulated Consumer Product | Weatherized Non-Condensing Gas | 1746 | 275 |  | 05/02/2023 | 75885 | 212409818 | 05/25/2023
Carrier Corp. - Indianapolis | Tempstar | PGR560130K**1K* | Federally-Regulated Consumer Product | Weatherized Non-Condensing Gas | 1857 | 280 |  | 05/02/2023 | 84458 | 212409828 | 05/25/2023
Carrier Corp. - Indianapolis | Tempstar | PGR524040K**1K* | Federally-Regulated Consumer Product | Weatherized Non-Condensing Gas | 1066 | 245 |  | 05/02/2023 | 26216 | 212409820 | 05/25/2023
Carrier Corp. - Indianapolis | Tempstar | PGR536060K**2K* | Federally-Regulated Consumer Product | Weatherized Non-Condensing Gas | 1489 | 264 |  | 05/02/2023 | 60874 | 212410572 | 05/25/2023
Carrier Corp. - Indianapolis | Tempstar | PGD436090K**1K* | Federally-Regulated Consumer Product | Weatherized Non-Condensing Gas | 1353 | 258 |  | 04/11/2023 | 89606 | 212006699 | 05/25/2023
Carrier Corp. - Indianapolis | Tempstar | PGD424040K**1K* | Federally-Regulated Consumer Product | Weatherized Non-Condensing Gas | 1004 | 243 |  | 04/11/2023 | 39874 | 212006689 | 05/25/2023
Carrier Corp. - Indianapolis | Tempstar | PGR524040K**0K* | Federally-Regulated Consumer Product | Weatherized Non-Condensing Gas | 1066 | 245 |  | 05/02/2023 | 26216 | 212409811 | 05/25/2023
Carrier Corp. - Indianapolis | Tempstar | PGD448090K**2K* | Federally-Regulated Consumer Product | Weatherized Non-Condensing Gas | 2114 | 292 |  | 04/11/2023 | 89429 | 212006722 | 05/25/2023
Carrier Corp. - Indianapolis | Tempstar | PGD460090K**0K* | Federally-Regulated Consumer Product | Weatherized Non-Condensing Gas | 2142 | 293 |  | 04/11/2023 | 89758 | 212028293 | 05/25/2023
Carrier Corp. - Indianapolis | Tempstar | PGR524060K**2K* | Federally-Regulated Consumer Product | Weatherized Non-Condensing Gas | 1136 | 248 |  | 05/02/2023 | 59157 | 212410571 | 05/25/2023
Carrier Corp. - Indianapolis | Tempstar | PGD424040K**2K* | Federally-Regulated Consumer Product | Weatherized Non-Condensing Gas | 933 | 240 |  | 04/11/2023 | 45607 | 212006710 | 05/25/2023
Nordyne, LLC | REVOLV | MG1E-056F1A*M2 | Federally-Regulated Consumer Product | Mobile Home Non-Weatherized, N | 1404 | 322 |  | 05/25/2023 | 55389 | 207643534 | 05/25/2023
Nordyne, LLC | REVOLV | MG2S-072T2ABM* | Federally-Regulated Consumer Product | Mobile Home Non-Weatherized, C | 1701 | 359 |  | 05/25/2023 | 46718 | 203049803 | 05/25/2023
Nordyne, LLC | REVOLV | MG2S-060F2ABM* | Federally-Regulated Consumer Product | Mobile Home Non-Weatherized, C | 1292 | 330 |  | 05/25/2023 | 39969 | 203049796 | 05/25/2023
Nordyne, LLC | REVOLV | MG2S-045F2ABM* | Federally-Regulated Consumer Product | Mobile Home Non-Weatherized, C | 1603 | 352 |  | 05/25/2023 | 29516 | 203049789 | 05/25/2023
Nordyne, LLC | REVOLV | MG1E-070F1A*M2 | Federally-Regulated Consumer Product | Mobile Home Non-Weatherized, N | 1431 | 324 |  | 05/25/2023 | 70411 | 207643535 | 05/25/2023
Nordyne, LLC | REVOLV | MG1E-077F1A*M1 | Federally-Regulated Consumer Product | Mobile Home Non-Weatherized, N | 1253 | 237 |  | 05/25/2023 | 77346 | 204235988 | 05/25/2023
Nordyne, LLC | REVOLV | MG2S-060T2ABM* | Federally-Regulated Consumer Product | Mobile Home Non-Weatherized, C | 1442 | 341 |  | 05/25/2023 | 39606 | 203049799 | 05/25/2023
Nordyne, LLC | REVOLV | MG2S-072F2ABM* | Federally-Regulated Consumer Product | Mobile Home Non-Weatherized, C | 1565 | 350 |  | 05/25/2023 | 46903 | 203049801 | 05/25/2023
Nordyne, LLC | REVOLV | MG1E-077F1A*M2 | Federally-Regulated Consumer Product | Mobile Home Non-Weatherized, N | 1253 | 237 |  | 05/25/2023 | 77346 | 207643536 | 05/25/2023
Nordyne, LLC | REVOLV | MG1E-090F1A*M2 | Federally-Regulated Consumer Product | Mobile Home Non-Weatherized, N | 1474 | 247 |  | 05/25/2023 | 85906 | 207643537 | 05/25/2023
Nordyne, LLC | REVOLV | MG2S-045T2ABM* | Federally-Regulated Consumer Product | Mobile Home Non-Weatherized, C | 1603 | 352 |  | 05/25/2023 | 29096 | 203049794 | 05/25/2023
Carrier Corp. - Indianapolis | Tempstar | PGD430060K**2K* | Federally-Regulated Consumer Product | Weatherized Non-Condensing Gas | 1188 | 251 |  | 05/25/2023 | 60125 | 212006715 | 05/25/2023
Carrier Corp. - Indianapolis | Tempstar | PGD436060K**0K* | Federally-Regulated Consumer Product | Weatherized Non-Condensing Gas | 1312 | 256 |  | 05/25/2023 | 60638 | 212006678 | 05/25/2023
Carrier Corp. - Indianapolis | Tempstar | PGD436090K**0K* | Federally-Regulated Consumer Product | Weatherized Non-Condensing Gas | 1353 | 258 |  | 05/25/2023 | 89606 | 212006679 | 05/25/2023
Carrier Corp. - Indianapolis | Tempstar | PGD430040K**0K* | Federally-Regulated Consumer Product | Weatherized Non-Condensing Gas | 1119 | 248 |  | 05/25/2023 | 40289 | 212006674 | 05/25/2023
Carrier Corp. - Indianapolis | Tempstar | PGD460115K**0K* | Federally-Regulated Consumer Product | Weatherized Non-Condensing Gas | 2156 | 293 |  | 05/25/2023 | 114957 | 212028294 | 05/25/2023
Carrier Corp. - Indianapolis | Tempstar | PGD442060K**2K* | Federally-Regulated Consumer Product | Weatherized Non-Condensing Gas | 1413 | 261 |  | 05/25/2023 | 59753 | 212006719 | 05/25/2023
Carrier Corp. - Indianapolis | Tempstar | PGD442090K**1K* | Federally-Regulated Consumer Product | Weatherized Non-Condensing Gas | 1434 | 262 |  | 05/25/2023 | 89946 | 212006704 | 05/25/2023
Carrier Corp. - Indianapolis | Tempstar | PGD460130K**1K* | Federally-Regulated Consumer Product | Weatherized Non-Condensing Gas | 2038 | 288 |  | 05/25/2023 | 127500 | 212028302 | 05/25/2023
Carrier Corp. - Indianapolis | Tempstar | PGR524060K**1K* | Federally-Regulated Consumer Product | Weatherized Non-Condensing Gas | 1151 | 249 |  | 05/25/2023 | 39299 | 212409821 | 05/25/2023
Carrier Corp. - Indianapolis | Tempstar | PGR548090K**0K* | Federally-Regulated Consumer Product | Weatherized Non-Condensing Gas | 1763 | 276 |  | 05/25/2023 | 58303 | 212409815 | 05/25/2023
Carrier Corp. - Indianapolis | Tempstar | PGD460090K**2K* | Federally-Regulated Consumer Product | Weatherized Non-Condensing Gas | 2114 | 292 |  | 05/25/2023 | 89429 | 212028303 | 05/25/2023
Carrier Corp. - Indianapolis | Tempstar | PGD448090K**1K* | Federally-Regulated Consumer Product | Weatherized Non-Condensing Gas | 2142 | 293 |  | 05/25/2023 | 89758 | 212006706 | 05/25/2023
Carrier Corp. - Indianapolis | Tempstar | PGR548090K**1K* | Federally-Regulated Consumer Product | Weatherized Non-Condensing Gas | 1763 | 276 |  | 05/25/2023 | 58303 | 212409824 | 05/25/2023
Carrier Corp. - Indianapolis | Tempstar | PGD442060K**1K* | Federally-Regulated Consumer Product | Weatherized Non-Condensing Gas | 1478 | 264 |  | 05/25/2023 | 60485 | 212006702 | 05/25/2023
Carrier Corp. - Indianapolis | Tempstar | PGR536060K**0K* | Federally-Regulated Consumer Product | Weatherized Non-Condensing Gas | 1416 | 261 |  | 05/25/2023 | 39812 | 212409813 | 05/25/2023
Carrier Corp. - Indianapolis | Tempstar | PGD424040K**0K* | Federally-Regulated Consumer Product | Weatherized Non-Condensing Gas | 1004 | 243 |  | 05/25/2023 | 39874 | 212006669 | 05/25/2023
Carrier Corp. - Indianapolis | Tempstar | PGD442090K**0K* | Federally-Regulated Consumer Product | Weatherized Non-Condensing Gas | 1434 | 262 |  | 05/25/2023 | 89946 | 212006682 | 05/25/2023
Carrier Corp. - Indianapolis | Tempstar | PGD442060K**0K* | Federally-Regulated Consumer Product | Weatherized Non-Condensing Gas | 1478 | 264 |  | 05/25/2023 | 60485 | 212006681 | 05/25/2023
Carrier Corp. - Indianapolis | Tempstar | PGD430040K**2K* | Federally-Regulated Consumer Product | Weatherized Non-Condensing Gas | 1121 | 248 |  | 05/25/2023 | 45305 | 212006713 | 05/25/2023
Carrier Corp. - Indianapolis | Tempstar | PGD430060K**1K* | Federally-Regulated Consumer Product | Weatherized Non-Condensing Gas | 1248 | 253 |  | 05/25/2023 | 60151 | 212006695 | 05/25/2023
Carrier Corp. - Indianapolis | Tempstar | PGR536060K**1K* | Federally-Regulated Consumer Product | Weatherized Non-Condensing Gas | 1416 | 261 |  | 05/25/2023 | 39812 | 212409822 | 05/25/2023
Carrier Corp. - Indianapolis | Tempstar | PGD424060K**1K* | Federally-Regulated Consumer Product | Weatherized Non-Condensing Gas | 1084 | 246 |  | 05/25/2023 | 60632 | 212006691 | 05/25/2023
Carrier Corp. - Indianapolis | Tempstar | PGD430040K**1K* | Federally-Regulated Consumer Product | Weatherized Non-Condensing Gas | 1119 | 248 |  | 05/25/2023 | 40289 | 212006694 | 05/25/2023
Carrier Corp. - Indianapolis | Tempstar | PGR536090K**0K* | Federally-Regulated Consumer Product | Weatherized Non-Condensing Gas | 1355 | 258 |  | 05/25/2023 | 59892 | 212409814 | 05/25/2023
Carrier Corp. - Indianapolis | Tempstar | PGR560115K**1K* | Federally-Regulated Consumer Product | Weatherized Non-Condensing Gas | 1746 | 275 |  | 05/25/2023 | 75885 | 212409827 | 05/25/2023
Carrier Corp. - Indianapolis | Tempstar | PGD448115K**0K* | Federally-Regulated Consumer Product | Weatherized Non-Condensing Gas | 2156 | 293 |  | 05/25/2023 | 114957 | 212006686 | 05/25/2023
Carrier Corp. - Indianapolis | Tempstar | PGD460115K**1K* | Federally-Regulated Consumer Product | Weatherized Non-Condensing Gas | 2156 | 293 |  | 05/25/2023 | 114957 | 212028300 | 05/25/2023
Carrier Corp. - Indianapolis | Tempstar | PGR548090K**2K* | Federally-Regulated Consumer Product | Weatherized Non-Condensing Gas | 1628 | 270 |  | 05/25/2023 | 90600 | 212410573 | 05/25/2023
Carrier Corp. - Indianapolis | Tempstar | PGD436060K**1K* | Federally-Regulated Consumer Product | Weatherized Non-Condensing Gas | 1312 | 256 |  | 05/25/2023 | 60638 | 212006696 | 05/25/2023
Carrier Corp. - Indianapolis | Tempstar | PGD460130K**0K* | Federally-Regulated Consumer Product | Weatherized Non-Condensing Gas | 2038 | 288 |  | 05/25/2023 | 127500 | 212028297 | 05/25/2023
Carrier Corp. - Indianapolis | Tempstar | PGD448130K**1K* | Federally-Regulated Consumer Product | Weatherized Non-Condensing Gas | 2038 | 288 |  | 05/25/2023 | 127500 | 212006709 | 05/25/2023
Carrier Corp. - Indianapolis | Tempstar | PGD442090K**2K* | Federally-Regulated Consumer Product | Weatherized Non-Condensing Gas | 1479 | 264 |  | 05/25/2023 | 89913 | 212006720 | 05/25/2023
Carrier Corp. - Indianapolis | Tempstar | PGR560090K**1K* | Federally-Regulated Consumer Product | Weatherized Non-Condensing Gas | 1763 | 276 |  | 05/25/2023 | 58303 | 212409826 | 05/25/2023
Carrier Corp. - Indianapolis | Tempstar | PGR548115K**1K* | Federally-Regulated Consumer Product | Weatherized Non-Condensing Gas | 1746 | 275 |  | 05/25/2023 | 75885 | 212409825 | 05/25/2023
Carrier Corp. - Indianapolis | Tempstar | PGR548115K**0K* | Federally-Regulated Consumer Product | Weatherized Non-Condensing Gas | 1746 | 275 |  | 05/25/2023 | 75885 | 212409816 | 05/25/2023
Carrier Corp. - Indianapolis | Tempstar | PGR536090K**1K* | Federally-Regulated Consumer Product | Weatherized Non-Condensing Gas | 1355 | 258 |  | 05/25/2023 | 59892 | 212409823 | 05/25/2023
Carrier Corp. - Indianapolis | Tempstar | PGD460090K**1K* | Federally-Regulated Consumer Product | Weatherized Non-Condensing Gas | 2142 | 293 |  | 05/25/2023 | 89758 | 212028298 | 05/25/2023
Carrier Corp. - Indianapolis | Tempstar | PGR524060K**0K* | Federally-Regulated Consumer Product | Weatherized Non-Condensing Gas | 1151 | 249 |  | 05/25/2023 | 39299 | 212409812 | 05/25/2023
Carrier Corp. - Indianapolis | Tempstar | PGR560130K**0K* | Federally-Regulated Consumer Product | Weatherized Non-Condensing Gas | 1857 | 280 |  | 05/25/2023 | 84458 | 212409819 | 05/25/2023
Carrier Corp. - Indianapolis | Tempstar | PGD448130K**0K* | Federally-Regulated Consumer Product | Weatherized Non-Condensing Gas | 2038 | 288 |  | 05/25/2023 | 127500 | 212006687 | 05/25/2023
Carrier Corp. - Indianapolis | Tempstar | PGD424060K**2K* | Federally-Regulated Consumer Product | Weatherized Non-Condensing Gas | 1073 | 246 |  | 05/25/2023 | 60498 | 212006712 | 05/25/2023
Carrier Corp. - Indianapolis | Tempstar | PGR560090K**0K* | Federally-Regulated Consumer Product | Weatherized Non-Condensing Gas | 1763 | 276 |  | 05/25/2023 | 58303 | 212409817 | 05/25/2023
Carrier Corp. - Indianapolis | Tempstar | PGD436060K**2K* | Federally-Regulated Consumer Product | Weatherized Non-Condensing Gas | 1442 | 262 |  | 05/25/2023 | 60044 | 212006717 | 05/25/2023
Carrier Corp. - Indianapolis | Tempstar | PGR524040K**2K* | Federally-Regulated Consumer Product | Weatherized Non-Condensing Gas | 1117 | 248 |  | 05/25/2023 | 44623 | 212410570 | 05/25/2023
Carrier Corp. - Indianapolis | Tempstar | PGD448115K**1K* | Federally-Regulated Consumer Product | Weatherized Non-Condensing Gas | 2156 | 293 |  | 05/25/2023 | 114957 | 212006708 | 05/25/2023
Carrier Corp. - Indianapolis | Tempstar | PGD430060K**0K* | Federally-Regulated Consumer Product | Weatherized Non-Condensing Gas | 1248 | 253 |  | 05/25/2023 | 60151 | 212006676 | 05/25/2023
Carrier Corp. - Indianapolis | Tempstar | PGD448090K**0K* | Federally-Regulated Consumer Product | Weatherized Non-Condensing Gas | 2142 | 293 |  | 05/25/2023 | 89758 | 212006684 | 05/25/2023
Carrier Corp. - Indianapolis | Tempstar | PGD424060K**0K* | Federally-Regulated Consumer Product | Weatherized Non-Condensing Gas | 1084 | 246 |  | 05/25/2023 | 60632 | 212006671 | 05/25/2023
Carrier Corp. - Indianapolis | Tempstar | PGR560115K**0K* | Federally-Regulated Consumer Product | Weatherized Non-Condensing Gas | 1746 | 275 |  | 05/25/2023 | 75885 | 212409818 | 05/25/2023
Carrier Corp. - Indianapolis | Tempstar | PGR560130K**1K* | Federally-Regulated Consumer Product | Weatherized Non-Condensing Gas | 1857 | 280 |  | 05/25/2023 | 84458 | 212409828 | 05/25/2023
Carrier Corp. - Indianapolis | Tempstar | PGR524040K**1K* | Federally-Regulated Consumer Product | Weatherized Non-Condensing Gas | 1066 | 245 |  | 05/25/2023 | 26216 | 212409820 | 05/25/2023
Carrier Corp. - Indianapolis | Tempstar | PGR536060K**2K* | Federally-Regulated Consumer Product | Weatherized Non-Condensing Gas | 1489 | 264 |  | 05/25/2023 | 60874 | 212410572 | 05/25/2023
Carrier Corp. - Indianapolis | Tempstar | PGD436090K**1K* | Federally-Regulated Consumer Product | Weatherized Non-Condensing Gas | 1353 | 258 |  | 05/25/2023 | 89606 | 212006699 | 05/25/2023
Carrier Corp. - Indianapolis | Tempstar | PGD424040K**1K* | Federally-Regulated Consumer Product | Weatherized Non-Condensing Gas | 1004 | 243 |  | 05/25/2023 | 39874 | 212006689 | 05/25/2023
Carrier Corp. - Indianapolis | Tempstar | PGR524040K**0K* | Federally-Regulated Consumer Product | Weatherized Non-Condensing Gas | 1066 | 245 |  | 05/25/2023 | 26216 | 212409811 | 05/25/2023
Carrier Corp. - Indianapolis | Tempstar | PGD448090K**2K* | Federally-Regulated Consumer Product | Weatherized Non-Condensing Gas | 2114 | 292 |  | 05/25/2023 | 89429 | 212006722 | 05/25/2023
Carrier Corp. - Indianapolis | Tempstar | PGD460090K**0K* | Federally-Regulated Consumer Product | Weatherized Non-Condensing Gas | 2142 | 293 |  | 05/25/2023 | 89758 | 212028293 | 05/25/2023
Carrier Corp. - Indianapolis | Tempstar | PGR524060K**2K* | Federally-Regulated Consumer Product | Weatherized Non-Condensing Gas | 1136 | 248 |  | 05/25/2023 | 59157 | 212410571 | 05/25/2023
Carrier Corp. - Indianapolis | Tempstar | PGD424040K**2K* | Federally-Regulated Consumer Product | Weatherized Non-Condensing Gas | 933 | 240 |  | 05/25/2023 | 45607 | 212006710 | 05/25/2023
Carrier Corp. - Indianapolis | Kenmore | G80CTL1352422A | Federally-Regulated Consumer Product | Non-Weatherized, Non-Condensin | 2422 | 287 | 288.568 | 10/04/2019 |  |  | 05/25/2023
Carrier Corp. - Indianapolis | Kenmore | N96VSN0601412A*D | Federally-Regulated Consumer Product | Non-Weatherized, Condensing Ga | 1224 | 248 | 248.856 | 07/22/2020 | 59736 | 205822152 | 05/25/2023
Carrier Corp. - Indianapolis | Kenmore | F97CMN0802120A*D | Federally-Regulated Consumer Product | Non-Weatherized, Condensing Ga | 2026 | 284 |  | 12/01/2021 | 31724 | 203924622 | 05/25/2023
Carrier Corp. - Indianapolis | Kenmore | F96VTN0401712A*D | Federally-Regulated Consumer Product | Non-Weatherized, Condensing Ga | 1075 | 242 | 242.3 | 10/04/2019 |  |  | 05/25/2023
Carrier Corp. - Indianapolis | Kenmore | G96VTN0801716A | Federally-Regulated Consumer Product | Non-Weatherized, Condensing Ga | 1686 | 269 | 269.184 | 10/04/2019 |  |  | 05/25/2023
Carrier Corp. - Indianapolis | Kenmore | G80CTL0701716A* | Federally-Regulated Consumer Product | Non-Weatherized, Non-Condensin | 1458 | 246 | 246.152 | 10/04/2019 |  |  | 05/25/2023
Carrier Corp. - Indianapolis | Kenmore | PDD430060K**0G* | Federally-Regulated Consumer Product | Weatherized Non-Condensing Gas | 1285 | 256 |  | 05/11/2023 | 60738 | 204038234 | 05/25/2023
Carrier Corp. - Indianapolis | Kenmore | N96VSN0601412A | Federally-Regulated Consumer Product | Non-Weatherized, Condensing Ga | 1224 | 248 | 248.856 | 07/22/2020 | 59736 | 205822141 | 05/25/2023
Carrier Corp. - Indianapolis | Kenmore | N80VSL0451412A | Federally-Regulated Consumer Product | Non-Weatherized, Non-Condensin | 1422 | 244 | 244.568 | 07/22/2020 | 43953 | 205822076 | 05/25/2023
Carrier Corp. - Indianapolis | Kenmore | PDD442090K**1K* | Federally-Regulated Consumer Product | Weatherized Non-Condensing Gas | 1478 | 264 |  | 11/15/2022 | 90002 | 210589603 | 05/25/2023
Carrier Corp. - Indianapolis | Kenmore | PDD448090K**0K* | Federally-Regulated Consumer Product | Weatherized Non-Condensing Gas | 2142 | 293 |  | 11/15/2022 | 90607 | 210589598 | 05/25/2023
Carrier Corp. - Indianapolis | Kenmore | N92MSN1202420A* | Federally-Regulated Consumer Product | Mobile Home Non-Weatherized, C | 1871 | 277 |  | 03/30/2023 | 120577 | 211779003 | 05/25/2023
Carrier Corp. - Indianapolis | Kenmore | F80CTL0701716A* | Federally-Regulated Consumer Product | Non-Weatherized, Non-Condensin | 1458 | 246 | 246.152 | 10/04/2019 |  |  | 05/25/2023
Carrier Corp. - Indianapolis | Kenmore | N92ESN0401410A* | Federally-Regulated Consumer Product | Mobile Home Non-Weatherized, C | 981 | 238 |  | 08/05/2020 | 40102 | 203359658 | 05/25/2023
Carrier Corp. - Indianapolis | Kenmore | N80MSL0902120A* | Federally-Regulated Consumer Product | Non-Weatherized, Non-Condensin | 2438 | 289 |  | 03/30/2023 | 88368 | 211780225 | 05/25/2023
Carrier Corp. - Indianapolis | Kenmore | F96CTN0601714A*D | Federally-Regulated Consumer Product | Non-Weatherized, Condensing Ga | 1364 | 255 | 255.016 | 10/04/2019 |  |  | 05/25/2023
Carrier Corp. - Indianapolis | Kenmore | G96VTN0601714A | Federally-Regulated Consumer Product | Non-Weatherized, Condensing Ga | 1459 | 259 | 259.196 | 10/04/2019 |  |  | 05/25/2023
Carrier Corp. - Indianapolis | Kenmore | F80CTL1352422A* | Federally-Regulated Consumer Product | Non-Weatherized, Non-Condensin | 2422 | 287 | 288.568 | 10/04/2019 |  |  | 05/25/2023
Carrier Corp. - Indianapolis | Kenmore | F96CTN0802120A*D | Federally-Regulated Consumer Product | Non-Weatherized, Condensing Ga | 2095 | 287 | 287.18 | 10/04/2019 |  |  | 05/25/2023
Carrier Corp. - Indianapolis | Kenmore | G96CTN1002122A*D | Federally-Regulated Consumer Product | Non-Weatherized, Condensing Ga | 2251 | 294 | 294.044 | 10/04/2019 |  |  | 05/25/2023
Carrier Corp. - Indianapolis | Kenmore | F80CTL1102120A | Federally-Regulated Consumer Product | Non-Weatherized, Non-Condensin | 2281 | 282 | 282.364 | 10/04/2019 |  |  | 05/25/2023
Carrier Corp. - Indianapolis | Kenmore | PGD430040K**2H* | Federally-Regulated Consumer Product | Weatherized Non-Condensing Gas | 1361 | 257 |  | 05/11/2023 | 45745 | 206908757 | 05/25/2023
Carrier Corp. - Indianapolis | Kenmore | N80VSL1102422A* | Federally-Regulated Consumer Product | Non-Weatherized, Non-Condensin | 2478 | 290 | 291.032 | 10/04/2019 |  |  | 05/25/2023
Carrier Corp. - Indianapolis | Kenmore | G96CTN0601714A | Federally-Regulated Consumer Product | Non-Weatherized, Condensing Ga | 1364 | 255 | 255.016 | 10/04/2019 |  |  | 05/25/2023
Carrier Corp. - Indianapolis | Kenmore | N80ESL0701712A* | Federally-Regulated Consumer Product | Non-Weatherized, Non-Condensin | 1051 | 228 | 228.244 | 10/04/2019 |  |  | 05/25/2023
Carrier Corp. - Indianapolis | Kenmore | F96VTN0801716A | Federally-Regulated Consumer Product | Non-Weatherized, Condensing Ga | 1686 | 269 | 269.184 | 10/04/2019 |  |  | 05/25/2023
Carrier Corp. - Indianapolis | Kenmore | G96CTN0802120A | Federally-Regulated Consumer Product | Non-Weatherized, Condensing Ga | 2095 | 287 | 287.18 | 10/04/2019 |  |  | 05/25/2023
Carrier Corp. - Indianapolis | Kenmore | N95ESU1002122A | Federally-Regulated Consumer Product | Non-Weatherized, Condensing Ga | 2019 | 283 | 283.836 | 07/22/2020 | 99431 | 205169271 | 05/25/2023
Carrier Corp. - Indianapolis | Kenmore | N80VSL0451716A* | Federally-Regulated Consumer Product | Non-Weatherized, Non-Condensin | 1431 | 244 | 244.964 | 10/04/2019 |  |  | 05/25/2023
Carrier Corp. - Indianapolis | Kenmore | N96VSN1002120A | Federally-Regulated Consumer Product | Non-Weatherized, Condensing Ga | 2188 | 291 | 291.272 | 07/22/2020 | 99935 | 205822228 | 05/25/2023
Carrier Corp. - Indianapolis | Kenmore | N95ESU0401712A | Federally-Regulated Consumer Product | Non-Weatherized, Condensing Ga | 1165 | 196 | 246.26 | 07/22/2020 | 40027 | 205645645 | 05/25/2023
Carrier Corp. - Indianapolis | Kenmore | N96MSN0401712A | Federally-Regulated Consumer Product | Non-Weatherized, Condensing Ga | 1097 | 243 |  | 03/30/2023 | 40216 | 211779212 | 05/25/2023
Carrier Corp. - Indianapolis | Kenmore | N95MSU0601716A | Federally-Regulated Consumer Product | Non-Weatherized, Condensing Ga | 1794 | 274 |  | 03/30/2023 | 60012 | 211781287 | 05/25/2023
Carrier Corp. - Indianapolis | Kenmore | PDD430060K**0K* | Federally-Regulated Consumer Product | Weatherized Non-Condensing Gas | 1118 | 248 |  | 11/15/2022 | 60738 | 210589595 | 05/25/2023
Carrier Corp. - Indianapolis | Kenmore | G80CTL1352422A* | Federally-Regulated Consumer Product | Non-Weatherized, Non-Condensin | 2422 | 287 | 288.568 | 10/04/2019 |  |  | 05/25/2023
Carrier Corp. - Indianapolis | Kenmore | PDD430060K**1K* | Federally-Regulated Consumer Product | Weatherized Non-Condensing Gas | 1118 | 248 |  | 11/15/2022 | 60738 | 210589601 | 05/25/2023
Carrier Corp. - Indianapolis | Kenmore | PDD448115K**0K* | Federally-Regulated Consumer Product | Weatherized Non-Condensing Gas | 2156 | 293 |  | 11/15/2022 | 115206 | 210589599 | 05/25/2023
Carrier Corp. - Indianapolis | Kenmore | F96VTN1002122A | Federally-Regulated Consumer Product | Non-Weatherized, Condensing Ga | 2219 | 292 | 292.636 | 07/22/2020 | 64715 | 205169279 | 05/25/2023
Carrier Corp. - Indianapolis | Kenmore | G80CTL1102120A | Federally-Regulated Consumer Product | Non-Weatherized, Non-Condensin | 2281 | 282 | 282.364 | 10/04/2019 |  |  | 05/25/2023
Carrier Corp. - Indianapolis | Kenmore | G97CMN1002122A | Federally-Regulated Consumer Product | Non-Weatherized, Condensing Ga | 2192 | 291 |  | 12/01/2021 | 39903 | 203924602 | 05/25/2023
Carrier Corp. - Indianapolis | Kenmore | N96VSN0401410A*D | Federally-Regulated Consumer Product | Non-Weatherized, Condensing Ga | 1075 | 242 | 242.3 | 07/22/2020 | 40086 | 205822108 | 05/25/2023
Carrier Corp. - Indianapolis | Kenmore | N96MSN1202422A*D | Federally-Regulated Consumer Product | Non-Weatherized, Condensing Ga | 2308 | 297 |  | 03/30/2023 | 119661 | 211779473 | 05/25/2023
Carrier Corp. - Indianapolis | Kenmore | N96VSN0802120A | Federally-Regulated Consumer Product | Non-Weatherized, Condensing Ga | 2231 | 293 | 293.164 | 07/22/2020 | 79961 | 205822207 | 05/25/2023
Carrier Corp. - Indianapolis | Kenmore | N96VSN0601714A | Federally-Regulated Consumer Product | Non-Weatherized, Condensing Ga | 1591 | 265 | 265.004 | 07/22/2020 | 60186 | 205822163 | 05/25/2023
Carrier Corp. - Indianapolis | Kenmore | PDD442090K**0K* | Federally-Regulated Consumer Product | Weatherized Non-Condensing Gas | 1478 | 264 |  | 11/15/2022 | 90002 | 210589597 | 05/25/2023
Carrier Corp. - Indianapolis | Kenmore | N96VSN0802120A*D | Federally-Regulated Consumer Product | Non-Weatherized, Condensing Ga | 2231 | 293 | 293.164 | 07/22/2020 | 79961 | 205822218 | 05/25/2023
Carrier Corp. - Indianapolis | Kenmore | N80VSL1102422A | Federally-Regulated Consumer Product | Non-Weatherized, Non-Condensin | 2478 | 290 | 291.032 | 10/04/2019 |  |  | 05/25/2023
Carrier Corp. - Indianapolis | Kenmore | N95ESN1002122A*D | Federally-Regulated Consumer Product | Non-Weatherized, Condensing Ga | 2017 | 283 | 283.748 | 07/22/2020 | 99705 | 205169224 | 05/25/2023
Carrier Corp. - Indianapolis | Kenmore | N92ESN1002122A | Federally-Regulated Consumer Product | Non-Weatherized, Condensing Ga | 1993 | 282 |  | 08/05/2020 | 99627 | 205001048 | 05/25/2023
Carrier Corp. - Indianapolis | Kenmore | N96VSN0801716A*D | Federally-Regulated Consumer Product | Non-Weatherized, Condensing Ga | 1766 | 272 | 272.704 | 07/22/2020 | 80180 | 205822196 | 05/25/2023
Carrier Corp. - Indianapolis | Kenmore | PGD442060K**0G* | Federally-Regulated Consumer Product | Weatherized Non-Condensing Gas | 1514 | 266 |  | 05/11/2023 | 60394 | 204038289 | 05/25/2023
Carrier Corp. - Indianapolis | Kenmore | N96MSN1002122A*D | Federally-Regulated Consumer Product | Non-Weatherized, Condensing Ga | 2283 | 295 |  | 03/30/2023 | 100454 | 211779437 | 05/25/2023
Carrier Corp. - Indianapolis | Kenmore | N96MSN0601412A | Federally-Regulated Consumer Product | Non-Weatherized, Condensing Ga | 1218 | 249 |  | 03/30/2023 | 60319 | 211779248 | 05/25/2023
Carrier Corp. - Indianapolis | Kenmore | N96VSN0401712A | Federally-Regulated Consumer Product | Non-Weatherized, Condensing Ga | 1103 | 243 | 243.532 | 07/22/2020 | 39803 | 205822119 | 05/25/2023
Carrier Corp. - Indianapolis | Kenmore | N96MSN1002122A**D | Federally-Regulated Consumer Product | Mobile Home Non-Weatherized, C | 2283 | 295 |  | 03/30/2023 | 100454 | 211779428 | 05/25/2023
Carrier Corp. - Indianapolis | Kenmore | F80CTL1352422A | Federally-Regulated Consumer Product | Non-Weatherized, Non-Condensin | 2422 | 287 | 288.568 | 10/04/2019 |  |  | 05/25/2023
Carrier Corp. - Indianapolis | Kenmore | N96VSN0601714A*D | Federally-Regulated Consumer Product | Non-Weatherized, Condensing Ga | 1591 | 265 | 265.004 | 07/22/2020 | 60186 | 205822174 | 05/25/2023
Carrier Corp. - Indianapolis | Kenmore | F96VTN0601714A*D | Federally-Regulated Consumer Product | Non-Weatherized, Condensing Ga | 1459 | 259 |  | 12/01/2021 | 39051 | 203359192 | 05/25/2023
Carrier Corp. - Indianapolis | Kenmore | N80MSL0702116A | Federally-Regulated Consumer Product | Non-Weatherized, Non-Condensin | 1949 | 268 |  | 03/30/2023 | 66143 | 211780107 | 05/25/2023
Carrier Corp. - Indianapolis | Kenmore | F80CTL0902120A* | Federally-Regulated Consumer Product | Non-Weatherized, Non-Condensin | 2488 | 291 | 291.472 | 10/04/2019 |  |  | 05/25/2023
Carrier Corp. - Indianapolis | Kenmore | G80VTL0451412A* | Federally-Regulated Consumer Product | Non-Weatherized, Non-Condensin | 1205 | 235 |  | 07/31/2021 | 28909 | 207207257 | 05/25/2023
Carrier Corp. - Indianapolis | Kenmore | G80CTL0902120A* | Federally-Regulated Consumer Product | Non-Weatherized, Non-Condensin | 2488 | 291 | 291.472 | 10/04/2019 |  |  | 05/25/2023
Carrier Corp. - Indianapolis | Kenmore | N96VSN1002120A*D | Federally-Regulated Consumer Product | Non-Weatherized, Condensing Ga | 2188 | 291 | 291.272 | 07/22/2020 | 99935 | 205822239 | 05/25/2023
Carrier Corp. - Indianapolis | Kenmore | F80CTL0902120A | Federally-Regulated Consumer Product | Non-Weatherized, Non-Condensin | 2488 | 291 | 291.472 | 10/04/2019 |  |  | 05/25/2023
Carrier Corp. - Indianapolis | Kenmore | N80VSL0702120A | Federally-Regulated Consumer Product | Non-Weatherized, Non-Condensin | 2147 | 275 | 276.468 | 10/04/2019 |  |  | 05/25/2023
Carrier Corp. - Indianapolis | Kenmore | N95ESN1002122A | Federally-Regulated Consumer Product | Non-Weatherized, Condensing Ga | 2017 | 283 | 283.748 | 07/22/2020 | 99705 | 205169256 | 05/25/2023
Carrier Corp. - Indianapolis | Kenmore | N80ESL1352420A* | Federally-Regulated Consumer Product | Non-Weatherized, Non-Condensin | 1887 | 265 | 265.028 | 10/04/2019 |  |  | 05/25/2023
Carrier Corp. - Indianapolis | Kenmore | N96VSN0401712A*D | Federally-Regulated Consumer Product | Non-Weatherized, Condensing Ga | 1103 | 243 | 243.532 | 07/22/2020 | 39803 | 205822130 | 05/25/2023
Carrier Corp. - Indianapolis | Kenmore | PGD460090K**0G* | Federally-Regulated Consumer Product | Weatherized Non-Condensing Gas | 2222 | 297 |  | 05/11/2023 | 90150 | 204038293 | 05/25/2023
Carrier Corp. - Indianapolis | Kenmore | PGD424060K**2G* | Federally-Regulated Consumer Product | Weatherized Non-Condensing Gas | 1329 | 257 |  | 05/11/2023 | 60245 | 205822961 | 05/25/2023
Carrier Corp. - Indianapolis | Kenmore | F96CTN0601714A | Federally-Regulated Consumer Product | Non-Weatherized, Condensing Ga | 1364 | 255 | 255.016 | 10/04/2019 |  |  | 05/25/2023
Carrier Corp. - Indianapolis | Kenmore | N80VSL0902420A | Federally-Regulated Consumer Product | Non-Weatherized, Non-Condensin | 2057 | 271 | 272.508 | 10/04/2019 |  |  | 05/25/2023
Carrier Corp. - Indianapolis | Kenmore | G80CTL1352422A | Federally-Regulated Consumer Product | Non-Weatherized, Non-Condensin | 2422 | 287 | 288.568 | 10/04/2019 |  |  | 05/25/2023
Carrier Corp. - Indianapolis | Kenmore | N96VSN0601412A*D | Federally-Regulated Consumer Product | Non-Weatherized, Condensing Ga | 1224 | 248 | 248.856 | 07/22/2020 | 59736 | 205822152 | 05/25/2023
Carrier Corp. - Indianapolis | Kenmore | F97CMN0802120A*D | Federally-Regulated Consumer Product | Non-Weatherized, Condensing Ga | 2026 | 284 |  | 12/01/2021 | 31724 | 203924622 | 05/25/2023
Carrier Corp. - Indianapolis | Kenmore | F96VTN0401712A*D | Federally-Regulated Consumer Product | Non-Weatherized, Condensing Ga | 1075 | 242 | 242.3 | 10/04/2019 |  |  | 05/25/2023
Carrier Corp. - Indianapolis | Kenmore | G96VTN0801716A | Federally-Regulated Consumer Product | Non-Weatherized, Condensing Ga | 1686 | 269 | 269.184 | 10/04/2019 |  |  | 05/25/2023
Carrier Corp. - Indianapolis | Kenmore | G80CTL0701716A* | Federally-Regulated Consumer Product | Non-Weatherized, Non-Condensin | 1458 | 246 | 246.152 | 10/04/2019 |  |  | 05/25/2023
Carrier Corp. - Indianapolis | Kenmore | PDD430060K**0G* | Federally-Regulated Consumer Product | Weatherized Non-Condensing Gas | 1285 | 256 |  | 05/11/2023 | 60738 | 204038234 | 05/25/2023
Carrier Corp. - Indianapolis | Kenmore | N96VSN0601412A | Federally-Regulated Consumer Product | Non-Weatherized, Condensing Ga | 1224 | 248 | 248.856 | 07/22/2020 | 59736 | 205822141 | 05/25/2023
Carrier Corp. - Indianapolis | Kenmore | N80VSL0451412A | Federally-Regulated Consumer Product | Non-Weatherized, Non-Condensin | 1422 | 244 | 244.568 | 07/22/2020 | 43953 | 205822076 | 05/25/2023
Carrier Corp. - Indianapolis | Kenmore | PDD442090K**1K* | Federally-Regulated Consumer Product | Weatherized Non-Condensing Gas | 1478 | 264 |  | 11/15/2022 | 90002 | 210589603 | 05/25/2023
Carrier Corp. - Indianapolis | Kenmore | PDD448090K**0K* | Federally-Regulated Consumer Product | Weatherized Non-Condensing Gas | 2142 | 293 |  | 11/15/2022 | 90607 | 210589598 | 05/25/2023
Carrier Corp. - Indianapolis | Kenmore | N92MSN1202420A* | Federally-Regulated Consumer Product | Mobile Home Non-Weatherized, C | 1871 | 277 |  | 03/30/2023 | 120577 | 211779003 | 05/25/2023
Carrier Corp. - Indianapolis | Kenmore | F80CTL0701716A* | Federally-Regulated Consumer Product | Non-Weatherized, Non-Condensin | 1458 | 246 | 246.152 | 10/04/2019 |  |  | 05/25/2023
Carrier Corp. - Indianapolis | Kenmore | N92ESN0401410A* | Federally-Regulated Consumer Product | Mobile Home Non-Weatherized, C | 981 | 238 |  | 08/05/2020 | 40102 | 203359658 | 05/25/2023
Carrier Corp. - Indianapolis | Kenmore | N80MSL0902120A* | Federally-Regulated Consumer Product | Non-Weatherized, Non-Condensin | 2438 | 289 |  | 03/30/2023 | 88368 | 211780225 | 05/25/2023
Carrier Corp. - Indianapolis | Kenmore | F96CTN0601714A*D | Federally-Regulated Consumer Product | Non-Weatherized, Condensing Ga | 1364 | 255 | 255.016 | 10/04/2019 |  |  | 05/25/2023
Carrier Corp. - Indianapolis | Kenmore | G96VTN0601714A | Federally-Regulated Consumer Product | Non-Weatherized, Condensing Ga | 1459 | 259 | 259.196 | 10/04/2019 |  |  | 05/25/2023
Carrier Corp. - Indianapolis | Kenmore | F80CTL1352422A* | Federally-Regulated Consumer Product | Non-Weatherized, Non-Condensin | 2422 | 287 | 288.568 | 10/04/2019 |  |  | 05/25/2023
Carrier Corp. - Indianapolis | Kenmore | F96CTN0802120A*D | Federally-Regulated Consumer Product | Non-Weatherized, Condensing Ga | 2095 | 287 | 287.18 | 10/04/2019 |  |  | 05/25/2023
Carrier Corp. - Indianapolis | Kenmore | G96CTN1002122A*D | Federally-Regulated Consumer Product | Non-Weatherized, Condensing Ga | 2251 | 294 | 294.044 | 10/04/2019 |  |  | 05/25/2023
Carrier Corp. - Indianapolis | Kenmore | F80CTL1102120A | Federally-Regulated Consumer Product | Non-Weatherized, Non-Condensin | 2281 | 282 | 282.364 | 10/04/2019 |  |  | 05/25/2023
Carrier Corp. - Indianapolis | Kenmore | PGD430040K**2H* | Federally-Regulated Consumer Product | Weatherized Non-Condensing Gas | 1361 | 257 |  | 05/11/2023 | 45745 | 206908757 | 05/25/2023
Carrier Corp. - Indianapolis | Kenmore | N80VSL1102422A* | Federally-Regulated Consumer Product | Non-Weatherized, Non-Condensin | 2478 | 290 | 291.032 | 10/04/2019 |  |  | 05/25/2023
Carrier Corp. - Indianapolis | Kenmore | G96CTN0601714A | Federally-Regulated Consumer Product | Non-Weatherized, Condensing Ga | 1364 | 255 | 255.016 | 10/04/2019 |  |  | 05/25/2023
Carrier Corp. - Indianapolis | Kenmore | N80ESL0701712A* | Federally-Regulated Consumer Product | Non-Weatherized, Non-Condensin | 1051 | 228 | 228.244 | 10/04/2019 |  |  | 05/25/2023
Carrier Corp. - Indianapolis | Kenmore | F96VTN0801716A | Federally-Regulated Consumer Product | Non-Weatherized, Condensing Ga | 1686 | 269 | 269.184 | 10/04/2019 |  |  | 05/25/2023
Carrier Corp. - Indianapolis | Kenmore | G96CTN0802120A | Federally-Regulated Consumer Product | Non-Weatherized, Condensing Ga | 2095 | 287 | 287.18 | 10/04/2019 |  |  | 05/25/2023
Carrier Corp. - Indianapolis | Kenmore | N95ESU1002122A | Federally-Regulated Consumer Product | Non-Weatherized, Condensing Ga | 2019 | 283 | 283.836 | 07/22/2020 | 99431 | 205169271 | 05/25/2023
Carrier Corp. - Indianapolis | Kenmore | N80VSL0451716A* | Federally-Regulated Consumer Product | Non-Weatherized, Non-Condensin | 1431 | 244 | 244.964 | 10/04/2019 |  |  | 05/25/2023
Carrier Corp. - Indianapolis | Kenmore | N96VSN1002120A | Federally-Regulated Consumer Product | Non-Weatherized, Condensing Ga | 2188 | 291 | 291.272 | 07/22/2020 | 99935 | 205822228 | 05/25/2023
Carrier Corp. - Indianapolis | Kenmore | N95ESU0401712A | Federally-Regulated Consumer Product | Non-Weatherized, Condensing Ga | 1165 | 196 | 246.26 | 07/22/2020 | 40027 | 205645645 | 05/25/2023
Carrier Corp. - Indianapolis | Kenmore | N96MSN0401712A | Federally-Regulated Consumer Product | Non-Weatherized, Condensing Ga | 1097 | 243 |  | 03/30/2023 | 40216 | 211779212 | 05/25/2023
Carrier Corp. - Indianapolis | Kenmore | N95MSU0601716A | Federally-Regulated Consumer Product | Non-Weatherized, Condensing Ga | 1794 | 274 |  | 03/30/2023 | 60012 | 211781287 | 05/25/2023
Carrier Corp. - Indianapolis | Kenmore | PDD430060K**0K* | Federally-Regulated Consumer Product | Weatherized Non-Condensing Gas | 1118 | 248 |  | 11/15/2022 | 60738 | 210589595 | 05/25/2023
Carrier Corp. - Indianapolis | Kenmore | G80CTL1352422A* | Federally-Regulated Consumer Product | Non-Weatherized, Non-Condensin | 2422 | 287 | 288.568 | 10/04/2019 |  |  | 05/25/2023
Carrier Corp. - Indianapolis | Kenmore | PDD430060K**1K* | Federally-Regulated Consumer Product | Weatherized Non-Condensing Gas | 1118 | 248 |  | 11/15/2022 | 60738 | 210589601 | 05/25/2023
Carrier Corp. - Indianapolis | Kenmore | PDD448115K**0K* | Federally-Regulated Consumer Product | Weatherized Non-Condensing Gas | 2156 | 293 |  | 11/15/2022 | 115206 | 210589599 | 05/25/2023
Carrier Corp. - Indianapolis | Kenmore | F96VTN1002122A | Federally-Regulated Consumer Product | Non-Weatherized, Condensing Ga | 2219 | 292 | 292.636 | 07/22/2020 | 64715 | 205169279 | 05/25/2023
Carrier Corp. - Indianapolis | Kenmore | G80CTL1102120A | Federally-Regulated Consumer Product | Non-Weatherized, Non-Condensin | 2281 | 282 | 282.364 | 10/04/2019 |  |  | 05/25/2023
Carrier Corp. - Indianapolis | Kenmore | G97CMN1002122A | Federally-Regulated Consumer Product | Non-Weatherized, Condensing Ga | 2192 | 291 |  | 12/01/2021 | 39903 | 203924602 | 05/25/2023
Carrier Corp. - Indianapolis | Kenmore | N96VSN0401410A*D | Federally-Regulated Consumer Product | Non-Weatherized, Condensing Ga | 1075 | 242 | 242.3 | 07/22/2020 | 40086 | 205822108 | 05/25/2023
Carrier Corp. - Indianapolis | Kenmore | N96MSN1202422A*D | Federally-Regulated Consumer Product | Non-Weatherized, Condensing Ga | 2308 | 297 |  | 03/30/2023 | 119661 | 211779473 | 05/25/2023
Carrier Corp. - Indianapolis | Kenmore | N96VSN0802120A | Federally-Regulated Consumer Product | Non-Weatherized, Condensing Ga | 2231 | 293 | 293.164 | 07/22/2020 | 79961 | 205822207 | 05/25/2023
Carrier Corp. - Indianapolis | Kenmore | N96VSN0601714A | Federally-Regulated Consumer Product | Non-Weatherized, Condensing Ga | 1591 | 265 | 265.004 | 07/22/2020 | 60186 | 205822163 | 05/25/2023
Carrier Corp. - Indianapolis | Kenmore | PDD442090K**0K* | Federally-Regulated Consumer Product | Weatherized Non-Condensing Gas | 1478 | 264 |  | 11/15/2022 | 90002 | 210589597 | 05/25/2023
Carrier Corp. - Indianapolis | Kenmore | N96VSN0802120A*D | Federally-Regulated Consumer Product | Non-Weatherized, Condensing Ga | 2231 | 293 | 293.164 | 07/22/2020 | 79961 | 205822218 | 05/25/2023
Carrier Corp. - Indianapolis | Kenmore | N80VSL1102422A | Federally-Regulated Consumer Product | Non-Weatherized, Non-Condensin | 2478 | 290 | 291.032 | 10/04/2019 |  |  | 05/25/2023
Carrier Corp. - Indianapolis | Kenmore | N95ESN1002122A*D | Federally-Regulated Consumer Product | Non-Weatherized, Condensing Ga | 2017 | 283 | 283.748 | 07/22/2020 | 99705 | 205169224 | 05/25/2023
Carrier Corp. - Indianapolis | Kenmore | N92ESN1002122A | Federally-Regulated Consumer Product | Non-Weatherized, Condensing Ga | 1993 | 282 |  | 08/05/2020 | 99627 | 205001048 | 05/25/2023
Carrier Corp. - Indianapolis | Kenmore | N96VSN0801716A*D | Federally-Regulated Consumer Product | Non-Weatherized, Condensing Ga | 1766 | 272 | 272.704 | 07/22/2020 | 80180 | 205822196 | 05/25/2023
Carrier Corp. - Indianapolis | Kenmore | PGD442060K**0G* | Federally-Regulated Consumer Product | Weatherized Non-Condensing Gas | 1514 | 266 |  | 05/25/2023 | 60394 | 204038289 | 05/25/2023
Nordyne, LLC | Trane | 4YCL4024A1055A | Federally-Regulated Consumer Product | Weatherized Non-Condensing Gas | 1304 | 240 |  | 09/23/2022 | 55721 | 207341401 | 05/25/2023
Nordyne, LLC | Trane | L9X1C100U5VSAAA | Federally-Regulated Consumer Product | Non-Weatherized, Condensing Ga | 2088 | 287 |  | 07/31/2021 | 100330 | 206229729 | 05/25/2023
Nordyne, LLC | Trane | 4YCL4042A1100A | Federally-Regulated Consumer Product | Weatherized Non-Condensing Gas | 1913 | 275 |  | 09/23/2022 | 100561 | 207341404 | 05/25/2023
Nordyne, LLC | Trane | 4YCL4030A1070A | Federally-Regulated Consumer Product | Weatherized Non-Condensing Gas | 1655 | 264 |  | 09/23/2022 | 69854 | 207341402 | 05/25/2023
Nordyne, LLC | Trane | L9X1B070U4VSA*A | Federally-Regulated Consumer Product | Non-Weatherized, Condensing Ga | 1626 | 267 |  | 07/31/2021 | 68900 | 207175364 | 05/25/2023
Nordyne, LLC | Trane | L9X1A050U3VSABA | Federally-Regulated Consumer Product | Non-Weatherized, Condensing Ga | 1446 | 259 |  | 02/02/2022 | 50148 | 207769500 | 05/25/2023
Nordyne, LLC | Trane | 4YCL4048A1100A | Federally-Regulated Consumer Product | Weatherized Non-Condensing Gas | 1913 | 275 |  | 09/23/2022 | 100561 | 207341405 | 05/25/2023
Nordyne, LLC | Trane | L9X1A050U3VSAAA | Federally-Regulated Consumer Product | Non-Weatherized, Condensing Ga | 1446 | 259 |  | 07/31/2021 | 50148 | 206229728 | 05/25/2023
Nordyne, LLC | Trane | L8X1A055U3XSAC | Federally-Regulated Consumer Product | Non-Weatherized, Non-Condensin | 1100 | 230 |  | 10/06/2021 | 54989 | 207465528 | 05/25/2023
Nordyne, LLC | Trane | L9X1C100U5VSABA | Federally-Regulated Consumer Product | Non-Weatherized, Condensing Ga | 2088 | 287 |  | 02/02/2022 | 100330 | 207769501 | 05/25/2023
Nordyne, LLC | Trane | 4YCL4060A1100A | Federally-Regulated Consumer Product | Weatherized Non-Condensing Gas | 2041 | 289 |  | 09/23/2022 | 101000 | 207341406 | 05/25/2023
Nordyne, LLC | Trane | 4YCL4036A1070A | Federally-Regulated Consumer Product | Weatherized Non-Condensing Gas | 1655 | 264 |  | 09/23/2022 | 69854 | 207341403 | 05/25/2023
Nordyne, LLC | Trane | L8X1B070U4XSAC | Federally-Regulated Consumer Product | Non-Weatherized, Non-Condensin | 1597 | 252 |  | 10/06/2021 | 70859 | 207465529 | 05/25/2023
Nordyne, LLC | Trane | 4YCL4024A1055A | Federally-Regulated Consumer Product | Weatherized Non-Condensing Gas | 1304 | 240 |  | 05/25/2023 | 55721 | 207341401 | 05/25/2023
Nordyne, LLC | Trane | L9X1C100U5VSAAA | Federally-Regulated Consumer Product | Non-Weatherized, Condensing Ga | 2088 | 287 |  | 05/25/2023 | 100330 | 206229729 | 05/25/2023
Nordyne, LLC | Trane | 4YCL4042A1100A | Federally-Regulated Consumer Product | Weatherized Non-Condensing Gas | 1913 | 275 |  | 05/25/2023 | 100561 | 207341404 | 05/25/2023
Nordyne, LLC | Trane | 4YCL4030A1070A | Federally-Regulated Consumer Product | Weatherized Non-Condensing Gas | 1655 | 264 |  | 05/25/2023 | 69854 | 207341402 | 05/25/2023
Nordyne, LLC | Trane | L9X1B070U4VSA*A | Federally-Regulated Consumer Product | Non-Weatherized, Condensing Ga | 1626 | 267 |  | 05/25/2023 | 68900 | 207175364 | 05/25/2023
Nordyne, LLC | Trane | L9X1A050U3VSABA | Federally-Regulated Consumer Product | Non-Weatherized, Condensing Ga | 1446 | 259 |  | 05/25/2023 | 50148 | 207769500 | 05/25/2023
Nordyne, LLC | Trane | 4YCL4048A1100A | Federally-Regulated Consumer Product | Weatherized Non-Condensing Gas | 1913 | 275 |  | 05/25/2023 | 100561 | 207341405 | 05/25/2023
Nordyne, LLC | Trane | L9X1A050U3VSAAA | Federally-Regulated Consumer Product | Non-Weatherized, Condensing Ga | 1446 | 259 |  | 05/25/2023 | 50148 | 206229728 | 05/25/2023
Nordyne, LLC | Trane | L8X1A055U3XSAC | Federally-Regulated Consumer Product | Non-Weatherized, Non-Condensin | 1100 | 230 |  | 05/25/2023 | 54989 | 207465528 | 05/25/2023
Nordyne, LLC | Trane | L9X1C100U5VSABA | Federally-Regulated Consumer Product | Non-Weatherized, Condensing Ga | 2088 | 287 |  | 05/25/2023 | 100330 | 207769501 | 05/25/2023
Nordyne, LLC | Trane | 4YCL4060A1100A | Federally-Regulated Consumer Product | Weatherized Non-Condensing Gas | 2041 | 289 |  | 05/25/2023 | 101000 | 207341406 | 05/25/2023
Nordyne, LLC | Trane | 4YCL4036A1070A | Federally-Regulated Consumer Product | Weatherized Non-Condensing Gas | 1655 | 264 |  | 05/25/2023 | 69854 | 207341403 | 05/25/2023
Nordyne, LLC | Trane | L8X1B070U4XSAC | Federally-Regulated Consumer Product | Non-Weatherized, Non-Condensin | 1597 | 252 |  | 05/25/2023 | 70859 | 207465529 | 05/25/2023
Carrier Corp. - Indianapolis | Kenmore | N92MSN0401712A* | Federally-Regulated Consumer Product | Mobile Home Non-Weatherized, C | 1092 | 243 |  | 03/30/2023 | 39895 | 211778877 | 05/25/2023
Carrier Corp. - Indianapolis | Kenmore | N92MSN1002122A | Federally-Regulated Consumer Product | Non-Weatherized, Condensing Ga | 2308 | 297 |  | 03/30/2023 | 99870 | 211778976 | 05/25/2023
Carrier Corp. - Indianapolis | Kenmore | N96MSN0802120A**D | Federally-Regulated Consumer Product | Mobile Home Non-Weatherized, C | 2169 | 290 |  | 03/30/2023 | 79638 | 211779356 | 05/25/2023
Carrier Corp. - Indianapolis | Kenmore | N95ESN1202422A*D | Federally-Regulated Consumer Product | Non-Weatherized, Condensing Ga | 2161 | 290 | 290.084 | 10/04/2019 |  |  | 05/25/2023
Carrier Corp. - Indianapolis | Kenmore | N95ESN0401712A**D | Federally-Regulated Consumer Product | Mobile Home Non-Weatherized, C | 998 | 239 |  | 12/01/2021 | 40139 | 203360702 | 05/25/2023
Carrier Corp. - Indianapolis | Kenmore | G96VTN0601412A*D | Federally-Regulated Consumer Product | Non-Weatherized, Condensing Ga | 1238 | 249 | 249.472 | 10/04/2019 |  |  | 05/25/2023
Carrier Corp. - Indianapolis | Kenmore | N80MSN1102420A | Federally-Regulated Consumer Product | Non-Weatherized, Non-Condensin | 2053 | 272 |  | 03/30/2023 | 110206 | 211779999 | 05/25/2023
Carrier Corp. - Indianapolis | Kenmore | N80MSN0451412A | Federally-Regulated Consumer Product | Non-Weatherized, Non-Condensin | 1161 | 233 |  | 03/30/2023 | 44099 | 211779989 | 05/25/2023
Carrier Corp. - Indianapolis | Kenmore | N80MSL0901714A* | Federally-Regulated Consumer Product | Non-Weatherized, Non-Condensin | 1592 | 252 |  | 03/30/2023 | 88547 | 211780223 | 05/25/2023
Carrier Corp. - Indianapolis | Kenmore | N92MSN0801716A | Federally-Regulated Consumer Product | Non-Weatherized, Condensing Ga | 1845 | 276 |  | 03/30/2023 | 80520 | 211778922 | 05/25/2023
Carrier Corp. - Indianapolis | Kenmore | N80ESL1552420A | Federally-Regulated Consumer Product | Non-Weatherized, Non-Condensin | 2000 | 270 | 270 | 10/04/2019 |  |  | 05/25/2023
Carrier Corp. - Indianapolis | Kenmore | N80ESL0901714A* | Federally-Regulated Consumer Product | Non-Weatherized, Non-Condensin | 1238 | 236 | 236.472 | 10/04/2019 |  |  | 05/25/2023
Carrier Corp. - Indianapolis | Kenmore | N92MSN1002122A* | Federally-Regulated Consumer Product | Mobile Home Non-Weatherized, C | 2308 | 297 |  | 03/30/2023 | 99870 | 211778985 | 05/25/2023
Carrier Corp. - Indianapolis | Kenmore | PDD460115K**1K* | Federally-Regulated Consumer Product | Weatherized Non-Condensing Gas | 2156 | 294 |  | 04/11/2023 | 115163 | 212038642 | 05/25/2023
Carrier Corp. - Indianapolis | Kenmore | F97CMN1002122A*D | Federally-Regulated Consumer Product | Non-Weatherized, Condensing Ga | 2192 | 291 |  | 12/01/2021 | 39903 | 203924625 | 05/25/2023
Carrier Corp. - Indianapolis | Kenmore | N80MSL0701412A | Federally-Regulated Consumer Product | Non-Weatherized, Non-Condensin | 1170 | 233 |  | 03/30/2023 | 65912 | 211780105 | 05/25/2023
Carrier Corp. - Indianapolis | Kenmore | N96MSN1402422A*D | Federally-Regulated Consumer Product | Non-Weatherized, Condensing Ga | 2292 | 296 |  | 03/30/2023 | 139864 | 211779491 | 05/25/2023
Carrier Corp. - Indianapolis | Kenmore | N92MSN1202420A | Federally-Regulated Consumer Product | Non-Weatherized, Condensing Ga | 1871 | 277 |  | 03/30/2023 | 120577 | 211778994 | 05/25/2023
Carrier Corp. - Indianapolis | Kenmore | N80ESL0902116A* | Federally-Regulated Consumer Product | Non-Weatherized, Non-Condensin | 1450 | 246 |  | 07/29/2020 | 87792 | 203360305 | 05/25/2023
Carrier Corp. - Indianapolis | Kenmore | N92MSN0601714A* | Federally-Regulated Consumer Product | Mobile Home Non-Weatherized, C | 1381 | 256 |  | 03/30/2023 | 60143 | 211778913 | 05/25/2023
Carrier Corp. - Indianapolis | Kenmore | N80ESL1352420A | Federally-Regulated Consumer Product | Non-Weatherized, Non-Condensin | 1887 | 265 | 265.028 | 10/04/2019 |  |  | 05/25/2023
Carrier Corp. - Indianapolis | Kenmore | N96MSN1202422A* | Federally-Regulated Consumer Product | Mobile Home Non-Weatherized, C | 2308 | 297 |  | 03/30/2023 | 119661 | 211779455 | 05/25/2023
Carrier Corp. - Indianapolis | Kenmore | G97CMN1202422A*D | Federally-Regulated Consumer Product | Non-Weatherized, Condensing Ga | 2271 | 295 |  | 12/01/2021 | 48091 | 203924676 | 05/25/2023
Carrier Corp. - Indianapolis | Kenmore | N96MSN0801716A*D | Federally-Regulated Consumer Product | Non-Weatherized, Condensing Ga | 1671 | 269 |  | 03/30/2023 | 79335 | 211779329 | 05/25/2023
Carrier Corp. - Indianapolis | Kenmore | N92MSN0401712A* | Federally-Regulated Consumer Product | Mobile Home Non-Weatherized, C | 1092 | 243 |  | 05/25/2023 | 39895 | 211778877 | 05/25/2023
Carrier Corp. - Indianapolis | Kenmore | N92MSN1002122A | Federally-Regulated Consumer Product | Non-Weatherized, Condensing Ga | 2308 | 297 |  | 05/25/2023 | 99870 | 211778976 | 05/25/2023
Carrier Corp. - Indianapolis | Kenmore | N96MSN0802120A**D | Federally-Regulated Consumer Product | Mobile Home Non-Weatherized, C | 2169 | 290 |  | 05/25/2023 | 79638 | 211779356 | 05/25/2023
Carrier Corp. - Indianapolis | Kenmore | N95ESN1202422A*D | Federally-Regulated Consumer Product | Non-Weatherized, Condensing Ga | 2161 | 290 |  | 05/25/2023 | 119834 | 203360482 | 05/25/2023
Carrier Corp. - Indianapolis | Kenmore | N95ESN0401712A**D | Federally-Regulated Consumer Product | Mobile Home Non-Weatherized, C | 998 | 239 |  | 05/25/2023 | 40139 | 203360702 | 05/25/2023
Carrier Corp. - Indianapolis | Kenmore | G96VTN0601412A*D | Federally-Regulated Consumer Product | Non-Weatherized, Condensing Ga | 1238 | 249 |  | 05/25/2023 | 39205 | 203924859 | 05/25/2023
Carrier Corp. - Indianapolis | Kenmore | N80MSN1102420A | Federally-Regulated Consumer Product | Non-Weatherized, Non-Condensin | 2053 | 272 |  | 05/25/2023 | 110206 | 211779999 | 05/25/2023
Carrier Corp. - Indianapolis | Kenmore | N80MSN0451412A | Federally-Regulated Consumer Product | Non-Weatherized, Non-Condensin | 1161 | 233 |  | 05/25/2023 | 44099 | 211779989 | 05/25/2023
Carrier Corp. - Indianapolis | Kenmore | N80MSL0901714A* | Federally-Regulated Consumer Product | Non-Weatherized, Non-Condensin | 1592 | 252 |  | 05/25/2023 | 88547 | 211780223 | 05/25/2023
Carrier Corp. - Indianapolis | Kenmore | N92MSN0801716A | Federally-Regulated Consumer Product | Non-Weatherized, Condensing Ga | 1845 | 276 |  | 05/25/2023 | 80520 | 211778922 | 05/25/2023
Carrier Corp. - Indianapolis | Kenmore | N80ESL1552420A | Federally-Regulated Consumer Product | Non-Weatherized, Non-Condensin | 2000 | 270 |  | 05/25/2023 | 153106 | 203360095 | 05/25/2023
Carrier Corp. - Indianapolis | Kenmore | N80ESL0901714A* | Federally-Regulated Consumer Product | Non-Weatherized, Non-Condensin | 1238 | 236 |  | 05/25/2023 | 88097 | 203360303 | 05/25/2023
Carrier Corp. - Indianapolis | Kenmore | N92MSN1002122A* | Federally-Regulated Consumer Product | Mobile Home Non-Weatherized, C | 2308 | 297 |  | 05/25/2023 | 99870 | 211778985 | 05/25/2023
Carrier Corp. - Indianapolis | Kenmore | PDD460115K**1K* | Federally-Regulated Consumer Product | Weatherized Non-Condensing Gas | 2156 | 294 |  | 05/25/2023 | 115163 | 212038642 | 05/25/2023
Carrier Corp. - Indianapolis | Kenmore | F97CMN1002122A*D | Federally-Regulated Consumer Product | Non-Weatherized, Condensing Ga | 2192 | 291 |  | 05/25/2023 | 39903 | 203924625 | 05/25/2023
Carrier Corp. - Indianapolis | Kenmore | N80MSL0701412A | Federally-Regulated Consumer Product | Non-Weatherized, Non-Condensin | 1170 | 233 |  | 05/25/2023 | 65912 | 211780105 | 05/25/2023
Carrier Corp. - Indianapolis | Kenmore | N96MSN1402422A*D | Federally-Regulated Consumer Product | Non-Weatherized, Condensing Ga | 2292 | 296 |  | 05/25/2023 | 139864 | 211779491 | 05/25/2023
Carrier Corp. - Indianapolis | Kenmore | N92MSN1202420A | Federally-Regulated Consumer Product | Non-Weatherized, Condensing Ga | 1871 | 277 |  | 05/25/2023 | 120577 | 211778994 | 05/25/2023
Carrier Corp. - Indianapolis | Kenmore | N80ESL0902116A* | Federally-Regulated Consumer Product | Non-Weatherized, Non-Condensin | 1450 | 246 |  | 05/25/2023 | 87792 | 203360305 | 05/25/2023
Carrier Corp. - Indianapolis | Kenmore | N92MSN0601714A* | Federally-Regulated Consumer Product | Mobile Home Non-Weatherized, C | 1381 | 256 |  | 05/25/2023 | 60143 | 211778913 | 05/25/2023
Carrier Corp. - Indianapolis | Kenmore | N80ESL1352420A | Federally-Regulated Consumer Product | Non-Weatherized, Non-Condensin | 1887 | 265 |  | 05/25/2023 | 131482 | 203360094 | 05/25/2023
Carrier Corp. - Indianapolis | Kenmore | N96MSN1202422A* | Federally-Regulated Consumer Product | Mobile Home Non-Weatherized, C | 2308 | 297 |  | 05/25/2023 | 119661 | 211779455 | 05/25/2023
Carrier Corp. - Indianapolis | Kenmore | G97CMN1202422A*D | Federally-Regulated Consumer Product | Non-Weatherized, Condensing Ga | 2271 | 295 |  | 05/25/2023 | 48091 | 203924676 | 05/25/2023
Carrier Corp. - Indianapolis | Kenmore | N96MSN0801716A*D | Federally-Regulated Consumer Product | Non-Weatherized, Condensing Ga | 1671 | 269 |  | 05/25/2023 | 79335 | 211779329 | 05/25/2023
Carrier Corp. - Syracuse | ICP Commercial | RGV060KE* | Federally-Regulated Consumer Product | Weatherized Non-Condensing Gas | 2694 | 302 |  | 04/26/2022 | 73 | 202535051 | 05/25/2023
Carrier Corp. - Syracuse | ICP Commercial | RGV036KS* | Federally-Regulated Consumer Product | Weatherized Non-Condensing Gas | 1889 | 281 |  | 04/06/2022 | 53 | 202535054 | 05/25/2023
Carrier Corp. - Syracuse | ICP Commercial | RGV036KD* | Federally-Regulated Consumer Product | Weatherized Non-Condensing Gas | 1889 | 281 |  | 04/06/2022 | 53 | 202535046 | 05/25/2023
Carrier Corp. - Syracuse | ICP Commercial | RGV036KE* | Federally-Regulated Consumer Product | Weatherized Non-Condensing Gas | 1889 | 281 |  | 04/06/2022 | 73 | 202535049 | 05/25/2023
Carrier Corp. - Syracuse | ICP Commercial | RGW060KD* | Federally-Regulated Consumer Product | Weatherized Non-Condensing Gas | 2694 | 302 |  | 04/26/2022 | 53 | 202535064 | 05/25/2023
Carrier Corp. - Syracuse | ICP Commercial | RGV060KG* | Federally-Regulated Consumer Product | Weatherized Non-Condensing Gas | 2694 | 302 |  | 04/06/2022 | 49 | 208034348 | 05/25/2023
Carrier Corp. - Syracuse | ICP Commercial | RGW060KE* | Federally-Regulated Consumer Product | Weatherized Non-Condensing Gas | 2694 | 302 |  | 04/26/2022 | 73 | 202535067 | 05/25/2023
Carrier Corp. - Syracuse | ICP Commercial | RGV048KS* | Federally-Regulated Consumer Product | Weatherized Non-Condensing Gas | 2640 | 312 |  | 04/26/2022 | 53 | 202535055 | 05/25/2023
Carrier Corp. - Syracuse | ICP Commercial | RGW048KE* | Federally-Regulated Consumer Product | Weatherized Non-Condensing Gas | 2640 | 312 |  | 04/26/2022 | 73 | 202535066 | 05/25/2023
Carrier Corp. - Syracuse | ICP Commercial | RGV060KH* | Federally-Regulated Consumer Product | Weatherized Non-Condensing Gas | 2730 | 315 |  | 04/26/2022 | 82000 | 208131912 | 05/25/2023
Carrier Corp. - Syracuse | ICP Commercial | RGV048KR* | Federally-Regulated Consumer Product | Weatherized Non-Condensing Gas | 2640 | 312 |  | 04/26/2022 | 73 | 202535058 | 05/25/2023
Carrier Corp. - Syracuse | ICP Commercial | RGV060KT* | Federally-Regulated Consumer Product | Weatherized Non-Condensing Gas | 2694 | 302 |  | 04/06/2022 | 106 | 202535061 | 05/25/2023
Carrier Corp. - Syracuse | ICP Commercial | RGW036KR* | Federally-Regulated Consumer Product | Weatherized Non-Condensing Gas | 1889 | 281 |  | 04/06/2022 | 73 | 202535073 | 05/25/2023
Carrier Corp. - Syracuse | ICP Commercial | RGW048KR* | Federally-Regulated Consumer Product | Weatherized Non-Condensing Gas | 2640 | 312 |  | 04/26/2022 | 73 | 202535074 | 05/25/2023
Carrier Corp. - Syracuse | ICP Commercial | RGV060KF* | Federally-Regulated Consumer Product | Weatherized Non-Condensing Gas | 2694 | 302 |  | 04/06/2022 | 106 | 202535053 | 05/25/2023
Carrier Corp. - Syracuse | ICP Commercial | RGV060KD* | Federally-Regulated Consumer Product | Weatherized Non-Condensing Gas | 2694 | 302 |  | 04/26/2022 | 53 | 202535048 | 05/25/2023
Carrier Corp. - Syracuse | ICP Commercial | RGW060KH* | Federally-Regulated Consumer Product | Weatherized Non-Condensing Gas | 2730 | 315 |  | 04/26/2022 | 82000 | 208131915 | 05/25/2023
Carrier Corp. - Syracuse | ICP Commercial | RGV048KT* | Federally-Regulated Consumer Product | Weatherized Non-Condensing Gas | 2640 | 312 |  | 04/26/2022 | 106 | 202535060 | 05/25/2023
Carrier Corp. - Syracuse | ICP Commercial | RGW036KE* | Federally-Regulated Consumer Product | Weatherized Non-Condensing Gas | 1889 | 281 |  | 04/06/2022 | 73 | 202535065 | 05/25/2023
Carrier Corp. - Syracuse | ICP Commercial | RGW060KF* | Federally-Regulated Consumer Product | Weatherized Non-Condensing Gas | 2694 | 302 |  | 04/06/2022 | 106 | 202535069 | 05/25/2023
Carrier Corp. - Syracuse | ICP Commercial | RGV036KH* | Federally-Regulated Consumer Product | Weatherized Non-Condensing Gas | 1520 | 262 |  | 04/26/2022 | 82000 | 208131910 | 05/25/2023
Carrier Corp. - Syracuse | ICP Commercial | RGV048KF* | Federally-Regulated Consumer Product | Weatherized Non-Condensing Gas | 2640 | 312 |  | 04/26/2022 | 106 | 202535052 | 05/25/2023
Carrier Corp. - Syracuse | ICP Commercial | RGW048KF* | Federally-Regulated Consumer Product | Weatherized Non-Condensing Gas | 2640 | 312 |  | 04/26/2022 | 106 | 202535068 | 05/25/2023
Carrier Corp. - Syracuse | ICP Commercial | RGV048KE* | Federally-Regulated Consumer Product | Weatherized Non-Condensing Gas | 2640 | 312 |  | 04/26/2022 | 73 | 202535050 | 05/25/2023
Carrier Corp. - Indianapolis | ICP Commercial | N95ESN1002120A* | Federally-Regulated Consumer Product | Mobile Home Non-Weatherized, C | 2102 | 287 | 389.242 | 10/04/2019 |  |  | 05/25/2023
Carrier Corp. - Indianapolis | ICP Commercial | G97CMN0802120A | Federally-Regulated Consumer Product | Non-Weatherized, Condensing Ga | 2026 | 284 |  | 08/05/2020 | 31724 | 203924592 | 05/25/2023
Carrier Corp. - Indianapolis | ICP Commercial | G95CSU1002122A | Federally-Regulated Consumer Product | Non-Weatherized, Condensing Ga | 2271 | 273 |  | 12/09/2020 | 99648 | 206349956 | 05/25/2023
Carrier Corp. - Indianapolis | ICP Commercial | N80ESL1352420A* | Federally-Regulated Consumer Product | Non-Weatherized, Non-Condensin | 1887 | 265 | 265.028 | 10/04/2019 |  |  | 05/25/2023
Carrier Corp. - Indianapolis | ICP Commercial | G96CTN0802120A | Federally-Regulated Consumer Product | Non-Weatherized, Condensing Ga | 2095 | 287 | 287.18 | 10/04/2019 |  |  | 05/25/2023
Carrier Corp. - Indianapolis | ICP Commercial | N80MSL1102420A* | Federally-Regulated Consumer Product | Non-Weatherized, Non-Condensin | 2053 | 272 | 272 | 03/30/2023 | 110206 | 211780203 | 05/25/2023
Carrier Corp. - Indianapolis | ICP Commercial | PGD424040K**2G* | Federally-Regulated Consumer Product | Weatherized Non-Condensing Gas | 1361 | 257 |  | 05/11/2023 | 45745 | 206908748 | 05/25/2023
Carrier Corp. - Indianapolis | ICP Commercial | PDD460115K**0G* | Federally-Regulated Consumer Product | Weatherized Non-Condensing Gas | 2187 | 295 |  | 05/11/2023 | 115163 | 204037978 | 05/25/2023
Carrier Corp. - Indianapolis | ICP Commercial | N80MSL0701716A* | Federally-Regulated Consumer Product | Non-Weatherized, Non-Condensin | 1776 | 260 | 260 | 03/30/2023 | 65952 | 211780390 | 05/25/2023
Carrier Corp. - Indianapolis | ICP Commercial | PGD424060K**2G* | Federally-Regulated Consumer Product | Weatherized Non-Condensing Gas | 1329 | 257 |  | 05/11/2023 | 60245 | 205822933 | 05/25/2023
Carrier Corp. - Indianapolis | ICP Commercial | N96VSN1202422A | Federally-Regulated Consumer Product | Non-Weatherized, Condensing Ga | 2331 | 297 | 297.564 | 07/22/2020 | 119569 | 205822249 | 05/25/2023
Carrier Corp. - Indianapolis | ICP Commercial | N80ESL0902116A* | Federally-Regulated Consumer Product | Non-Weatherized, Non-Condensin | 1450 | 246 |  | 07/29/2020 | 87792 | 203360254 | 05/25/2023
Carrier Corp. - Indianapolis | ICP Commercial | N80MSN0902420A | Federally-Regulated Consumer Product | Non-Weatherized, Non-Condensin | 2131 | 276 | 276 | 03/30/2023 | 87422 | 211779971 | 05/25/2023
Carrier Corp. - Indianapolis | ICP Commercial | N80MSL0701412A* | Federally-Regulated Consumer Product | Non-Weatherized, Non-Condensin | 1170 | 233 |  | 03/30/2023 | 65912 | 211780196 | 05/25/2023
Carrier Corp. - Indianapolis | ICP Commercial | N92ESN1202420A* | Federally-Regulated Consumer Product | Mobile Home Non-Weatherized, C | 1904 | 279 |  | 07/29/2020 | 119302 | 203359898 | 05/25/2023
Carrier Corp. - Indianapolis | ICP Commercial | N80MSL0701716A | Federally-Regulated Consumer Product | Non-Weatherized, Non-Condensin | 1776 | 260 | 260 | 03/30/2023 | 65952 | 211780374 | 05/25/2023
Carrier Corp. - Indianapolis | ICP Commercial | N80ESN0902420A | Federally-Regulated Consumer Product | Non-Weatherized, Non-Condensin | 1987 | 269 | 269.428 | 10/04/2019 |  |  | 05/25/2023
Carrier Corp. - Indianapolis | ICP Commercial | G96CTN0801714A*D | Federally-Regulated Consumer Product | Non-Weatherized, Condensing Ga | 1364 | 255 | 255.016 | 10/04/2019 |  |  | 05/25/2023
Carrier Corp. - Indianapolis | ICP Commercial | N80MSL0451412A* | Federally-Regulated Consumer Product | Non-Weatherized, Non-Condensin | 1161 | 233 |  | 03/30/2023 | 44099 | 211780194 | 05/25/2023
Carrier Corp. - Indianapolis | ICP Commercial | G80CTL0701716A | Federally-Regulated Consumer Product | Non-Weatherized, Non-Condensin | 1458 | 246 | 246.152 | 10/04/2019 |  |  | 05/25/2023
Carrier Corp. - Indianapolis | ICP Commercial | N80ESL0901714A* | Federally-Regulated Consumer Product | Non-Weatherized, Non-Condensin | 1238 | 236 | 236.472 | 10/04/2019 |  |  | 05/25/2023
Carrier Corp. - Indianapolis | ICP Commercial | G96VTN0601714A | Federally-Regulated Consumer Product | Non-Weatherized, Condensing Ga | 1459 | 259 | 259.196 | 10/04/2019 |  |  | 05/25/2023
Carrier Corp. - Indianapolis | ICP Commercial | N80ESN0451412A | Federally-Regulated Consumer Product | Non-Weatherized, Non-Condensin | 1083 | 230 | 229.652 | 07/27/2020 | 43761 | 203359764 | 05/25/2023
Carrier Corp. - Indianapolis | ICP Commercial | PGR548090K**1G* | Federally-Regulated Consumer Product | Weatherized Non-Condensing Gas | 1918 | 283 |  | 05/11/2023 | 58473 | 204038093 | 05/25/2023
Carrier Corp. - Indianapolis | ICP Commercial | N95ESN1002120A**D | Federally-Regulated Consumer Product | Mobile Home Non-Weatherized, C | 2102 | 287 | 389.242 | 10/04/2019 |  |  | 05/25/2023
Carrier Corp. - Indianapolis | ICP Commercial | N92ESN0802120A* | Federally-Regulated Consumer Product | Mobile Home Non-Weatherized, C | 1832 | 276 |  | 08/05/2020 | 79860 | 203359830 | 05/25/2023
Carrier Corp. - Indianapolis | ICP Commercial | N80ESN0451712A | Federally-Regulated Consumer Product | Non-Weatherized, Non-Condensin | 1206 | 235 | 235.064 | 10/04/2019 |  |  | 05/25/2023
Carrier Corp. - Indianapolis | ICP Commercial | N95ESN0801716A**D | Federally-Regulated Consumer Product | Mobile Home Non-Weatherized, C | 1771 | 273 | 365.741 | 10/04/2019 |  |  | 05/25/2023
Carrier Corp. - Indianapolis | ICP Commercial | PDS424060K**0G* | Federally-Regulated Consumer Product | Weatherized Non-Condensing Gas | 1285 | 256 |  | 05/11/2023 | 60738 | 204037994 | 05/25/2023
Carrier Corp. - Indianapolis | ICP Commercial | N80ESN0701712A | Federally-Regulated Consumer Product | Non-Weatherized, Non-Condensin | 1051 | 228 | 228.244 | 10/04/2019 |  |  | 05/25/2023
Carrier Corp. - Indianapolis | ICP Commercial | G80CSU1002120A | Federally-Regulated Consumer Product | Non-Weatherized, Non-Condensin | 2371 | 286 | 286.324 | 07/22/2020 | 99785 | 204631640 | 05/25/2023
Carrier Corp. - Indianapolis | ICP Commercial | G96VTN0801716A | Federally-Regulated Consumer Product | Non-Weatherized, Condensing Ga | 1686 | 269 | 269.184 | 10/04/2019 |  |  | 05/25/2023
Carrier Corp. - Indianapolis | ICP Commercial | N80MSL1552420A* | Federally-Regulated Consumer Product | Non-Weatherized, Non-Condensin | 2004 | 270 | 270 | 03/30/2023 | 153757 | 211780205 | 05/25/2023
Carrier Corp. - Indianapolis | ICP Commercial | N95ESN1402422A*D | Federally-Regulated Consumer Product | Non-Weatherized, Condensing Ga | 2328 | 297 | 297.432 | 10/04/2019 |  |  | 05/25/2023
Carrier Corp. - Indianapolis | ICP Commercial | N92ESN0601412A* | Federally-Regulated Consumer Product | Mobile Home Non-Weatherized, C | 945 | 237 |  | 08/05/2020 | 59375 | 203359727 | 05/25/2023
Carrier Corp. - Indianapolis | ICP Commercial | N96VSN0801716A | Federally-Regulated Consumer Product | Non-Weatherized, Condensing Ga | 1766 | 272 | 272.704 | 07/22/2020 | 80180 | 205822183 | 05/25/2023
Carrier Corp. - Indianapolis | ICP Commercial | G97CMN0601714A*D | Federally-Regulated Consumer Product | Non-Weatherized, Condensing Ga | 1392 | 256 |  | 08/05/2020 | 23828 | 203924634 | 05/25/2023
Carrier Corp. - Indianapolis | ICP Commercial | N95ESN1202422A | Federally-Regulated Consumer Product | Non-Weatherized, Condensing Ga | 2161 | 290 | 290.084 | 10/04/2019 |  |  | 05/25/2023
Carrier Corp. - Indianapolis | ICP Commercial | N80MSL0902116A* | Federally-Regulated Consumer Product | Non-Weatherized, Non-Condensin | 1569 | 251 |  | 03/30/2023 | 87754 | 211780200 | 05/25/2023
Carrier Corp. - Indianapolis | ICP Commercial | N80ESN1102420A | Federally-Regulated Consumer Product | Non-Weatherized, Non-Condensin | 2027 | 271 | 271.188 | 10/04/2019 |  |  | 05/25/2023
Carrier Corp. - Indianapolis | ICP Commercial | G97CMN0602120A | Federally-Regulated Consumer Product | Non-Weatherized, Condensing Ga | 1897 | 278 |  | 08/05/2020 | 24235 | 203924576 | 05/25/2023
Carrier Corp. - Indianapolis | ICP Commercial | PGD430040K**2H* | Federally-Regulated Consumer Product | Weatherized Non-Condensing Gas | 1361 | 257 |  | 05/11/2023 | 45745 | 206908749 | 05/25/2023
Carrier Corp. - Indianapolis | ICP Commercial | N95ESN0801716A* | Federally-Regulated Consumer Product | Mobile Home Non-Weatherized, C | 1771 | 273 | 365.741 | 10/04/2019 |  |  | 05/25/2023
Carrier Corp. - Indianapolis | ICP Commercial | G80CSU0401712A | Federally-Regulated Consumer Product | Non-Weatherized, Non-Condensin | 1552 | 250 | 250.288 | 07/22/2020 | 39730 | 204631604 | 05/25/2023
Carrier Corp. - Indianapolis | ICP Commercial | N95ESN0601412A* | Federally-Regulated Consumer Product | Mobile Home Non-Weatherized, C | 1176 | 247 | 323.496 | 10/04/2019 |  |  | 05/25/2023
Carrier Corp. - Indianapolis | ICP Commercial | N80ESL1102420A* | Federally-Regulated Consumer Product | Non-Weatherized, Non-Condensin | 2027 | 271 | 271.188 | 10/04/2019 |  |  | 05/25/2023
Carrier Corp. - Syracuse | ICP Commercial | RGV060KE* | Federally-Regulated Consumer Product | Weatherized Non-Condensing Gas | 2694 | 302 |  | 05/25/2023 | 73 | 202535051 | 05/25/2023
Carrier Corp. - Syracuse | ICP Commercial | RGV036KS* | Federally-Regulated Consumer Product | Weatherized Non-Condensing Gas | 1889 | 281 |  | 05/25/2023 | 53 | 202535054 | 05/25/2023
Carrier Corp. - Syracuse | ICP Commercial | RGV036KD* | Federally-Regulated Consumer Product | Weatherized Non-Condensing Gas | 1889 | 281 |  | 05/25/2023 | 53 | 202535046 | 05/25/2023
Carrier Corp. - Syracuse | ICP Commercial | RGV036KE* | Federally-Regulated Consumer Product | Weatherized Non-Condensing Gas | 1889 | 281 |  | 05/25/2023 | 73 | 202535049 | 05/25/2023
Carrier Corp. - Syracuse | ICP Commercial | RGW060KD* | Federally-Regulated Consumer Product | Weatherized Non-Condensing Gas | 2694 | 302 |  | 05/25/2023 | 53 | 202535064 | 05/25/2023
Carrier Corp. - Syracuse | ICP Commercial | RGV060KG* | Federally-Regulated Consumer Product | Weatherized Non-Condensing Gas | 2694 | 302 |  | 05/25/2023 | 49 | 208034348 | 05/25/2023
Carrier Corp. - Syracuse | ICP Commercial | RGW060KE* | Federally-Regulated Consumer Product | Weatherized Non-Condensing Gas | 2694 | 302 |  | 05/25/2023 | 73 | 202535067 | 05/25/2023
Carrier Corp. - Syracuse | ICP Commercial | RGV048KS* | Federally-Regulated Consumer Product | Weatherized Non-Condensing Gas | 2640 | 312 |  | 05/25/2023 | 53 | 202535055 | 05/25/2023
Carrier Corp. - Syracuse | ICP Commercial | RGW048KE* | Federally-Regulated Consumer Product | Weatherized Non-Condensing Gas | 2640 | 312 |  | 05/25/2023 | 73 | 202535066 | 05/25/2023
Carrier Corp. - Syracuse | ICP Commercial | RGV060KH* | Federally-Regulated Consumer Product | Weatherized Non-Condensing Gas | 2730 | 315 |  | 05/25/2023 | 82000 | 208131912 | 05/25/2023
Carrier Corp. - Syracuse | ICP Commercial | RGV048KR* | Federally-Regulated Consumer Product | Weatherized Non-Condensing Gas | 2640 | 312 |  | 05/25/2023 | 73 | 202535058 | 05/25/2023
Carrier Corp. - Syracuse | ICP Commercial | RGV060KT* | Federally-Regulated Consumer Product | Weatherized Non-Condensing Gas | 2694 | 302 |  | 05/25/2023 | 106 | 202535061 | 05/25/2023
Carrier Corp. - Syracuse | ICP Commercial | RGW036KR* | Federally-Regulated Consumer Product | Weatherized Non-Condensing Gas | 1889 | 281 |  | 05/25/2023 | 73 | 202535073 | 05/25/2023
Carrier Corp. - Syracuse | ICP Commercial | RGW048KR* | Federally-Regulated Consumer Product | Weatherized Non-Condensing Gas | 2640 | 312 |  | 05/25/2023 | 73 | 202535074 | 05/25/2023
Carrier Corp. - Syracuse | ICP Commercial | RGV060KF* | Federally-Regulated Consumer Product | Weatherized Non-Condensing Gas | 2694 | 302 |  | 05/25/2023 | 106 | 202535053 | 05/25/2023
Carrier Corp. - Syracuse | ICP Commercial | RGV060KD* | Federally-Regulated Consumer Product | Weatherized Non-Condensing Gas | 2694 | 302 |  | 05/25/2023 | 53 | 202535048 | 05/25/2023
Carrier Corp. - Syracuse | ICP Commercial | RGW060KH* | Federally-Regulated Consumer Product | Weatherized Non-Condensing Gas | 2730 | 315 |  | 05/25/2023 | 82000 | 208131915 | 05/25/2023
Carrier Corp. - Syracuse | ICP Commercial | RGV048KT* | Federally-Regulated Consumer Product | Weatherized Non-Condensing Gas | 2640 | 312 |  | 05/25/2023 | 106 | 202535060 | 05/25/2023
Carrier Corp. - Syracuse | ICP Commercial | RGW036KE* | Federally-Regulated Consumer Product | Weatherized Non-Condensing Gas | 1889 | 281 |  | 05/25/2023 | 73 | 202535065 | 05/25/2023
Carrier Corp. - Syracuse | ICP Commercial | RGW060KF* | Federally-Regulated Consumer Product | Weatherized Non-Condensing Gas | 2694 | 302 |  | 05/25/2023 | 106 | 202535069 | 05/25/2023
Carrier Corp. - Syracuse | ICP Commercial | RGV036KH* | Federally-Regulated Consumer Product | Weatherized Non-Condensing Gas | 1520 | 262 |  | 05/25/2023 | 82000 | 208131910 | 05/25/2023
Carrier Corp. - Syracuse | ICP Commercial | RGV048KF* | Federally-Regulated Consumer Product | Weatherized Non-Condensing Gas | 2640 | 312 |  | 05/25/2023 | 106 | 202535052 | 05/25/2023
Carrier Corp. - Syracuse | ICP Commercial | RGW048KF* | Federally-Regulated Consumer Product | Weatherized Non-Condensing Gas | 2640 | 312 |  | 05/25/2023 | 106 | 202535068 | 05/25/2023
Carrier Corp. - Syracuse | ICP Commercial | RGV048KE* | Federally-Regulated Consumer Product | Weatherized Non-Condensing Gas | 2640 | 312 |  | 05/25/2023 | 73 | 202535050 | 05/25/2023
Carrier Corp. - Indianapolis | ICP Commercial | N95ESN1002120A* | Federally-Regulated Consumer Product | Mobile Home Non-Weatherized, C | 2102 | 287 |  | 05/25/2023 | 99999 | 203360712 | 05/25/2023
Carrier Corp. - Indianapolis | ICP Commercial | G97CMN0802120A | Federally-Regulated Consumer Product | Non-Weatherized, Condensing Ga | 2026 | 284 |  | 05/25/2023 | 31724 | 203924592 | 05/25/2023
Carrier Corp. - Indianapolis | ICP Commercial | G95CSU1002122A | Federally-Regulated Consumer Product | Non-Weatherized, Condensing Ga | 2271 | 273 |  | 05/25/2023 | 99648 | 206349956 | 05/25/2023
Carrier Corp. - Indianapolis | ICP Commercial | N80ESL1352420A* | Federally-Regulated Consumer Product | Non-Weatherized, Non-Condensin | 1887 | 265 |  | 05/25/2023 | 131482 | 203360264 | 05/25/2023
Carrier Corp. - Indianapolis | ICP Commercial | G96CTN0802120A | Federally-Regulated Consumer Product | Non-Weatherized, Condensing Ga | 2095 | 287 |  | 05/25/2023 | 52507 | 203359385 | 05/25/2023
Carrier Corp. - Indianapolis | ICP Commercial | N80MSL1102420A* | Federally-Regulated Consumer Product | Non-Weatherized, Non-Condensin | 2053 | 272 |  | 05/25/2023 | 110206 | 211780203 | 05/25/2023
Carrier Corp. - Indianapolis | ICP Commercial | PGD424040K**2G* | Federally-Regulated Consumer Product | Weatherized Non-Condensing Gas | 1361 | 257 |  | 05/25/2023 | 45745 | 206908748 | 05/25/2023
Carrier Corp. - Indianapolis | ICP Commercial | PDD460115K**0G* | Federally-Regulated Consumer Product | Weatherized Non-Condensing Gas | 2187 | 295 |  | 05/25/2023 | 115163 | 204037978 | 05/25/2023
Carrier Corp. - Indianapolis | ICP Commercial | N80MSL0701716A* | Federally-Regulated Consumer Product | Non-Weatherized, Non-Condensin | 1776 | 260 |  | 05/25/2023 | 65952 | 211780390 | 05/25/2023
Carrier Corp. - Indianapolis | ICP Commercial | PGD424060K**2G* | Federally-Regulated Consumer Product | Weatherized Non-Condensing Gas | 1329 | 257 |  | 05/25/2023 | 60245 | 205822933 | 05/25/2023
Carrier Corp. - Indianapolis | ICP Commercial | N96VSN1202422A | Federally-Regulated Consumer Product | Non-Weatherized, Condensing Ga | 2331 | 297 |  | 05/25/2023 | 119569 | 205822249 | 05/25/2023
Carrier Corp. - Indianapolis | ICP Commercial | N80ESL0902116A* | Federally-Regulated Consumer Product | Non-Weatherized, Non-Condensin | 1450 | 246 |  | 05/25/2023 | 87792 | 203360254 | 05/25/2023
Carrier Corp. - Indianapolis | ICP Commercial | N80MSN0902420A | Federally-Regulated Consumer Product | Non-Weatherized, Non-Condensin | 2131 | 276 |  | 05/25/2023 | 87422 | 211779971 | 05/25/2023
Carrier Corp. - Indianapolis | ICP Commercial | N80MSL0701412A* | Federally-Regulated Consumer Product | Non-Weatherized, Non-Condensin | 1170 | 233 |  | 05/25/2023 | 65912 | 211780196 | 05/25/2023
Carrier Corp. - Indianapolis | ICP Commercial | N92ESN1202420A* | Federally-Regulated Consumer Product | Mobile Home Non-Weatherized, C | 1904 | 279 |  | 05/25/2023 | 119302 | 203359898 | 05/25/2023
Carrier Corp. - Indianapolis | ICP Commercial | N80MSL0701716A | Federally-Regulated Consumer Product | Non-Weatherized, Non-Condensin | 1776 | 260 |  | 05/25/2023 | 65952 | 211780374 | 05/25/2023
Carrier Corp. - Indianapolis | ICP Commercial | N80ESN0902420A | Federally-Regulated Consumer Product | Non-Weatherized, Non-Condensin | 1987 | 269 |  | 05/25/2023 | 88320 | 203359780 | 05/25/2023
Carrier Corp. - Indianapolis | ICP Commercial | G96CTN0801714A*D | Federally-Regulated Consumer Product | Non-Weatherized, Condensing Ga | 1364 | 255 |  | 05/25/2023 | 52072 | 203359389 | 05/25/2023
Carrier Corp. - Indianapolis | ICP Commercial | N80MSL0451412A* | Federally-Regulated Consumer Product | Non-Weatherized, Non-Condensin | 1161 | 233 |  | 05/25/2023 | 44099 | 211780194 | 05/25/2023
Carrier Corp. - Indianapolis | ICP Commercial | G80CTL0701716A | Federally-Regulated Consumer Product | Non-Weatherized, Non-Condensin | 1458 | 246 |  | 05/25/2023 | 43592 | 203358916 | 05/25/2023
Carrier Corp. - Indianapolis | ICP Commercial | N80ESL0901714A* | Federally-Regulated Consumer Product | Non-Weatherized, Non-Condensin | 1238 | 236 |  | 05/25/2023 | 88097 | 203360252 | 05/25/2023
Carrier Corp. - Indianapolis | ICP Commercial | G96VTN0601714A | Federally-Regulated Consumer Product | Non-Weatherized, Condensing Ga | 1459 | 259 |  | 05/25/2023 | 39051 | 203359258 | 05/25/2023
Carrier Corp. - Indianapolis | ICP Commercial | N80ESN0451412A | Federally-Regulated Consumer Product | Non-Weatherized, Non-Condensin | 1083 | 230 |  | 05/25/2023 | 43761 | 203359764 | 05/25/2023
Carrier Corp. - Indianapolis | ICP Commercial | PGR548090K**1G* | Federally-Regulated Consumer Product | Weatherized Non-Condensing Gas | 1918 | 283 |  | 05/25/2023 | 58473 | 204038093 | 05/25/2023
Carrier Corp. - Indianapolis | ICP Commercial | N95ESN1002120A**D | Federally-Regulated Consumer Product | Mobile Home Non-Weatherized, C | 2102 | 287 |  | 05/25/2023 | 99999 | 203360718 | 05/25/2023
Carrier Corp. - Indianapolis | ICP Commercial | N92ESN0802120A* | Federally-Regulated Consumer Product | Mobile Home Non-Weatherized, C | 1832 | 276 |  | 05/25/2023 | 79860 | 203359830 | 05/25/2023
Carrier Corp. - Indianapolis | ICP Commercial | N80ESN0451712A | Federally-Regulated Consumer Product | Non-Weatherized, Non-Condensin | 1206 | 235 |  | 05/25/2023 | 44058 | 203359767 | 05/25/2023
Carrier Corp. - Indianapolis | ICP Commercial | N95ESN0801716A**D | Federally-Regulated Consumer Product | Mobile Home Non-Weatherized, C | 1771 | 273 |  | 05/25/2023 | 80331 | 203360716 | 05/25/2023
Carrier Corp. - Indianapolis | ICP Commercial | PDS424060K**0G* | Federally-Regulated Consumer Product | Weatherized Non-Condensing Gas | 1285 | 256 |  | 05/25/2023 | 60738 | 204037994 | 05/25/2023
Carrier Corp. - Indianapolis | ICP Commercial | N80ESN0701712A | Federally-Regulated Consumer Product | Non-Weatherized, Non-Condensin | 1051 | 228 |  | 05/25/2023 | 65904 | 203359770 | 05/25/2023
Carrier Corp. - Indianapolis | ICP Commercial | G80CSU1002120A | Federally-Regulated Consumer Product | Non-Weatherized, Non-Condensin | 2371 | 286 |  | 05/25/2023 | 99785 | 204631640 | 05/25/2023
Carrier Corp. - Indianapolis | ICP Commercial | G96VTN0801716A | Federally-Regulated Consumer Product | Non-Weatherized, Condensing Ga | 1686 | 269 |  | 05/25/2023 | 51540 | 203359259 | 05/25/2023
Carrier Corp. - Indianapolis | ICP Commercial | N80MSL1552420A* | Federally-Regulated Consumer Product | Non-Weatherized, Non-Condensin | 2004 | 270 |  | 05/25/2023 | 153757 | 211780205 | 05/25/2023
Carrier Corp. - Indianapolis | ICP Commercial | N95ESN1402422A*D | Federally-Regulated Consumer Product | Non-Weatherized, Condensing Ga | 2328 | 297 |  | 05/25/2023 | 139741 | 203360434 | 05/25/2023
Carrier Corp. - Indianapolis | ICP Commercial | N92ESN0601412A* | Federally-Regulated Consumer Product | Mobile Home Non-Weatherized, C | 945 | 237 |  | 05/25/2023 | 59375 | 203359727 | 05/25/2023
Carrier Corp. - Indianapolis | ICP Commercial | N96VSN0801716A | Federally-Regulated Consumer Product | Non-Weatherized, Condensing Ga | 1766 | 272 |  | 05/25/2023 | 80180 | 205822183 | 05/25/2023
Carrier Corp. - Indianapolis | ICP Commercial | G97CMN0601714A*D | Federally-Regulated Consumer Product | Non-Weatherized, Condensing Ga | 1392 | 256 |  | 05/25/2023 | 23828 | 203924634 | 05/25/2023
Carrier Corp. - Indianapolis | ICP Commercial | N95ESN1202422A | Federally-Regulated Consumer Product | Non-Weatherized, Condensing Ga | 2161 | 290 |  | 05/25/2023 | 119834 | 203360422 | 05/25/2023
Carrier Corp. - Indianapolis | ICP Commercial | N80MSL0902116A* | Federally-Regulated Consumer Product | Non-Weatherized, Non-Condensin | 1569 | 251 |  | 05/25/2023 | 87754 | 211780200 | 05/25/2023
Carrier Corp. - Indianapolis | ICP Commercial | N80ESN1102420A | Federally-Regulated Consumer Product | Non-Weatherized, Non-Condensin | 2027 | 271 |  | 05/25/2023 | 109826 | 203359784 | 05/25/2023
Carrier Corp. - Indianapolis | ICP Commercial | G97CMN0602120A | Federally-Regulated Consumer Product | Non-Weatherized, Condensing Ga | 1897 | 278 |  | 05/25/2023 | 24235 | 203924576 | 05/25/2023
Carrier Corp. - Indianapolis | ICP Commercial | PGD430040K**2H* | Federally-Regulated Consumer Product | Weatherized Non-Condensing Gas | 1361 | 257 |  | 05/25/2023 | 45745 | 206908749 | 05/25/2023
Carrier Corp. - Indianapolis | ICP Commercial | N95ESN0801716A* | Federally-Regulated Consumer Product | Mobile Home Non-Weatherized, C | 1771 | 273 |  | 05/25/2023 | 80331 | 203360710 | 05/25/2023
Carrier Corp. - Indianapolis | ICP Commercial | G80CSU0401712A | Federally-Regulated Consumer Product | Non-Weatherized, Non-Condensin | 1552 | 250 |  | 05/25/2023 | 39730 | 204631604 | 05/25/2023
Carrier Corp. - Indianapolis | ICP Commercial | N95ESN0601412A* | Federally-Regulated Consumer Product | Mobile Home Non-Weatherized, C | 1176 | 247 |  | 05/25/2023 | 59961 | 203924782 | 05/25/2023
Carrier Corp. - Indianapolis | ICP Commercial | N80ESL1102420A* | Federally-Regulated Consumer Product | Non-Weatherized, Non-Condensin | 2027 | 271 |  | 05/25/2023 | 109826 | 203360261 | 05/25/2023
Carrier Corp. - Indianapolis | ICP Commercial | PGD442060K**1G* | Federally-Regulated Consumer Product | Weatherized Non-Condensing Gas | 1514 | 266 |  | 05/11/2023 | 60394 | 204038038 | 05/25/2023
Carrier Corp. - Indianapolis | ICP Commercial | N96MSN1002122A*D | Federally-Regulated Consumer Product | Non-Weatherized, Condensing Ga | 2283 | 295 | 295 | 03/30/2023 | 100454 | 211779435 | 05/25/2023
Carrier Corp. - Indianapolis | ICP Commercial | PGR536060K**1G* | Federally-Regulated Consumer Product | Weatherized Non-Condensing Gas | 1413 | 261 |  | 05/11/2023 | 39780 | 204038089 | 05/25/2023
Carrier Corp. - Indianapolis | ICP Commercial | PDD448090K**1K* | Federally-Regulated Consumer Product | Weatherized Non-Condensing Gas | 2142 | 293 | 293 | 11/15/2022 | 90607 | 210589580 | 05/25/2023
Carrier Corp. - Indianapolis | ICP Commercial | N92ESN1002120A | Federally-Regulated Consumer Product | Non-Weatherized, Condensing Ga | 1821 | 275 |  | 08/05/2020 | 99460 | 203359847 | 05/25/2023
Carrier Corp. - Indianapolis | ICP Commercial | N92MSN0601412A | Federally-Regulated Consumer Product | Non-Weatherized, Condensing Ga | 1277 | 251 | 251 | 03/30/2023 | 60142 | 211778884 | 05/25/2023
Carrier Corp. - Indianapolis | ICP Commercial | N96MSN0601412A*D | Federally-Regulated Consumer Product | Non-Weatherized, Condensing Ga | 1218 | 249 | 249 | 03/30/2023 | 60319 | 211779273 | 05/25/2023
Carrier Corp. - Indianapolis | ICP Commercial | PDD430060K**0K* | Federally-Regulated Consumer Product | Weatherized Non-Condensing Gas | 1118 | 248 | 248 | 11/15/2022 | 60738 | 210589571 | 05/25/2023
Carrier Corp. - Indianapolis | ICP Commercial | N80MSL0902116A | Federally-Regulated Consumer Product | Non-Weatherized, Non-Condensin | 1569 | 251 | 251 | 03/30/2023 | 87754 | 211780085 | 05/25/2023
Carrier Corp. - Indianapolis | ICP Commercial | N92MSN1202420A* | Federally-Regulated Consumer Product | Mobile Home Non-Weatherized, C | 1871 | 277 | 373 | 03/30/2023 | 120577 | 211779001 | 05/25/2023
Carrier Corp. - Indianapolis | ICP Commercial | N96MSN1002122A* | Federally-Regulated Consumer Product | Mobile Home Non-Weatherized, C | 2283 | 295 | 402 | 03/30/2023 | 100454 | 211779417 | 05/25/2023
Carrier Corp. - Indianapolis | ICP Commercial | N80MSL1352420A | Federally-Regulated Consumer Product | Non-Weatherized, Non-Condensin | 1907 | 266 | 266 | 03/30/2023 | 131914 | 211780089 | 05/25/2023
Carrier Corp. - Indianapolis | ICP Commercial | N92MSN0802120A | Federally-Regulated Consumer Product | Non-Weatherized, Condensing Ga | 2018 | 284 | 284 | 03/30/2023 | 81104 | 211778938 | 05/25/2023
Carrier Corp. - Indianapolis | ICP Commercial | N80ESL0701712A* | Federally-Regulated Consumer Product | Non-Weatherized, Non-Condensin | 1051 | 228 | 228.244 | 10/04/2019 |  |  | 05/25/2023
Carrier Corp. - Indianapolis | ICP Commercial | N80MSL1102120A | Federally-Regulated Consumer Product | Non-Weatherized, Non-Condensin | 2444 | 290 | 290 | 03/30/2023 | 110371 | 211780087 | 05/25/2023
Carrier Corp. - Indianapolis | ICP Commercial | N80ESL1552420A* | Federally-Regulated Consumer Product | Non-Weatherized, Non-Condensin | 2000 | 270 | 270 | 10/04/2019 |  |  | 05/25/2023
Carrier Corp. - Indianapolis | ICP Commercial | N96MSN0801716A*D | Federally-Regulated Consumer Product | Non-Weatherized, Condensing Ga | 1671 | 269 | 269 | 03/30/2023 | 79335 | 211779327 | 05/25/2023
Carrier Corp. - Indianapolis | ICP Commercial | N96MSN0802120A**D | Federally-Regulated Consumer Product | Mobile Home Non-Weatherized, C | 2169 | 290 | 394 | 03/30/2023 | 79638 | 211779354 | 05/25/2023
Carrier Corp. - Indianapolis | ICP Commercial | N96MSN0601412A**D | Federally-Regulated Consumer Product | Mobile Home Non-Weatherized, C | 1218 | 249 | 326 | 03/30/2023 | 60319 | 211779264 | 05/25/2023
Carrier Corp. - Indianapolis | ICP Commercial | N95ESN0261410A*D | Federally-Regulated Consumer Product | Non-Weatherized, Condensing Ga | 890 | 234 | 234.16 | 10/04/2019 |  |  | 05/25/2023
Carrier Corp. - Indianapolis | ICP Commercial | N96MSN1002120A*D | Federally-Regulated Consumer Product | Non-Weatherized, Condensing Ga | 2215 | 292 | 292 | 03/30/2023 | 99728 | 211779399 | 05/25/2023
Carrier Corp. - Indianapolis | ICP Commercial | N80ESL0901714A | Federally-Regulated Consumer Product | Non-Weatherized, Non-Condensin | 1238 | 236 |  | 08/05/2020 | 88097 | 203360062 | 05/25/2023
Carrier Corp. - Indianapolis | ICP Commercial | G97CMN1202422A | Federally-Regulated Consumer Product | Non-Weatherized, Condensing Ga | 2271 | 295 |  | 08/05/2020 | 48091 | 203924608 | 05/25/2023
Carrier Corp. - Indianapolis | ICP Commercial | N80MSN1552420A | Federally-Regulated Consumer Product | Non-Weatherized, Non-Condensin | 2004 | 270 | 270 | 03/30/2023 | 153757 | 211779975 | 05/25/2023
Carrier Corp. - Indianapolis | ICP Commercial | N96MSN0401712A**D | Federally-Regulated Consumer Product | Mobile Home Non-Weatherized, C | 1097 | 243 | 318 | 03/30/2023 | 40216 | 211779228 | 05/25/2023
Carrier Corp. - Indianapolis | ICP Commercial | PDD460130K**1K* | Federally-Regulated Consumer Product | Weatherized Non-Condensing Gas | 2038 | 289 |  | 04/11/2023 | 126976 | 212038630 | 05/25/2023
Carrier Corp. - Indianapolis | ICP Commercial | N95ESN1002120A*D | Federally-Regulated Consumer Product | Non-Weatherized, Condensing Ga | 2102 | 287 | 287.488 | 10/04/2019 |  |  | 05/25/2023
Carrier Corp. - Indianapolis | ICP Commercial | N80MSL0902120A | Federally-Regulated Consumer Product | Non-Weatherized, Non-Condensin | 2438 | 289 | 289 | 03/30/2023 | 88368 | 211780086 | 05/25/2023
Carrier Corp. - Indianapolis | ICP Commercial | PDD424060K**1K* | Federally-Regulated Consumer Product | Weatherized Non-Condensing Gas | 1073 | 246 | 246 | 11/15/2022 | 60738 | 210589576 | 05/25/2023
Carrier Corp. - Indianapolis | ICP Commercial | N96MSN1002122A**D | Federally-Regulated Consumer Product | Mobile Home Non-Weatherized, C | 2283 | 295 | 402 | 03/30/2023 | 100454 | 211779426 | 05/25/2023
Carrier Corp. - Indianapolis | ICP Commercial | N80MSN0701716A | Federally-Regulated Consumer Product | Non-Weatherized, Non-Condensin | 1776 | 260 | 260 | 03/30/2023 | 65952 | 211780356 | 05/25/2023
Carrier Corp. - Indianapolis | ICP Commercial | N92ESN0801716A* | Federally-Regulated Consumer Product | Mobile Home Non-Weatherized, C | 1390 | 256 |  | 08/05/2020 | 79599 | 203359800 | 05/25/2023
Carrier Corp. - Indianapolis | ICP Commercial | PDD436090K**1K* | Federally-Regulated Consumer Product | Weatherized Non-Condensing Gas | 1354 | 258 | 259 | 11/15/2022 | 90364 | 210589578 | 05/25/2023
Carrier Corp. - Indianapolis | ICP Commercial | PDD460115K**0K* | Federally-Regulated Consumer Product | Weatherized Non-Condensing Gas | 2156 | 294 |  | 04/11/2023 | 115163 | 212038624 | 05/25/2023
Carrier Corp. - Indianapolis | ICP Commercial | N95MSU0601716A | Federally-Regulated Consumer Product | Non-Weatherized, Condensing Ga | 1794 | 274 | 274 | 03/30/2023 | 60012 | 211781285 | 05/25/2023
Carrier Corp. - Indianapolis | ICP Commercial | N96MSN0801716A**D | Federally-Regulated Consumer Product | Mobile Home Non-Weatherized, C | 1671 | 269 | 359 | 03/30/2023 | 79335 | 211779318 | 05/25/2023
Carrier Corp. - Indianapolis | ICP Commercial | N92MSN1002120A* | Federally-Regulated Consumer Product | Mobile Home Non-Weatherized, C | 1931 | 280 | 377 | 03/30/2023 | 100411 | 211778965 | 05/25/2023
Carrier Corp. - Indianapolis | ICP Commercial | G97CMN0601714A | Federally-Regulated Consumer Product | Non-Weatherized, Condensing Ga | 1392 | 256 |  | 08/05/2020 | 23828 | 203924568 | 05/25/2023
Carrier Corp. - Indianapolis | ICP Commercial | N95ESN1202422A**D | Federally-Regulated Consumer Product | Mobile Home Non-Weatherized, C | 2161 | 290 | 393.431 | 10/04/2019 |  |  | 05/25/2023
Carrier Corp. - Indianapolis | ICP Commercial | N80ESN1352420A | Federally-Regulated Consumer Product | Non-Weatherized, Non-Condensin | 1887 | 265 | 265.028 | 10/04/2019 |  |  | 05/25/2023
Carrier Corp. - Indianapolis | ICP Commercial | N92MSN1002120A | Federally-Regulated Consumer Product | Non-Weatherized, Condensing Ga | 1931 | 280 | 280 | 03/30/2023 | 100411 | 211778956 | 05/25/2023
Carrier Corp. - Indianapolis | ICP Commercial | N96MSN1202422A*D | Federally-Regulated Consumer Product | Non-Weatherized, Condensing Ga | 2308 | 297 | 297 | 03/30/2023 | 119661 | 211779471 | 05/25/2023
Carrier Corp. - Indianapolis | ICP Commercial | N80ESN1552420A | Federally-Regulated Consumer Product | Non-Weatherized, Non-Condensin | 2000 | 270 | 270 | 10/04/2019 |  |  | 05/25/2023
Carrier Corp. - Indianapolis | ICP Commercial | N92ESN0801716A | Federally-Regulated Consumer Product | Non-Weatherized, Condensing Ga | 1390 | 256 |  | 08/05/2020 | 79599 | 203359783 | 05/25/2023
Carrier Corp. - Indianapolis | ICP Commercial | N96MSN0401712A | Federally-Regulated Consumer Product | Non-Weatherized, Condensing Ga | 1097 | 243 | 243 | 03/30/2023 | 40216 | 211779210 | 05/25/2023
Carrier Corp. - Indianapolis | ICP Commercial | N96MSN1202422A | Federally-Regulated Consumer Product | Non-Weatherized, Condensing Ga | 2308 | 297 | 297 | 03/30/2023 | 119661 | 211779444 | 05/25/2023
Carrier Corp. - Indianapolis | ICP Commercial | N96MSN0401410A*D | Federally-Regulated Consumer Product | Non-Weatherized, Condensing Ga | 1017 | 240 | 240 | 03/30/2023 | 40102 | 211779201 | 05/25/2023
Carrier Corp. - Indianapolis | ICP Commercial | N92MSN0401712A | Federally-Regulated Consumer Product | Non-Weatherized, Condensing Ga | 1092 | 243 | 243 | 03/30/2023 | 39895 | 211778866 | 05/25/2023
Carrier Corp. - Indianapolis | ICP Commercial | N96MSN0601716A*D | Federally-Regulated Consumer Product | Non-Weatherized, Condensing Ga | 1611 | 266 | 266 | 03/30/2023 | 59946 | 211779309 | 05/25/2023
Carrier Corp. - Indianapolis | ICP Commercial | N80MSL1102420A | Federally-Regulated Consumer Product | Non-Weatherized, Non-Condensin | 2053 | 272 | 272 | 03/30/2023 | 110206 | 211780088 | 05/25/2023
Carrier Corp. - Indianapolis | ICP Commercial | G97CMN1002122A*D | Federally-Regulated Consumer Product | Non-Weatherized, Condensing Ga | 2192 | 291 |  | 08/05/2020 | 39903 | 203924666 | 05/25/2023
Carrier Corp. - Indianapolis | ICP Commercial | N92MSN0401712A* | Federally-Regulated Consumer Product | Mobile Home Non-Weatherized, C | 1092 | 243 | 318 | 03/30/2023 | 39895 | 211778875 | 05/25/2023
Carrier Corp. - Indianapolis | ICP Commercial | G97CMN1002122A | Federally-Regulated Consumer Product | Non-Weatherized, Condensing Ga | 2192 | 291 |  | 08/05/2020 | 39903 | 203924600 | 05/25/2023
Carrier Corp. - Indianapolis | ICP Commercial | N80MSL0702116A | Federally-Regulated Consumer Product | Non-Weatherized, Non-Condensin | 1949 | 268 | 268 | 03/30/2023 | 66143 | 211780083 | 05/25/2023
Carrier Corp. - Indianapolis | ICP Commercial | N96MSN0401712A* | Federally-Regulated Consumer Product | Mobile Home Non-Weatherized, C | 1097 | 243 | 318 | 03/30/2023 | 40216 | 211779219 | 05/25/2023
Carrier Corp. - Indianapolis | ICP Commercial | N92MSN0801716A* | Federally-Regulated Consumer Product | Mobile Home Non-Weatherized, C | 1845 | 276 | 371 | 03/30/2023 | 80520 | 211778929 | 05/25/2023
Carrier Corp. - Indianapolis | ICP Commercial | N80MSL0451714A | Federally-Regulated Consumer Product | Non-Weatherized, Non-Condensin | 1343 | 241 | 241 | 03/30/2023 | 43896 | 211780080 | 05/25/2023
Carrier Corp. - Indianapolis | ICP Commercial | N80ESL1352420A | Federally-Regulated Consumer Product | Non-Weatherized, Non-Condensin | 1887 | 265 | 265.028 | 10/04/2019 |  |  | 05/25/2023
Carrier Corp. - Indianapolis | ICP Commercial | N80ESL0902116A | Federally-Regulated Consumer Product | Non-Weatherized, Non-Condensin | 1450 | 246 |  | 07/29/2020 | 87792 | 203360063 | 05/25/2023
Carrier Corp. - Indianapolis | ICP Commercial | N96MSN0261410A*D | Federally-Regulated Consumer Product | Non-Weatherized, Condensing Ga | 1012 | 240 | 240 | 03/30/2023 | 26115 | 211779165 | 05/25/2023
Carrier Corp. - Indianapolis | ICP Commercial | N92MSN0601714A* | Federally-Regulated Consumer Product | Mobile Home Non-Weatherized, C | 1381 | 256 | 338 | 03/30/2023 | 60143 | 211778911 | 05/25/2023
Carrier Corp. - Indianapolis | ICP Commercial | N95ESN0401410A* | Federally-Regulated Consumer Product | Mobile Home Non-Weatherized, C | 950 | 237 | 307.45 | 10/04/2019 |  |  | 05/25/2023
Carrier Corp. - Indianapolis | ICP Commercial | N80MSN1352420A | Federally-Regulated Consumer Product | Non-Weatherized, Non-Condensin | 1907 | 266 | 266 | 03/30/2023 | 131914 | 211779974 | 05/25/2023
Carrier Corp. - Indianapolis | ICP Commercial | PDD460130K**0K* | Federally-Regulated Consumer Product | Weatherized Non-Condensing Gas | 2038 | 289 |  | 04/11/2023 | 126976 | 212038626 | 05/25/2023
Carrier Corp. - Indianapolis | ICP Commercial | N95MSU0802120A | Federally-Regulated Consumer Product | Non-Weatherized, Condensing Ga | 2132 | 289 | 289 | 03/30/2023 | 80309 | 211781295 | 05/25/2023
Carrier Corp. - Indianapolis | ICP Commercial | N96MSN0802120A* | Federally-Regulated Consumer Product | Mobile Home Non-Weatherized, C | 2169 | 290 | 394 | 03/30/2023 | 79638 | 211779345 | 05/25/2023
Carrier Corp. - Indianapolis | ICP Commercial | N96MSN1202422A**D | Federally-Regulated Consumer Product | Mobile Home Non-Weatherized, C | 2308 | 297 | 404 | 03/30/2023 | 119661 | 211779462 | 05/25/2023
Carrier Corp. - Indianapolis | ICP Commercial | N96MSN0802120A | Federally-Regulated Consumer Product | Non-Weatherized, Condensing Ga | 2169 | 290 | 290 | 03/30/2023 | 79638 | 211779336 | 05/25/2023
Carrier Corp. - Indianapolis | ICP Commercial | N92MSN1002122A* | Federally-Regulated Consumer Product | Mobile Home Non-Weatherized, C | 2308 | 297 | 404 | 03/30/2023 | 99870 | 211778983 | 05/25/2023
Carrier Corp. - Indianapolis | ICP Commercial | N92MSN0601714A | Federally-Regulated Consumer Product | Non-Weatherized, Condensing Ga | 1381 | 256 | 256 | 03/30/2023 | 60143 | 211778902 | 05/25/2023
Carrier Corp. - Indianapolis | ICP Commercial | PDD460115K**1K* | Federally-Regulated Consumer Product | Weatherized Non-Condensing Gas | 2156 | 294 |  | 04/11/2023 | 115163 | 212038628 | 05/25/2023
Carrier Corp. - Indianapolis | ICP Commercial | N95ESN0401410A**D | Federally-Regulated Consumer Product | Mobile Home Non-Weatherized, C | 950 | 237 | 307.45 | 10/04/2019 |  |  | 05/25/2023
Carrier Corp. - Indianapolis | ICP Commercial | G97CMN0802120A*D | Federally-Regulated Consumer Product | Non-Weatherized, Condensing Ga | 2026 | 284 |  | 08/05/2020 | 31724 | 203924658 | 05/25/2023
Carrier Corp. - Indianapolis | ICP Commercial | N80MSL0901714A | Federally-Regulated Consumer Product | Non-Weatherized, Non-Condensin | 1592 | 252 | 252 | 03/30/2023 | 88547 | 211780084 | 05/25/2023
Carrier Corp. - Indianapolis | ICP Commercial | N95ESN0401712A* | Federally-Regulated Consumer Product | Mobile Home Non-Weatherized, C | 998 | 239 |  | 08/05/2020 | 40139 | 203360708 | 05/25/2023
Carrier Corp. - Indianapolis | ICP Commercial | G96VTN0601412A*D | Federally-Regulated Consumer Product | Non-Weatherized, Condensing Ga | 1238 | 249 | 249.472 | 10/04/2019 |  |  | 05/25/2023
Carrier Corp. - Indianapolis | ICP Commercial | N80MSN0902120A | Federally-Regulated Consumer Product | Non-Weatherized, Non-Condensin | 2438 | 289 | 289 | 03/30/2023 | 88368 | 211779970 | 05/25/2023
Carrier Corp. - Indianapolis | ICP Commercial | N92MSN0802120A* | Federally-Regulated Consumer Product | Mobile Home Non-Weatherized, C | 2018 | 284 | 383 | 03/30/2023 | 81104 | 211778947 | 05/25/2023
Carrier Corp. - Indianapolis | ICP Commercial | N92ESN0401712A | Federally-Regulated Consumer Product | Non-Weatherized, Condensing Ga | 1024 | 240 |  | 08/05/2020 | 39894 | 203359672 | 05/25/2023
Carrier Corp. - Indianapolis | ICP Commercial | N80MSN0902116A | Federally-Regulated Consumer Product | Non-Weatherized, Non-Condensin | 1569 | 251 | 251 | 03/30/2023 | 87754 | 211779969 | 05/25/2023
Carrier Corp. - Indianapolis | ICP Commercial | N95MSU1002122A | Federally-Regulated Consumer Product | Non-Weatherized, Condensing Ga | 2338 | 298 | 298 | 03/30/2023 | 100165 | 211781316 | 05/25/2023
Carrier Corp. - Indianapolis | ICP Commercial | N96MSN0401712A*D | Federally-Regulated Consumer Product | Non-Weatherized, Condensing Ga | 1097 | 243 | 243 | 03/30/2023 | 40216 | 211779237 | 05/25/2023
Carrier Corp. - Indianapolis | ICP Commercial | N96MSN0401410A | Federally-Regulated Consumer Product | Non-Weatherized, Condensing Ga | 1017 | 240 | 240 | 03/30/2023 | 40102 | 211779174 | 05/25/2023
Carrier Corp. - Indianapolis | ICP Commercial | N96MSN0601716A**D | Federally-Regulated Consumer Product | Mobile Home Non-Weatherized, C | 1611 | 266 | 354 | 03/30/2023 | 59946 | 211779300 | 05/25/2023
Carrier Corp. - Indianapolis | ICP Commercial | N92MSN1202420A | Federally-Regulated Consumer Product | Non-Weatherized, Condensing Ga | 1871 | 277 | 277 | 03/30/2023 | 120577 | 211778992 | 05/25/2023
Carrier Corp. - Indianapolis | ICP Commercial | N96MSN1002122A | Federally-Regulated Consumer Product | Non-Weatherized, Condensing Ga | 2283 | 295 | 295 | 03/30/2023 | 100454 | 211779408 | 05/25/2023
Carrier Corp. - Indianapolis | ICP Commercial | N96MSN0801716A | Federally-Regulated Consumer Product | Non-Weatherized, Condensing Ga | 1671 | 269 | 269 | 03/30/2023 | 79335 | 211780732 | 05/25/2023
Carrier Corp. - Indianapolis | ICP Commercial | N80MSU0601716A | Federally-Regulated Consumer Product | Non-Weatherized, Non-Condensin | 1955 | 268 | 268 | 03/30/2023 | 60649 | 211781374 | 05/25/2023
Carrier Corp. - Indianapolis | ICP Commercial | N80MSN0702116A | Federally-Regulated Consumer Product | Non-Weatherized, Non-Condensin | 1949 | 268 | 268 | 03/30/2023 | 66143 | 211779967 | 05/25/2023
Carrier Corp. - Indianapolis | ICP Commercial | N80MSN0901714A | Federally-Regulated Consumer Product | Non-Weatherized, Non-Condensin | 1592 | 252 | 252 | 03/30/2023 | 88547 | 211779968 | 05/25/2023
Carrier Corp. - Indianapolis | ICP Commercial | PDD448115K**1K* | Federally-Regulated Consumer Product | Weatherized Non-Condensing Gas | 2156 | 293 | 294 | 11/15/2022 | 115206 | 210589581 | 05/25/2023
Lennox Industries Inc. | MRCOOL | MGM80SE135C5A-* | Federally-Regulated Consumer Product | Non-Weatherized, Non-Condensin | 2248 | 281 |  | 08/26/2022 | 132455 | 209550647 | 05/25/2023
Lennox Industries Inc. | MRCOOL | MGM80SE090C5A-* | Federally-Regulated Consumer Product | Non-Weatherized, Non-Condensin | 2081 | 274 |  | 08/26/2022 | 87931 | 209550645 | 05/25/2023
Lennox Industries Inc. | MRCOOL | MGD80SE110C5A-* | Federally-Regulated Consumer Product | Non-Weatherized, Non-Condensin | 2147 | 276 |  | 08/26/2022 | 111057 | 209550652 | 05/25/2023
Lennox Industries Inc. | MRCOOL | MGM80SE070B3A-* | Federally-Regulated Consumer Product | Non-Weatherized, Non-Condensin | 1361 | 242 |  | 08/26/2022 | 65645 | 209550643 | 05/25/2023
Lennox Industries Inc. | MRCOOL | MGD96SE070B4XA-* | Federally-Regulated Consumer Product | Non-Weatherized, Condensing Ga | 1473 | 260 |  | 08/30/2022 | 66322 | 209832546 | 05/25/2023
Lennox Industries Inc. | MRCOOL | MGM80SE110C5A-* | Federally-Regulated Consumer Product | Non-Weatherized, Non-Condensin | 2053 | 272 |  | 08/26/2022 | 109478 | 209550646 | 05/25/2023
Lennox Industries Inc. | MRCOOL | MGM96SE110C5XA-* | Federally-Regulated Consumer Product | Non-Weatherized, Condensing Ga | 2018 | 284 |  | 08/30/2022 | 110619 | 209832543 | 05/25/2023
Lennox Industries Inc. | MRCOOL | MGM96SE045B3XA-* | Federally-Regulated Consumer Product | Non-Weatherized, Condensing Ga | 1284 | 251 |  | 08/30/2022 | 44162 | 209832540 | 05/25/2023
Lennox Industries Inc. | MRCOOL | MGM96SE135D5XA-* | Federally-Regulated Consumer Product | Non-Weatherized, Condensing Ga | 2388 | 300 |  | 08/30/2022 | 132320 | 209832544 | 05/25/2023
Lennox Industries Inc. | MRCOOL | MGD96SE110C5XA-* | Federally-Regulated Consumer Product | Non-Weatherized, Condensing Ga | 2033 | 284 |  | 08/30/2022 | 111365 | 209832548 | 05/25/2023
Lennox Industries Inc. | MRCOOL | MGD96SE090C4XA-* | Federally-Regulated Consumer Product | Non-Weatherized, Condensing Ga | 1542 | 263 |  | 08/30/2022 | 88229 | 209832547 | 05/25/2023
Lennox Industries Inc. | MRCOOL | MGM96SE090C4XA-* | Federally-Regulated Consumer Product | Non-Weatherized, Condensing Ga | 1566 | 264 |  | 08/30/2022 | 87748 | 209832542 | 05/25/2023
Lennox Industries Inc. | MRCOOL | MGD96SE045B3XA-* | Federally-Regulated Consumer Product | Non-Weatherized, Condensing Ga | 1250 | 250 |  | 08/30/2022 | 44206 | 209832545 | 05/25/2023
Lennox Industries Inc. | MRCOOL | MGM80SE045A3A-* | Federally-Regulated Consumer Product | Non-Weatherized, Non-Condensin | 1249 | 237 |  | 08/26/2022 | 43950 | 209550642 | 05/25/2023
Lennox Industries Inc. | MRCOOL | MGD80SE045A3A-* | Federally-Regulated Consumer Product | Non-Weatherized, Non-Condensin | 1233 | 236 |  | 08/26/2022 | 44020 | 209550649 | 05/25/2023
Lennox Industries Inc. | MRCOOL | MGM80SE070A3A-* | Federally-Regulated Consumer Product | Non-Weatherized, Non-Condensin | 1317 | 240 |  | 08/26/2022 | 65588 | 209550648 | 05/25/2023
Lennox Industries Inc. | MRCOOL | MGD80SE070A3A-* | Federally-Regulated Consumer Product | Non-Weatherized, Non-Condensin | 1369 | 242 |  | 08/26/2022 | 66107 | 209550650 | 05/25/2023
Lennox Industries Inc. | MRCOOL | MGM80SE090B4A-* | Federally-Regulated Consumer Product | Non-Weatherized, Non-Condensin | 1628 | 254 |  | 08/26/2022 | 87272 | 209550644 | 05/25/2023
Lennox Industries Inc. | MRCOOL | MGM96SE070B3XA-* | Federally-Regulated Consumer Product | Non-Weatherized, Condensing Ga | 1298 | 252 |  | 08/30/2022 | 65683 | 209832541 | 05/25/2023
Lennox Industries Inc. | MRCOOL | MGD80SE090B4A-* | Federally-Regulated Consumer Product | Non-Weatherized, Non-Condensin | 1639 | 254 |  | 08/26/2022 | 87767 | 209550651 | 05/25/2023
Carrier Corp. - Indianapolis | ICP Commercial | PGD442060K**1G* | Federally-Regulated Consumer Product | Weatherized Non-Condensing Gas | 1514 | 266 |  | 05/11/2023 | 60394 | 204038038 | 05/25/2023
Carrier Corp. - Indianapolis | ICP Commercial | N96MSN1002122A*D | Federally-Regulated Consumer Product | Non-Weatherized, Condensing Ga | 2283 | 295 | 295 | 03/30/2023 | 100454 | 211779435 | 05/25/2023
Carrier Corp. - Indianapolis | ICP Commercial | PGR536060K**1G* | Federally-Regulated Consumer Product | Weatherized Non-Condensing Gas | 1413 | 261 |  | 05/11/2023 | 39780 | 204038089 | 05/25/2023
Carrier Corp. - Indianapolis | ICP Commercial | PDD448090K**1K* | Federally-Regulated Consumer Product | Weatherized Non-Condensing Gas | 2142 | 293 | 293 | 11/15/2022 | 90607 | 210589580 | 05/25/2023
Carrier Corp. - Indianapolis | ICP Commercial | N92ESN1002120A | Federally-Regulated Consumer Product | Non-Weatherized, Condensing Ga | 1821 | 275 |  | 08/05/2020 | 99460 | 203359847 | 05/25/2023
Carrier Corp. - Indianapolis | ICP Commercial | N92MSN0601412A | Federally-Regulated Consumer Product | Non-Weatherized, Condensing Ga | 1277 | 251 | 251 | 03/30/2023 | 60142 | 211778884 | 05/25/2023
Carrier Corp. - Indianapolis | ICP Commercial | N96MSN0601412A*D | Federally-Regulated Consumer Product | Non-Weatherized, Condensing Ga | 1218 | 249 | 249 | 03/30/2023 | 60319 | 211779273 | 05/25/2023
Carrier Corp. - Indianapolis | ICP Commercial | PDD430060K**0K* | Federally-Regulated Consumer Product | Weatherized Non-Condensing Gas | 1118 | 248 | 248 | 11/15/2022 | 60738 | 210589571 | 05/25/2023
Carrier Corp. - Indianapolis | ICP Commercial | N80MSL0902116A | Federally-Regulated Consumer Product | Non-Weatherized, Non-Condensin | 1569 | 251 | 251 | 03/30/2023 | 87754 | 211780085 | 05/25/2023
Carrier Corp. - Indianapolis | ICP Commercial | N92MSN1202420A* | Federally-Regulated Consumer Product | Mobile Home Non-Weatherized, C | 1871 | 277 | 373 | 03/30/2023 | 120577 | 211779001 | 05/25/2023
Carrier Corp. - Indianapolis | ICP Commercial | N96MSN1002122A* | Federally-Regulated Consumer Product | Mobile Home Non-Weatherized, C | 2283 | 295 | 402 | 03/30/2023 | 100454 | 211779417 | 05/25/2023
Carrier Corp. - Indianapolis | ICP Commercial | N80MSL1352420A | Federally-Regulated Consumer Product | Non-Weatherized, Non-Condensin | 1907 | 266 | 266 | 03/30/2023 | 131914 | 211780089 | 05/25/2023
Carrier Corp. - Indianapolis | ICP Commercial | N92MSN0802120A | Federally-Regulated Consumer Product | Non-Weatherized, Condensing Ga | 2018 | 284 | 284 | 03/30/2023 | 81104 | 211778938 | 05/25/2023
Carrier Corp. - Indianapolis | ICP Commercial | N80ESL0701712A* | Federally-Regulated Consumer Product | Non-Weatherized, Non-Condensin | 1051 | 228 | 228.244 | 10/04/2019 |  |  | 05/25/2023
Carrier Corp. - Indianapolis | ICP Commercial | N80MSL1102120A | Federally-Regulated Consumer Product | Non-Weatherized, Non-Condensin | 2444 | 290 | 290 | 03/30/2023 | 110371 | 211780087 | 05/25/2023
Carrier Corp. - Indianapolis | ICP Commercial | N80ESL1552420A* | Federally-Regulated Consumer Product | Non-Weatherized, Non-Condensin | 2000 | 270 | 270 | 10/04/2019 |  |  | 05/25/2023
Carrier Corp. - Indianapolis | ICP Commercial | N96MSN0801716A*D | Federally-Regulated Consumer Product | Non-Weatherized, Condensing Ga | 1671 | 269 | 269 | 03/30/2023 | 79335 | 211779327 | 05/25/2023
Carrier Corp. - Indianapolis | ICP Commercial | N96MSN0802120A**D | Federally-Regulated Consumer Product | Mobile Home Non-Weatherized, C | 2169 | 290 | 394 | 03/30/2023 | 79638 | 211779354 | 05/25/2023
Carrier Corp. - Indianapolis | ICP Commercial | N96MSN0601412A**D | Federally-Regulated Consumer Product | Mobile Home Non-Weatherized, C | 1218 | 249 | 326 | 03/30/2023 | 60319 | 211779264 | 05/25/2023
Carrier Corp. - Indianapolis | ICP Commercial | N95ESN0261410A*D | Federally-Regulated Consumer Product | Non-Weatherized, Condensing Ga | 890 | 234 | 234.16 | 10/04/2019 |  |  | 05/25/2023
Carrier Corp. - Indianapolis | ICP Commercial | N96MSN1002120A*D | Federally-Regulated Consumer Product | Non-Weatherized, Condensing Ga | 2215 | 292 | 292 | 03/30/2023 | 99728 | 211779399 | 05/25/2023
Carrier Corp. - Indianapolis | ICP Commercial | N80ESL0901714A | Federally-Regulated Consumer Product | Non-Weatherized, Non-Condensin | 1238 | 236 |  | 08/05/2020 | 88097 | 203360062 | 05/25/2023
Carrier Corp. - Indianapolis | ICP Commercial | G97CMN1202422A | Federally-Regulated Consumer Product | Non-Weatherized, Condensing Ga | 2271 | 295 |  | 08/05/2020 | 48091 | 203924608 | 05/25/2023
Carrier Corp. - Indianapolis | ICP Commercial | N80MSN1552420A | Federally-Regulated Consumer Product | Non-Weatherized, Non-Condensin | 2004 | 270 | 270 | 03/30/2023 | 153757 | 211779975 | 05/25/2023
Carrier Corp. - Indianapolis | ICP Commercial | N96MSN0401712A**D | Federally-Regulated Consumer Product | Mobile Home Non-Weatherized, C | 1097 | 243 | 318 | 03/30/2023 | 40216 | 211779228 | 05/25/2023
Carrier Corp. - Indianapolis | ICP Commercial | PDD460130K**1K* | Federally-Regulated Consumer Product | Weatherized Non-Condensing Gas | 2038 | 289 |  | 04/11/2023 | 126976 | 212038630 | 05/25/2023
Carrier Corp. - Indianapolis | ICP Commercial | N95ESN1002120A*D | Federally-Regulated Consumer Product | Non-Weatherized, Condensing Ga | 2102 | 287 | 287.488 | 10/04/2019 |  |  | 05/25/2023
Carrier Corp. - Indianapolis | ICP Commercial | N80MSL0902120A | Federally-Regulated Consumer Product | Non-Weatherized, Non-Condensin | 2438 | 289 |  | 05/25/2023 | 88368 | 211780086 | 05/25/2023
Lennox Industries Inc. | MRCOOL | MGM80SE135C5A-* | Federally-Regulated Consumer Product | Non-Weatherized, Non-Condensin | 2248 | 281 |  | 05/25/2023 | 132455 | 209550647 | 05/25/2023
Lennox Industries Inc. | MRCOOL | MGM80SE090C5A-* | Federally-Regulated Consumer Product | Non-Weatherized, Non-Condensin | 2081 | 274 |  | 05/25/2023 | 87931 | 209550645 | 05/25/2023
Lennox Industries Inc. | MRCOOL | MGD80SE110C5A-* | Federally-Regulated Consumer Product | Non-Weatherized, Non-Condensin | 2147 | 276 |  | 05/25/2023 | 111057 | 209550652 | 05/25/2023
Lennox Industries Inc. | MRCOOL | MGM80SE070B3A-* | Federally-Regulated Consumer Product | Non-Weatherized, Non-Condensin | 1361 | 242 |  | 05/25/2023 | 65645 | 209550643 | 05/25/2023
Lennox Industries Inc. | MRCOOL | MGD96SE070B4XA-* | Federally-Regulated Consumer Product | Non-Weatherized, Condensing Ga | 1473 | 260 |  | 05/25/2023 | 66322 | 209832546 | 05/25/2023
Lennox Industries Inc. | MRCOOL | MGM80SE110C5A-* | Federally-Regulated Consumer Product | Non-Weatherized, Non-Condensin | 2053 | 272 |  | 05/25/2023 | 109478 | 209550646 | 05/25/2023
Lennox Industries Inc. | MRCOOL | MGM96SE110C5XA-* | Federally-Regulated Consumer Product | Non-Weatherized, Condensing Ga | 2018 | 284 |  | 05/25/2023 | 110619 | 209832543 | 05/25/2023
Lennox Industries Inc. | MRCOOL | MGM96SE045B3XA-* | Federally-Regulated Consumer Product | Non-Weatherized, Condensing Ga | 1284 | 251 |  | 05/25/2023 | 44162 | 209832540 | 05/25/2023
Lennox Industries Inc. | MRCOOL | MGM96SE135D5XA-* | Federally-Regulated Consumer Product | Non-Weatherized, Condensing Ga | 2388 | 300 |  | 05/25/2023 | 132320 | 209832544 | 05/25/2023
Lennox Industries Inc. | MRCOOL | MGD96SE110C5XA-* | Federally-Regulated Consumer Product | Non-Weatherized, Condensing Ga | 2033 | 284 |  | 05/25/2023 | 111365 | 209832548 | 05/25/2023
Lennox Industries Inc. | MRCOOL | MGD96SE090C4XA-* | Federally-Regulated Consumer Product | Non-Weatherized, Condensing Ga | 1542 | 263 |  | 05/25/2023 | 88229 | 209832547 | 05/25/2023
Lennox Industries Inc. | MRCOOL | MGM96SE090C4XA-* | Federally-Regulated Consumer Product | Non-Weatherized, Condensing Ga | 1566 | 264 |  | 05/25/2023 | 87748 | 209832542 | 05/25/2023
Lennox Industries Inc. | MRCOOL | MGD96SE045B3XA-* | Federally-Regulated Consumer Product | Non-Weatherized, Condensing Ga | 1250 | 250 |  | 05/25/2023 | 44206 | 209832545 | 05/25/2023
Lennox Industries Inc. | MRCOOL | MGM80SE045A3A-* | Federally-Regulated Consumer Product | Non-Weatherized, Non-Condensin | 1249 | 237 |  | 05/25/2023 | 43950 | 209550642 | 05/25/2023
Lennox Industries Inc. | MRCOOL | MGD80SE045A3A-* | Federally-Regulated Consumer Product | Non-Weatherized, Non-Condensin | 1233 | 236 |  | 05/25/2023 | 44020 | 209550649 | 05/25/2023
Lennox Industries Inc. | MRCOOL | MGM80SE070A3A-* | Federally-Regulated Consumer Product | Non-Weatherized, Non-Condensin | 1317 | 240 |  | 05/25/2023 | 65588 | 209550648 | 05/25/2023
Lennox Industries Inc. | MRCOOL | MGD80SE070A3A-* | Federally-Regulated Consumer Product | Non-Weatherized, Non-Condensin | 1369 | 242 |  | 05/25/2023 | 66107 | 209550650 | 05/25/2023
Lennox Industries Inc. | MRCOOL | MGM80SE090B4A-* | Federally-Regulated Consumer Product | Non-Weatherized, Non-Condensin | 1628 | 254 |  | 05/25/2023 | 87272 | 209550644 | 05/25/2023
Lennox Industries Inc. | MRCOOL | MGM96SE070B3XA-* | Federally-Regulated Consumer Product | Non-Weatherized, Condensing Ga | 1298 | 252 |  | 05/25/2023 | 65683 | 209832541 | 05/25/2023
Lennox Industries Inc. | MRCOOL | MGD80SE090B4A-* | Federally-Regulated Consumer Product | Non-Weatherized, Non-Condensin | 1639 | 254 |  | 05/25/2023 | 87767 | 209550651 | 05/25/2023
Nordyne, LLC | Frigidaire | R104GD-042K100U | Federally-Regulated Consumer Product | Weatherized Non-Condensing Gas | 1913 | 275 |  | 08/18/2022 | 100561 | 209550348 | 05/25/2023
Nordyne, LLC | Frigidaire | FG7TA-080C-V24BP | Federally-Regulated Consumer Product | Non-Weatherized, Non-Condensin | 1277 | 238 |  | 12/01/2021 | 52213 | 207455923 | 05/25/2023
Nordyne, LLC | Frigidaire | R8GE-042K072C1 | Federally-Regulated Consumer Product | Weatherized Non-Condensing Gas | 1817 | 279 |  | 12/01/2021 | 72195 | 204040833 | 05/25/2023
Nordyne, LLC | Frigidaire | R8GE-036K096C1 | Federally-Regulated Consumer Product | Weatherized Non-Condensing Gas | 1704 | 274 |  | 12/01/2021 | 97452 | 204040819 | 05/25/2023
Nordyne, LLC | Frigidaire | FG8SA-055U-T23AP | Federally-Regulated Consumer Product | Non-Weatherized, Non-Condensin | 1100 | 230 |  | 09/29/2021 | 54989 | 207455941 | 05/25/2023
Nordyne, LLC | Frigidaire | FG7SA-072C-T24BP | Federally-Regulated Consumer Product | Non-Weatherized, Non-Condensin | 1457 | 246 |  | 09/29/2021 | 69586 | 207456014 | 05/25/2023
Nordyne, LLC | Frigidaire | FG8SA-070U-T24B1 | Federally-Regulated Consumer Product | Non-Weatherized, Non-Condensin | 1597 | 252 |  | 02/09/2022 | 70859 | 204924135 | 05/25/2023
Nordyne, LLC | Frigidaire | KG7TA-080C-E24B1 | Federally-Regulated Consumer Product | Non-Weatherized, Non-Condensin | 1277 | 238 |  | 02/09/2022 | 52213 | 204036792 | 05/25/2023
Nordyne, LLC | Frigidaire | R8GE-024K072C1 | Federally-Regulated Consumer Product | Weatherized Non-Condensing Gas | 1280 | 255 |  | 12/01/2021 | 71272 | 204040769 | 05/25/2023
Nordyne, LLC | Frigidaire | R8GE-048K120C1 | Federally-Regulated Consumer Product | Weatherized Non-Condensing Gas | 1991 | 287 | 286.604 | 07/27/2020 | 121831 | 204040807 | 05/25/2023
Nordyne, LLC | Frigidaire | R8GE-X60K096C1 | Federally-Regulated Consumer Product | Weatherized Non-Condensing Gas | 2028 | 288 |  | 12/01/2021 | 94398 | 204093435 | 05/25/2023
Nordyne, LLC | Frigidaire | R8GE-X60K120C1 | Federally-Regulated Consumer Product | Weatherized Non-Condensing Gas | 2073 | 290 |  | 12/01/2021 | 119379 | 204040792 | 05/25/2023
Nordyne, LLC | Frigidaire | FG7TN-100D-V35CP | Federally-Regulated Consumer Product | Non-Weatherized, Condensing Ga | 2208 | 292 |  | 09/29/2021 | 64085 | 207456310 | 05/25/2023
Nordyne, LLC | Frigidaire | FG7SD-072D-T35C* | Federally-Regulated Consumer Product | Non-Weatherized, Condensing Ga | 1826 | 275 |  | 04/04/2023 | 72142 | 205282683 | 05/25/2023
Nordyne, LLC | Frigidaire | R104GD-024K055U | Federally-Regulated Consumer Product | Weatherized Non-Condensing Gas | 1304 | 240 |  | 08/18/2022 | 55721 | 209550345 | 05/25/2023
Nordyne, LLC | Frigidaire | FG7TE-100D-E35CP | Federally-Regulated Consumer Product | Non-Weatherized, Condensing Ga | 1783 | 273 |  | 12/01/2021 | 64758 | 207456141 | 05/25/2023
Nordyne, LLC | Frigidaire | R8GE-036K072C1 | Federally-Regulated Consumer Product | Weatherized Non-Condensing Gas | 1349 | 258 |  | 12/01/2021 | 72437 | 204093426 | 05/25/2023
Nordyne, LLC | Frigidaire | FG7TN-060D-V24BP | Federally-Regulated Consumer Product | Non-Weatherized, Condensing Ga | 1405 | 257 |  | 12/01/2021 | 38964 | 207456196 | 05/25/2023
Nordyne, LLC | Frigidaire | KG7TA-060C-E23AP | Federally-Regulated Consumer Product | Non-Weatherized, Non-Condensin | 1266 | 238 |  | 09/29/2021 | 39577 | 207456098 | 05/25/2023
Nordyne, LLC | Frigidaire | R104GD-030K045C | Federally-Regulated Consumer Product | Weatherized Non-Condensing Gas | 1024 | 244 |  | 08/02/2022 | 45216 | 209333927 | 05/25/2023
Nordyne, LLC | Frigidaire | FG7SK-072C-T24BP | Federally-Regulated Consumer Product | Non-Weatherized, Non-Condensin | 1723 | 258 |  | 09/29/2021 | 73937 | 207456054 | 05/25/2023
Nordyne, LLC | Frigidaire | KG7TA-100C-E35C1 | Federally-Regulated Consumer Product | Non-Weatherized, Non-Condensin | 1668 | 255 |  | 02/09/2022 | 63969 | 204036800 | 05/25/2023
Nordyne, LLC | Frigidaire | FG7TE-080D-V35CP | Federally-Regulated Consumer Product | Non-Weatherized, Condensing Ga | 1829 | 275 |  | 12/01/2021 | 52182 | 207456180 | 05/25/2023
Nordyne, LLC | Frigidaire | R8GE-030K072C1 | Federally-Regulated Consumer Product | Weatherized Non-Condensing Gas | 1280 | 255 |  | 12/01/2021 | 71272 | 204040780 | 05/25/2023
Nordyne, LLC | Frigidaire | R8GE-048K096C1 | Federally-Regulated Consumer Product | Weatherized Non-Condensing Gas | 1818 | 279 |  | 12/01/2021 | 95561 | 204093453 | 05/25/2023
Nordyne, LLC | Frigidaire | FG7SC-090D-T35CP | Federally-Regulated Consumer Product | Non-Weatherized, Condensing Ga | 1980 | 282 |  | 04/18/2023 | 90343 | 207456007 | 05/25/2023
Nordyne, LLC | Frigidaire | R104GD-048K096C | Federally-Regulated Consumer Product | Weatherized Non-Condensing Gas | 1818 | 279 |  | 08/02/2022 | 95561 | 209333935 | 05/25/2023
Nordyne, LLC | Frigidaire | KG8SA-070U-T24BP | Federally-Regulated Consumer Product | Non-Weatherized, Non-Condensin | 1597 | 252 |  | 09/29/2021 | 70859 | 207455982 | 05/25/2023
Nordyne, LLC | Frigidaire | R8GE-042K096C1 | Federally-Regulated Consumer Product | Weatherized Non-Condensing Gas | 1540 | 267 |  | 12/01/2021 | 97780 | 204093444 | 05/25/2023
Nordyne, LLC | Frigidaire | FG7SA-090C-T35CP | Federally-Regulated Consumer Product | Non-Weatherized, Non-Condensin | 1992 | 270 |  | 09/29/2021 | 85266 | 207455993 | 05/25/2023
Nordyne, LLC | Frigidaire | R104GD-042K100U | Federally-Regulated Consumer Product | Weatherized Non-Condensing Gas | 1913 | 275 |  | 05/25/2023 | 100561 | 209550348 | 05/25/2023
Nordyne, LLC | Frigidaire | FG7TA-080C-V24BP | Federally-Regulated Consumer Product | Non-Weatherized, Non-Condensin | 1277 | 238 |  | 05/25/2023 | 52213 | 207455923 | 05/25/2023
Nordyne, LLC | Frigidaire | R8GE-042K072C1 | Federally-Regulated Consumer Product | Weatherized Non-Condensing Gas | 1817 | 279 |  | 05/25/2023 | 72195 | 204040833 | 05/25/2023
Nordyne, LLC | Frigidaire | R8GE-036K096C1 | Federally-Regulated Consumer Product | Weatherized Non-Condensing Gas | 1704 | 274 |  | 05/25/2023 | 97452 | 204040819 | 05/25/2023
Nordyne, LLC | Frigidaire | FG8SA-055U-T23AP | Federally-Regulated Consumer Product | Non-Weatherized, Non-Condensin | 1100 | 230 |  | 05/25/2023 | 54989 | 207455941 | 05/25/2023
Nordyne, LLC | Frigidaire | FG7SA-072C-T24BP | Federally-Regulated Consumer Product | Non-Weatherized, Non-Condensin | 1457 | 246 |  | 05/25/2023 | 69586 | 207456014 | 05/25/2023
Nordyne, LLC | Frigidaire | FG8SA-070U-T24B1 | Federally-Regulated Consumer Product | Non-Weatherized, Non-Condensin | 1597 | 252 |  | 05/25/2023 | 70859 | 204924135 | 05/25/2023
Nordyne, LLC | Frigidaire | KG7TA-080C-E24B1 | Federally-Regulated Consumer Product | Non-Weatherized, Non-Condensin | 1277 | 238 |  | 05/25/2023 | 52213 | 204036792 | 05/25/2023
Nordyne, LLC | Frigidaire | R8GE-024K072C1 | Federally-Regulated Consumer Product | Weatherized Non-Condensing Gas | 1280 | 255 |  | 05/25/2023 | 71272 | 204040769 | 05/25/2023
Nordyne, LLC | Frigidaire | R8GE-048K120C1 | Federally-Regulated Consumer Product | Weatherized Non-Condensing Gas | 1991 | 287 |  | 05/25/2023 | 121831 | 204040807 | 05/25/2023
Nordyne, LLC | Frigidaire | R8GE-X60K096C1 | Federally-Regulated Consumer Product | Weatherized Non-Condensing Gas | 2028 | 288 |  | 05/25/2023 | 94398 | 204093435 | 05/25/2023
Nordyne, LLC | Frigidaire | R8GE-X60K120C1 | Federally-Regulated Consumer Product | Weatherized Non-Condensing Gas | 2073 | 290 |  | 05/25/2023 | 119379 | 204040792 | 05/25/2023
Nordyne, LLC | Frigidaire | FG7TN-100D-V35CP | Federally-Regulated Consumer Product | Non-Weatherized, Condensing Ga | 2208 | 292 |  | 05/25/2023 | 64085 | 207456310 | 05/25/2023
Nordyne, LLC | Frigidaire | FG7SD-072D-T35C* | Federally-Regulated Consumer Product | Non-Weatherized, Condensing Ga | 1826 | 275 |  | 05/25/2023 | 72142 | 205282683 | 05/25/2023
Nordyne, LLC | Frigidaire | R104GD-024K055U | Federally-Regulated Consumer Product | Weatherized Non-Condensing Gas | 1304 | 240 |  | 05/25/2023 | 55721 | 209550345 | 05/25/2023
Nordyne, LLC | Frigidaire | FG7TE-100D-E35CP | Federally-Regulated Consumer Product | Non-Weatherized, Condensing Ga | 1783 | 273 |  | 05/25/2023 | 64758 | 207456141 | 05/25/2023
Nordyne, LLC | Frigidaire | R8GE-036K072C1 | Federally-Regulated Consumer Product | Weatherized Non-Condensing Gas | 1349 | 258 |  | 05/25/2023 | 72437 | 204093426 | 05/25/2023
Nordyne, LLC | Frigidaire | FG7TN-060D-V24BP | Federally-Regulated Consumer Product | Non-Weatherized, Condensing Ga | 1405 | 257 |  | 05/25/2023 | 38964 | 207456196 | 05/25/2023
Nordyne, LLC | Frigidaire | KG7TA-060C-E23AP | Federally-Regulated Consumer Product | Non-Weatherized, Non-Condensin | 1266 | 238 |  | 05/25/2023 | 39577 | 207456098 | 05/25/2023
Nordyne, LLC | Frigidaire | R104GD-030K045C | Federally-Regulated Consumer Product | Weatherized Non-Condensing Gas | 1024 | 244 |  | 05/25/2023 | 45216 | 209333927 | 05/25/2023
Nordyne, LLC | Frigidaire | FG7SK-072C-T24BP | Federally-Regulated Consumer Product | Non-Weatherized, Non-Condensin | 1723 | 258 |  | 05/25/2023 | 73937 | 207456054 | 05/25/2023
Nordyne, LLC | Frigidaire | KG7TA-100C-E35C1 | Federally-Regulated Consumer Product | Non-Weatherized, Non-Condensin | 1668 | 255 |  | 05/25/2023 | 63969 | 204036800 | 05/25/2023
Nordyne, LLC | Frigidaire | FG7TE-080D-V35CP | Federally-Regulated Consumer Product | Non-Weatherized, Condensing Ga | 1829 | 275 |  | 05/25/2023 | 52182 | 207456180 | 05/25/2023
Nordyne, LLC | Frigidaire | R8GE-030K072C1 | Federally-Regulated Consumer Product | Weatherized Non-Condensing Gas | 1280 | 255 |  | 05/25/2023 | 71272 | 204040780 | 05/25/2023
Nordyne, LLC | Frigidaire | R8GE-048K096C1 | Federally-Regulated Consumer Product | Weatherized Non-Condensing Gas | 1818 | 279 |  | 05/25/2023 | 95561 | 204093453 | 05/25/2023
Nordyne, LLC | Frigidaire | FG7SC-090D-T35CP | Federally-Regulated Consumer Product | Non-Weatherized, Condensing Ga | 1980 | 282 |  | 05/25/2023 | 90343 | 207456007 | 05/25/2023
Nordyne, LLC | Frigidaire | R104GD-048K096C | Federally-Regulated Consumer Product | Weatherized Non-Condensing Gas | 1818 | 279 |  | 05/25/2023 | 95561 | 209333935 | 05/25/2023
Nordyne, LLC | Frigidaire | KG8SA-070U-T24BP | Federally-Regulated Consumer Product | Non-Weatherized, Non-Condensin | 1597 | 252 |  | 05/25/2023 | 70859 | 207455982 | 05/25/2023
Nordyne, LLC | Frigidaire | R8GE-042K096C1 | Federally-Regulated Consumer Product | Weatherized Non-Condensing Gas | 1540 | 267 |  | 05/25/2023 | 97780 | 204093444 | 05/25/2023
Nordyne, LLC | Frigidaire | FG7SA-090C-T35CP | Federally-Regulated Consumer Product | Non-Weatherized, Non-Condensin | 1992 | 270 |  | 05/25/2023 | 85266 | 207455993 | 05/25/2023
Lennox Industries Inc. | ARMSTRONG AIR | A80UH1E060A12X-* | Federally-Regulated Consumer Product | Non-Weatherized, Non-Condensin | 1300 | 239 |  | 08/26/2020 | 60374 | 202055411 | 05/25/2023
Lennox Industries Inc. | ARMSTRONG AIR | A80US2V110C20-* | Federally-Regulated Consumer Product | Non-Weatherized, Non-Condensin | 2330 | 285 |  | 03/17/2021 | 71206 | 201693152 | 05/25/2023
Lennox Industries Inc. | ARMSTRONG AIR | A96US2V070B12S-* | Federally-Regulated Consumer Product | Non-Weatherized, Condensing Ga | 1473 | 260 |  | 08/26/2020 | 43248 | 201695946 | 05/25/2023
Lennox Industries Inc. | ARMSTRONG AIR | A80DF1E070A12-** | Federally-Regulated Consumer Product | Non-Weatherized, Non-Condensin | 1312 | 240 |  | 08/26/2020 | 66105 | 204454902 | 05/25/2023
Lennox Industries Inc. | ARMSTRONG AIR | A93UH1E090C12A* | Federally-Regulated Consumer Product | Non-Weatherized, Condensing Ga | 1295 | 252 |  | 11/11/2020 | 88167 | 203926016 | 05/25/2023
Lennox Industries Inc. | ARMSTRONG AIR | A80UH2E045A12*-* | Federally-Regulated Consumer Product | Non-Weatherized, Non-Condensin | 1377 | 243 |  | 07/31/2021 | 29164 | 207188121 | 05/25/2023
Lennox Industries Inc. | ARMSTRONG AIR | A96US2V090C20S-* | Federally-Regulated Consumer Product | Non-Weatherized, Condensing Ga | 2339 | 298 |  | 03/17/2021 | 57122 | 201695967 | 05/25/2023
Lennox Industries Inc. | ARMSTRONG AIR | A80DS2V110C20-* | Federally-Regulated Consumer Product | Non-Weatherized, Non-Condensin | 2001 | 270 |  | 03/17/2021 | 72397 | 201693136 | 05/25/2023
Lennox Industries Inc. | ARMSTRONG AIR | A96DF1E070B16-** | Federally-Regulated Consumer Product | Non-Weatherized, Condensing Ga | 1473 | 260 |  | 07/21/2022 | 66322 | 209191285 | 05/25/2023
Lennox Industries Inc. | ARMSTRONG AIR | A80DF1E090B16** | Federally-Regulated Consumer Product | Non-Weatherized, Non-Condensin | 1639 | 254 |  | 11/11/2020 | 87767 | 202181824 | 05/25/2023
Lennox Industries Inc. | ARMSTRONG AIR | A93UH1E110C20A* | Federally-Regulated Consumer Product | Non-Weatherized, Condensing Ga | 1966 | 282 |  | 08/26/2020 | 110142 | 203926019 | 05/25/2023
Lennox Industries Inc. | ARMSTRONG AIR | A93DF1E045B12A* | Federally-Regulated Consumer Product | Non-Weatherized, Condensing Ga | 1307 | 253 |  | 08/26/2020 | 43616 | 203926020 | 05/25/2023
Lennox Industries Inc. | ARMSTRONG AIR | A93UH1E110C16A* | Federally-Regulated Consumer Product | Non-Weatherized, Condensing Ga | 1574 | 264 |  | 08/26/2020 | 109805 | 203926018 | 05/25/2023
Lennox Industries Inc. | ARMSTRONG AIR | A96DF1E045B12-** | Federally-Regulated Consumer Product | Non-Weatherized, Condensing Ga | 1250 | 250 |  | 07/21/2022 | 44206 | 209191283 | 05/25/2023
Lennox Industries Inc. | ARMSTRONG AIR | A80UH1E070B12** | Federally-Regulated Consumer Product | Non-Weatherized, Non-Condensin | 1361 | 242 |  | 11/11/2020 | 65645 | 202181499 | 05/25/2023
Lennox Industries Inc. | ARMSTRONG AIR | A97US2V060B12X-** | Federally-Regulated Consumer Product | Non-Weatherized, Condensing Ga | 1502 | 261 |  | 08/26/2020 | 38935 | 201870444 | 05/25/2023
Lennox Industries Inc. | ARMSTRONG AIR | A93DF1E090C16A* | Federally-Regulated Consumer Product | Non-Weatherized, Condensing Ga | 1659 | 268 |  | 11/11/2020 | 87251 | 203926022 | 05/25/2023
Lennox Industries Inc. | ARMSTRONG AIR | A80US2V070A12-* | Federally-Regulated Consumer Product | Non-Weatherized, Non-Condensin | 1405 | 244 |  | 08/26/2020 | 43075 | 201693132 | 05/25/2023
Lennox Industries Inc. | ARMSTRONG AIR | A80US2V090B16L-* | Federally-Regulated Consumer Product | Non-Weatherized, Non-Condensin | 1830 | 263 |  | 08/26/2020 | 56900 | 201693158 | 05/25/2023
Lennox Industries Inc. | ARMSTRONG AIR | A80UH1E090B16** | Federally-Regulated Consumer Product | Non-Weatherized, Non-Condensin | 1628 | 254 |  | 11/11/2020 | 87272 | 202181503 | 05/25/2023
Lennox Industries Inc. | ARMSTRONG AIR | A96US2V090C12S-* | Federally-Regulated Consumer Product | Non-Weatherized, Condensing Ga | 1394 | 256 |  | 08/26/2020 | 57911 | 201695961 | 05/25/2023
Lennox Industries Inc. | ARMSTRONG AIR | A80US2V090B12-* | Federally-Regulated Consumer Product | Non-Weatherized, Non-Condensin | 1455 | 246 |  | 08/26/2020 | 57397 | 201693144 | 05/25/2023
Lennox Industries Inc. | ARMSTRONG AIR | A80US2V090C20-* | Federally-Regulated Consumer Product | Non-Weatherized, Non-Condensin | 2291 | 283 |  | 03/17/2021 | 57219 | 201693148 | 05/25/2023
Lennox Industries Inc. | ARMSTRONG AIR | 96G1UH060BE12X-* | Federally-Regulated Consumer Product | Non-Weatherized, Condensing Ga | 1313 | 253 |  | 11/11/2020 | 60222 | 201981475 | 05/25/2023
Lennox Industries Inc. | ARMSTRONG AIR | A80US2V100C20X-** | Federally-Regulated Consumer Product | Non-Weatherized, Non-Condensin | 2205 | 279 |  | 03/17/2021 | 65467 | 201981524 | 05/25/2023
Lennox Industries Inc. | ARMSTRONG AIR | A96US2V135D20S-* | Federally-Regulated Consumer Product | Non-Weatherized, Condensing Ga | 2361 | 299 |  | 03/17/2021 | 86440 | 201695948 | 05/25/2023
Lennox Industries Inc. | ARMSTRONG AIR | A96DF1E090C16-** | Federally-Regulated Consumer Product | Non-Weatherized, Condensing Ga | 1542 | 263 |  | 07/21/2022 | 88229 | 209191287 | 05/25/2023
Lennox Industries Inc. | ARMSTRONG AIR | A96UH1E045B12-** | Federally-Regulated Consumer Product | Non-Weatherized, Condensing Ga | 1284 | 251 |  | 07/21/2022 | 44162 | 209191293 | 05/25/2023
Lennox Industries Inc. | ARMSTRONG AIR | A80DS2V090B16-* | Federally-Regulated Consumer Product | Non-Weatherized, Non-Condensin | 1740 | 259 |  | 11/11/2020 | 56622 | 201693134 | 05/25/2023
Lennox Industries Inc. | ARMSTRONG AIR | A80DS2V070A12-* | Federally-Regulated Consumer Product | Non-Weatherized, Non-Condensin | 1405 | 244 |  | 08/26/2020 | 43075 | 201693140 | 05/25/2023
Lennox Industries Inc. | ARMSTRONG AIR | A96US2V110C20S-* | Federally-Regulated Consumer Product | Non-Weatherized, Condensing Ga | 2307 | 297 |  | 03/17/2021 | 71185 | 201695951 | 05/25/2023
Lennox Industries Inc. | ARMSTRONG AIR | A80US2V135D20-* | Federally-Regulated Consumer Product | Non-Weatherized, Non-Condensin | 2445 | 290 |  | 03/17/2021 | 86870 | 201693156 | 05/25/2023
Lennox Industries Inc. | ARMSTRONG AIR | A96UH1E030B12-** | Federally-Regulated Consumer Product | Non-Weatherized, Condensing Ga | 1312 | 252 |  | 07/21/2022 | 29941 | 209191292 | 05/25/2023
Lennox Industries Inc. | ARMSTRONG AIR | A96DS2V045B12S-* | Federally-Regulated Consumer Product | Non-Weatherized, Condensing Ga | 1331 | 254 |  | 08/26/2020 | 28604 | 201695955 | 05/25/2023
Lennox Industries Inc. | ARMSTRONG AIR | A93UH1E070B12A* | Federally-Regulated Consumer Product | Non-Weatherized, Condensing Ga | 1277 | 251 |  | 08/26/2020 | 65742 | 203926015 | 05/25/2023
Lennox Industries Inc. | ARMSTRONG AIR | A80US2V070A12L-* | Federally-Regulated Consumer Product | Non-Weatherized, Non-Condensin | 1394 | 243 |  | 11/11/2020 | 42853 | 201693142 | 05/25/2023
Lennox Industries Inc. | ARMSTRONG AIR | A93DF1E070B12A* | Federally-Regulated Consumer Product | Non-Weatherized, Condensing Ga | 1331 | 254 |  | 08/26/2020 | 66519 | 203926021 | 05/25/2023
Lennox Industries Inc. | ARMSTRONG AIR | A80US2V080C20X-** | Federally-Regulated Consumer Product | Non-Weatherized, Non-Condensin | 2384 | 287 |  | 03/17/2021 | 52567 | 201981534 | 05/25/2023
Lennox Industries Inc. | ARMSTRONG AIR | A80UH2E110C20*-* | Federally-Regulated Consumer Product | Non-Weatherized, Non-Condensin | 2048 | 272 |  | 07/31/2021 | 72123 | 207188147 | 05/25/2023
Lennox Industries Inc. | ARMSTRONG AIR | A80UH1E080B16X-* | Federally-Regulated Consumer Product | Non-Weatherized, Non-Condensin | 1656 | 255 |  | 11/11/2020 | 79712 | 202162648 | 05/25/2023
Lennox Industries Inc. | ARMSTRONG AIR | A96DS2V110C20S-* | Federally-Regulated Consumer Product | Non-Weatherized, Condensing Ga | 2263 | 295 |  | 03/17/2021 | 71480 | 201695959 | 05/25/2023
Lennox Industries Inc. | ARMSTRONG AIR | A80DF1E110C20** | Federally-Regulated Consumer Product | Non-Weatherized, Non-Condensin | 2147 | 276 |  | 11/11/2020 | 111057 | 202181841 | 05/25/2023
Lennox Industries Inc. | ARMSTRONG AIR | A80UH1E090C20** | Federally-Regulated Consumer Product | Non-Weatherized, Non-Condensin | 2081 | 274 |  | 08/26/2020 | 87931 | 202181507 | 05/25/2023
Lennox Industries Inc. | ARMSTRONG AIR | A80US2V090B16-* | Federally-Regulated Consumer Product | Non-Weatherized, Non-Condensin | 1830 | 263 |  | 08/26/2020 | 56900 | 201693146 | 05/25/2023
Lennox Industries Inc. | ARMSTRONG AIR | A97US2V080C20X-*-* | Federally-Regulated Consumer Product | Non-Weatherized, Condensing Ga | 2327 | 297 |  | 03/17/2021 | 51978 | 201870448 | 05/25/2023
Lennox Industries Inc. | ARMSTRONG AIR | A96UH1E090C16-** | Federally-Regulated Consumer Product | Non-Weatherized, Condensing Ga | 1566 | 264 |  | 07/21/2022 | 87748 | 209191297 | 05/25/2023
Lennox Industries Inc. | ARMSTRONG AIR | A80US2V110C20L-* | Federally-Regulated Consumer Product | Non-Weatherized, Non-Condensin | 2330 | 285 |  | 03/17/2021 | 71206 | 201693154 | 05/25/2023
Lennox Industries Inc. | ARMSTRONG AIR | A80UH1E070A12-* | Federally-Regulated Consumer Product | Non-Weatherized, Non-Condensin | 1317 | 240 |  | 11/11/2020 | 65588 | 204454632 | 05/25/2023
Lennox Industries Inc. | ARMSTRONG AIR | A93UH1E045B12A* | Federally-Regulated Consumer Product | Non-Weatherized, Condensing Ga | 1276 | 251 |  | 03/31/2021 | 44281 | 206800735 | 05/25/2023
Lennox Industries Inc. | ARMSTRONG AIR | A80UH1E80B16X-* | Federally-Regulated Consumer Product | Non-Weatherized, Non-Condensin | 1656 | 255 |  | 11/11/2020 | 79712 | 202055797 | 05/25/2023
Lennox Industries Inc. | ARMSTRONG AIR | A93UH1E090C16A* | Federally-Regulated Consumer Product | Non-Weatherized, Condensing Ga | 1652 | 268 |  | 08/26/2020 | 87424 | 203926017 | 05/25/2023
Lennox Industries Inc. | ARMSTRONG AIR | A96US2V045B12S-* | Federally-Regulated Consumer Product | Non-Weatherized, Condensing Ga | 1270 | 251 |  | 08/26/2020 | 28998 | 201695944 | 05/25/2023
Lennox Industries Inc. | ARMSTRONG AIR | A80UH1E045A12** | Federally-Regulated Consumer Product | Non-Weatherized, Non-Condensin | 1249 | 237 |  | 11/11/2020 | 43950 | 202181495 | 05/25/2023
Lennox Industries Inc. | ARMSTRONG AIR | A96UH1E110C20-** | Federally-Regulated Consumer Product | Non-Weatherized, Condensing Ga | 2018 | 284 |  | 07/21/2022 | 110619 | 209191299 | 05/25/2023
Lennox Industries Inc. | ARMSTRONG AIR | A80UH2E090B16*-* | Federally-Regulated Consumer Product | Non-Weatherized, Non-Condensin | 1663 | 255 |  | 07/31/2021 | 57278 | 207188139 | 05/25/2023
Lennox Industries Inc. | ARMSTRONG AIR | A80UH1E040A12X-* | Federally-Regulated Consumer Product | Non-Weatherized, Non-Condensin | 1275 | 238 |  | 08/26/2020 | 40344 | 202055360 | 05/25/2023
Lennox Industries Inc. | ARMSTRONG AIR | A80US2V060A12X-** | Federally-Regulated Consumer Product | Non-Weatherized, Non-Condensin | 1358 | 242 |  | 11/11/2020 | 39697 | 201981520 | 05/25/2023
Lennox Industries Inc. | ARMSTRONG AIR | A97US2V040B12X-*-* | Federally-Regulated Consumer Product | Non-Weatherized, Condensing Ga | 1397 | 256 |  | 11/11/2020 | 25747 | 201870438 | 05/25/2023
Lennox Industries Inc. | ARMSTRONG AIR | A93UH1E030B12A* | Federally-Regulated Consumer Product | Non-Weatherized, Condensing Ga | 1311 | 253 |  | 08/26/2020 | 29941 | 203926013 | 05/25/2023
Lennox Industries Inc. | ARMSTRONG AIR | A96UH1E070B12-** | Federally-Regulated Consumer Product | Non-Weatherized, Condensing Ga | 1298 | 252 |  | 07/21/2022 | 65683 | 209191295 | 05/25/2023
Lennox Industries Inc. | ARMSTRONG AIR | A80UH1E100C20X-* | Federally-Regulated Consumer Product | Non-Weatherized, Non-Condensin | 2027 | 271 |  | 08/26/2020 | 98944 | 202055801 | 05/25/2023
Lennox Industries Inc. | ARMSTRONG AIR | A96US2V090C16*-* | Federally-Regulated Consumer Product | Non-Weatherized, Condensing Ga | 1764 | 273 |  | 08/26/2020 | 57721 | 201696026 | 05/25/2023
Lennox Industries Inc. | ARMSTRONG AIR | A80UH2E090B12*-* | Federally-Regulated Consumer Product | Non-Weatherized, Non-Condensin | 1476 | 247 |  | 07/31/2021 | 57525 | 207188134 | 05/25/2023
Lennox Industries Inc. | ARMSTRONG AIR | A96US2V110C16S-* | Federally-Regulated Consumer Product | Non-Weatherized, Condensing Ga | 1752 | 272 |  | 08/26/2020 | 71078 | 201695953 | 05/25/2023
Lennox Industries Inc. | ARMSTRONG AIR | A80UH2E070A12*-* | Federally-Regulated Consumer Product | Non-Weatherized, Non-Condensin | 1397 | 243 |  | 07/31/2021 | 43054 | 207188126 | 05/25/2023
Lennox Industries Inc. | ARMSTRONG AIR | A96DF1E110C20-** | Federally-Regulated Consumer Product | Non-Weatherized, Condensing Ga | 2033 | 284 |  | 07/21/2022 | 111365 | 209191289 | 05/25/2023
Lennox Industries Inc. | ARMSTRONG AIR | A80US2V080B16X-** | Federally-Regulated Consumer Product | Non-Weatherized, Non-Condensin | 1832 | 263 |  | 08/26/2020 | 52249 | 201981522 | 05/25/2023
Lennox Industries Inc. | ARMSTRONG AIR | A80DF1E070B12** | Federally-Regulated Consumer Product | Non-Weatherized, Non-Condensin | 1369 | 242 |  | 08/26/2020 | 66107 | 202181810 | 05/25/2023
Lennox Industries Inc. | ARMSTRONG AIR | A96UH1E135D20-** | Federally-Regulated Consumer Product | Non-Weatherized, Condensing Ga | 2388 | 300 |  | 07/21/2022 | 132320 | 209191301 | 05/25/2023
Lennox Industries Inc. | ARMSTRONG AIR | A80UH1E135D20** | Federally-Regulated Consumer Product | Non-Weatherized, Non-Condensin | 2248 | 281 |  | 11/11/2020 | 132455 | 202181515 | 05/25/2023
Lennox Industries Inc. | ARMSTRONG AIR | A80UH2E110C16*-* | Federally-Regulated Consumer Product | Non-Weatherized, Non-Condensin | 1658 | 255 |  | 07/31/2021 | 72173 | 207188155 | 05/25/2023
Lennox Industries Inc. | ARMSTRONG AIR | A80UH1E110C20** | Federally-Regulated Consumer Product | Non-Weatherized, Non-Condensin | 2053 | 272 |  | 08/26/2020 | 109478 | 202181511 | 05/25/2023
Lennox Industries Inc. | ARMSTRONG AIR | A96DS2V070B16S-* | Federally-Regulated Consumer Product | Non-Weatherized, Condensing Ga | 1755 | 272 |  | 08/26/2020 | 43625 | 201695957 | 05/25/2023
Lennox Industries Inc. | ARMSTRONG AIR | A80DF1E045A12** | Federally-Regulated Consumer Product | Non-Weatherized, Non-Condensin | 1233 | 236 |  | 11/11/2020 | 44020 | 202181794 | 05/25/2023
Lennox Industries Inc. | ARMSTRONG AIR | A96DS2V090C20S-* | Federally-Regulated Consumer Product | Non-Weatherized, Condensing Ga | 2247 | 294 |  | 03/17/2021 | 57246 | 201695965 | 05/25/2023
Lennox Industries Inc. | ARMSTRONG AIR | A97US2V080C16X-*-* | Federally-Regulated Consumer Product | Non-Weatherized, Condensing Ga | 1789 | 274 |  | 08/26/2020 | 52127 | 201870446 | 05/25/2023
Lennox Industries Inc. | ARMSTRONG AIR | A80UH1E060A12X-* | Federally-Regulated Consumer Product | Non-Weatherized, Non-Condensin | 1277 | 238 |  | 05/25/2023 | 59863 | 202055411 | 05/25/2023
Lennox Industries Inc. | ARMSTRONG AIR | A80US2V110C20-* | Federally-Regulated Consumer Product | Non-Weatherized, Non-Condensin | 2330 | 285 |  | 05/25/2023 | 71206 | 201693152 | 05/25/2023
Lennox Industries Inc. | ARMSTRONG AIR | A96US2V070B12S-* | Federally-Regulated Consumer Product | Non-Weatherized, Condensing Ga | 1473 | 260 |  | 05/25/2023 | 43248 | 201695946 | 05/25/2023
Lennox Industries Inc. | ARMSTRONG AIR | A80DF1E070A12-** | Federally-Regulated Consumer Product | Non-Weatherized, Non-Condensin | 1312 | 240 |  | 05/25/2023 | 66105 | 204454902 | 05/25/2023
Lennox Industries Inc. | ARMSTRONG AIR | A93UH1E090C12A* | Federally-Regulated Consumer Product | Non-Weatherized, Condensing Ga | 1295 | 252 |  | 05/25/2023 | 88167 | 203926016 | 05/25/2023
Lennox Industries Inc. | ARMSTRONG AIR | A80UH2E045A12*-* | Federally-Regulated Consumer Product | Non-Weatherized, Non-Condensin | 1377 | 243 |  | 05/25/2023 | 29164 | 207188121 | 05/25/2023
Lennox Industries Inc. | ARMSTRONG AIR | A96US2V090C20S-* | Federally-Regulated Consumer Product | Non-Weatherized, Condensing Ga | 2339 | 298 |  | 05/25/2023 | 57122 | 201695967 | 05/25/2023
Lennox Industries Inc. | ARMSTRONG AIR | A80DS2V110C20-* | Federally-Regulated Consumer Product | Non-Weatherized, Non-Condensin | 2001 | 270 |  | 05/25/2023 | 72397 | 201693136 | 05/25/2023
Lennox Industries Inc. | ARMSTRONG AIR | A96DF1E070B16-** | Federally-Regulated Consumer Product | Non-Weatherized, Condensing Ga | 1473 | 260 |  | 05/25/2023 | 66322 | 209191285 | 05/25/2023
Lennox Industries Inc. | ARMSTRONG AIR | A80DF1E090B16** | Federally-Regulated Consumer Product | Non-Weatherized, Non-Condensin | 1639 | 254 |  | 05/25/2023 | 87767 | 202181824 | 05/25/2023
Lennox Industries Inc. | ARMSTRONG AIR | A93UH1E110C20A* | Federally-Regulated Consumer Product | Non-Weatherized, Condensing Ga | 1966 | 282 |  | 05/25/2023 | 110142 | 203926019 | 05/25/2023
Lennox Industries Inc. | ARMSTRONG AIR | A93DF1E045B12A* | Federally-Regulated Consumer Product | Non-Weatherized, Condensing Ga | 1307 | 253 |  | 05/25/2023 | 43616 | 203926020 | 05/25/2023
Lennox Industries Inc. | ARMSTRONG AIR | A93UH1E110C16A* | Federally-Regulated Consumer Product | Non-Weatherized, Condensing Ga | 1574 | 264 |  | 05/25/2023 | 109805 | 203926018 | 05/25/2023
Lennox Industries Inc. | ARMSTRONG AIR | A96DF1E045B12-** | Federally-Regulated Consumer Product | Non-Weatherized, Condensing Ga | 1250 | 250 |  | 05/25/2023 | 44206 | 209191283 | 05/25/2023
Lennox Industries Inc. | ARMSTRONG AIR | A80UH1E070B12** | Federally-Regulated Consumer Product | Non-Weatherized, Non-Condensin | 1361 | 242 |  | 05/25/2023 | 65645 | 202181499 | 05/25/2023
Lennox Industries Inc. | ARMSTRONG AIR | A97US2V060B12X-** | Federally-Regulated Consumer Product | Non-Weatherized, Condensing Ga | 1502 | 261 |  | 05/25/2023 | 38935 | 201870444 | 05/25/2023
Lennox Industries Inc. | ARMSTRONG AIR | A93DF1E090C16A* | Federally-Regulated Consumer Product | Non-Weatherized, Condensing Ga | 1659 | 268 |  | 05/25/2023 | 87251 | 203926022 | 05/25/2023
Lennox Industries Inc. | ARMSTRONG AIR | A80US2V070A12-* | Federally-Regulated Consumer Product | Non-Weatherized, Non-Condensin | 1405 | 244 |  | 05/25/2023 | 43075 | 201693132 | 05/25/2023
Lennox Industries Inc. | ARMSTRONG AIR | A80US2V090B16L-* | Federally-Regulated Consumer Product | Non-Weatherized, Non-Condensin | 1830 | 263 |  | 05/25/2023 | 56900 | 201693158 | 05/25/2023
Lennox Industries Inc. | ARMSTRONG AIR | A80UH1E090B16** | Federally-Regulated Consumer Product | Non-Weatherized, Non-Condensin | 1628 | 254 |  | 05/25/2023 | 87272 | 202181503 | 05/25/2023
Lennox Industries Inc. | ARMSTRONG AIR | A96US2V090C12S-* | Federally-Regulated Consumer Product | Non-Weatherized, Condensing Ga | 1394 | 256 |  | 05/25/2023 | 57911 | 201695961 | 05/25/2023
Lennox Industries Inc. | ARMSTRONG AIR | A80US2V090B12-* | Federally-Regulated Consumer Product | Non-Weatherized, Non-Condensin | 1455 | 246 |  | 05/25/2023 | 57397 | 201693144 | 05/25/2023
Lennox Industries Inc. | ARMSTRONG AIR | A80US2V090C20-* | Federally-Regulated Consumer Product | Non-Weatherized, Non-Condensin | 2291 | 283 |  | 05/25/2023 | 57219 | 201693148 | 05/25/2023
Lennox Industries Inc. | ARMSTRONG AIR | 96G1UH060BE12X-* | Federally-Regulated Consumer Product | Non-Weatherized, Condensing Ga | 1313 | 253 |  | 05/25/2023 | 60222 | 201981475 | 05/25/2023
Lennox Industries Inc. | ARMSTRONG AIR | A80US2V100C20X-** | Federally-Regulated Consumer Product | Non-Weatherized, Non-Condensin | 2180 | 278 |  | 05/25/2023 | 65611 | 201981524 | 05/25/2023
Lennox Industries Inc. | ARMSTRONG AIR | A96US2V135D20S-* | Federally-Regulated Consumer Product | Non-Weatherized, Condensing Ga | 2361 | 299 |  | 05/25/2023 | 86440 | 201695948 | 05/25/2023
Lennox Industries Inc. | ARMSTRONG AIR | A96DF1E090C16-** | Federally-Regulated Consumer Product | Non-Weatherized, Condensing Ga | 1542 | 263 |  | 05/25/2023 | 88229 | 209191287 | 05/25/2023
Lennox Industries Inc. | ARMSTRONG AIR | A96UH1E045B12-** | Federally-Regulated Consumer Product | Non-Weatherized, Condensing Ga | 1284 | 251 |  | 05/25/2023 | 44162 | 209191293 | 05/25/2023
Lennox Industries Inc. | ARMSTRONG AIR | A80DS2V090B16-* | Federally-Regulated Consumer Product | Non-Weatherized, Non-Condensin | 1740 | 259 |  | 05/25/2023 | 56622 | 201693134 | 05/25/2023
Lennox Industries Inc. | ARMSTRONG AIR | A80DS2V070A12-* | Federally-Regulated Consumer Product | Non-Weatherized, Non-Condensin | 1405 | 244 |  | 05/25/2023 | 43075 | 201693140 | 05/25/2023
Lennox Industries Inc. | ARMSTRONG AIR | A96US2V110C20S-* | Federally-Regulated Consumer Product | Non-Weatherized, Condensing Ga | 2307 | 297 |  | 05/25/2023 | 71185 | 201695951 | 05/25/2023
Lennox Industries Inc. | ARMSTRONG AIR | A80US2V135D20-* | Federally-Regulated Consumer Product | Non-Weatherized, Non-Condensin | 2445 | 290 |  | 05/25/2023 | 86870 | 201693156 | 05/25/2023
Lennox Industries Inc. | ARMSTRONG AIR | A96UH1E030B12-** | Federally-Regulated Consumer Product | Non-Weatherized, Condensing Ga | 1312 | 252 |  | 05/25/2023 | 29941 | 209191292 | 05/25/2023
Lennox Industries Inc. | ARMSTRONG AIR | A96DS2V045B12S-* | Federally-Regulated Consumer Product | Non-Weatherized, Condensing Ga | 1331 | 254 |  | 05/25/2023 | 28604 | 201695955 | 05/25/2023
Lennox Industries Inc. | ARMSTRONG AIR | A93UH1E070B12A* | Federally-Regulated Consumer Product | Non-Weatherized, Condensing Ga | 1277 | 251 |  | 05/25/2023 | 65742 | 203926015 | 05/25/2023
Lennox Industries Inc. | ARMSTRONG AIR | A80US2V070A12L-* | Federally-Regulated Consumer Product | Non-Weatherized, Non-Condensin | 1394 | 243 |  | 05/25/2023 | 42853 | 201693142 | 05/25/2023
Lennox Industries Inc. | ARMSTRONG AIR | A93DF1E070B12A* | Federally-Regulated Consumer Product | Non-Weatherized, Condensing Ga | 1331 | 254 |  | 05/25/2023 | 66519 | 203926021 | 05/25/2023
Lennox Industries Inc. | ARMSTRONG AIR | A80US2V080C20X-** | Federally-Regulated Consumer Product | Non-Weatherized, Non-Condensin | 2330 | 285 |  | 05/25/2023 | 52501 | 201981534 | 05/25/2023
Lennox Industries Inc. | ARMSTRONG AIR | A80UH2E110C20*-* | Federally-Regulated Consumer Product | Non-Weatherized, Non-Condensin | 2048 | 272 |  | 05/25/2023 | 72123 | 207188147 | 05/25/2023
Lennox Industries Inc. | ARMSTRONG AIR | A80UH1E080B16X-* | Federally-Regulated Consumer Product | Non-Weatherized, Non-Condensin | 1688 | 256 |  | 05/25/2023 | 79662 | 202162648 | 05/25/2023
Lennox Industries Inc. | ARMSTRONG AIR | A96DS2V110C20S-* | Federally-Regulated Consumer Product | Non-Weatherized, Condensing Ga | 2263 | 295 |  | 05/25/2023 | 71480 | 201695959 | 05/25/2023
Lennox Industries Inc. | ARMSTRONG AIR | A80DF1E110C20** | Federally-Regulated Consumer Product | Non-Weatherized, Non-Condensin | 2147 | 276 |  | 05/25/2023 | 111057 | 202181841 | 05/25/2023
Lennox Industries Inc. | ARMSTRONG AIR | A80UH1E090C20** | Federally-Regulated Consumer Product | Non-Weatherized, Non-Condensin | 2081 | 274 |  | 05/25/2023 | 87931 | 202181507 | 05/25/2023
Lennox Industries Inc. | ARMSTRONG AIR | A80US2V090B16-* | Federally-Regulated Consumer Product | Non-Weatherized, Non-Condensin | 1830 | 263 |  | 05/25/2023 | 56900 | 201693146 | 05/25/2023
Lennox Industries Inc. | ARMSTRONG AIR | A97US2V080C20X-*-* | Federally-Regulated Consumer Product | Non-Weatherized, Condensing Ga | 2327 | 297 |  | 05/25/2023 | 51978 | 201870448 | 05/25/2023
Lennox Industries Inc. | ARMSTRONG AIR | A96UH1E090C16-** | Federally-Regulated Consumer Product | Non-Weatherized, Condensing Ga | 1566 | 264 |  | 05/25/2023 | 87748 | 209191297 | 05/25/2023
Lennox Industries Inc. | ARMSTRONG AIR | A80US2V110C20L-* | Federally-Regulated Consumer Product | Non-Weatherized, Non-Condensin | 2330 | 285 |  | 05/25/2023 | 71206 | 201693154 | 05/25/2023
Lennox Industries Inc. | ARMSTRONG AIR | A80UH1E070A12-* | Federally-Regulated Consumer Product | Non-Weatherized, Non-Condensin | 1317 | 240 |  | 05/25/2023 | 65588 | 204454632 | 05/25/2023
Lennox Industries Inc. | ARMSTRONG AIR | A93UH1E045B12A* | Federally-Regulated Consumer Product | Non-Weatherized, Condensing Ga | 1276 | 251 |  | 05/25/2023 | 44281 | 206800735 | 05/25/2023
Lennox Industries Inc. | ARMSTRONG AIR | A80UH1E80B16X-* | Federally-Regulated Consumer Product | Non-Weatherized, Non-Condensin | 1688 | 256 |  | 05/25/2023 | 79662 | 202055797 | 05/25/2023
Lennox Industries Inc. | ARMSTRONG AIR | A93UH1E090C16A* | Federally-Regulated Consumer Product | Non-Weatherized, Condensing Ga | 1652 | 268 |  | 05/25/2023 | 87424 | 203926017 | 05/25/2023
Lennox Industries Inc. | ARMSTRONG AIR | A96US2V045B12S-* | Federally-Regulated Consumer Product | Non-Weatherized, Condensing Ga | 1270 | 251 |  | 05/25/2023 | 28998 | 201695944 | 05/25/2023
Lennox Industries Inc. | ARMSTRONG AIR | A80UH1E045A12** | Federally-Regulated Consumer Product | Non-Weatherized, Non-Condensin | 1249 | 237 |  | 05/25/2023 | 43950 | 202181495 | 05/25/2023
Lennox Industries Inc. | ARMSTRONG AIR | A96UH1E110C20-** | Federally-Regulated Consumer Product | Non-Weatherized, Condensing Ga | 2018 | 284 |  | 05/25/2023 | 110619 | 209191299 | 05/25/2023
Lennox Industries Inc. | ARMSTRONG AIR | A80UH2E090B16*-* | Federally-Regulated Consumer Product | Non-Weatherized, Non-Condensin | 1663 | 255 |  | 05/25/2023 | 57278 | 207188139 | 05/25/2023
Lennox Industries Inc. | ARMSTRONG AIR | A80UH1E040A12X-* | Federally-Regulated Consumer Product | Non-Weatherized, Non-Condensin | 1322 | 240 |  | 05/25/2023 | 40067 | 202055360 | 05/25/2023
Lennox Industries Inc. | ARMSTRONG AIR | A80US2V060A12X-** | Federally-Regulated Consumer Product | Non-Weatherized, Non-Condensin | 1366 | 242 |  | 05/25/2023 | 39546 | 201981520 | 05/25/2023
Lennox Industries Inc. | ARMSTRONG AIR | A97US2V040B12X-*-* | Federally-Regulated Consumer Product | Non-Weatherized, Condensing Ga | 1397 | 256 |  | 05/25/2023 | 25747 | 201870438 | 05/25/2023
Lennox Industries Inc. | ARMSTRONG AIR | A93UH1E030B12A* | Federally-Regulated Consumer Product | Non-Weatherized, Condensing Ga | 1311 | 253 |  | 05/25/2023 | 29941 | 203926013 | 05/25/2023
Lennox Industries Inc. | ARMSTRONG AIR | A96UH1E070B12-** | Federally-Regulated Consumer Product | Non-Weatherized, Condensing Ga | 1298 | 252 |  | 05/25/2023 | 65683 | 209191295 | 05/25/2023
Lennox Industries Inc. | ARMSTRONG AIR | A80UH1E100C20X-* | Federally-Regulated Consumer Product | Non-Weatherized, Non-Condensin | 2162 | 277 |  | 05/25/2023 | 100221 | 202055801 | 05/25/2023
Lennox Industries Inc. | ARMSTRONG AIR | A96US2V090C16*-* | Federally-Regulated Consumer Product | Non-Weatherized, Condensing Ga | 1764 | 273 |  | 05/25/2023 | 57721 | 201696026 | 05/25/2023
Lennox Industries Inc. | ARMSTRONG AIR | A80UH2E090B12*-* | Federally-Regulated Consumer Product | Non-Weatherized, Non-Condensin | 1476 | 247 |  | 05/25/2023 | 57525 | 207188134 | 05/25/2023
Lennox Industries Inc. | ARMSTRONG AIR | A96US2V110C16S-* | Federally-Regulated Consumer Product | Non-Weatherized, Condensing Ga | 1752 | 272 |  | 05/25/2023 | 71078 | 201695953 | 05/25/2023
Lennox Industries Inc. | ARMSTRONG AIR | A80UH2E070A12*-* | Federally-Regulated Consumer Product | Non-Weatherized, Non-Condensin | 1397 | 243 |  | 05/25/2023 | 43054 | 207188126 | 05/25/2023
Lennox Industries Inc. | ARMSTRONG AIR | A96DF1E110C20-** | Federally-Regulated Consumer Product | Non-Weatherized, Condensing Ga | 2033 | 284 |  | 05/25/2023 | 111365 | 209191289 | 05/25/2023
Lennox Industries Inc. | ARMSTRONG AIR | A80US2V080B16X-** | Federally-Regulated Consumer Product | Non-Weatherized, Non-Condensin | 1760 | 259 |  | 05/25/2023 | 51919 | 201981522 | 05/25/2023
Lennox Industries Inc. | ARMSTRONG AIR | A80DF1E070B12** | Federally-Regulated Consumer Product | Non-Weatherized, Non-Condensin | 1369 | 242 |  | 05/25/2023 | 66107 | 202181810 | 05/25/2023
Lennox Industries Inc. | ARMSTRONG AIR | A96UH1E135D20-** | Federally-Regulated Consumer Product | Non-Weatherized, Condensing Ga | 2388 | 300 |  | 05/25/2023 | 132320 | 209191301 | 05/25/2023
Lennox Industries Inc. | ARMSTRONG AIR | A80UH1E135D20** | Federally-Regulated Consumer Product | Non-Weatherized, Non-Condensin | 2248 | 281 |  | 05/25/2023 | 132455 | 202181515 | 05/25/2023
Lennox Industries Inc. | ARMSTRONG AIR | A80UH2E110C16*-* | Federally-Regulated Consumer Product | Non-Weatherized, Non-Condensin | 1658 | 255 |  | 05/25/2023 | 72173 | 207188155 | 05/25/2023
Lennox Industries Inc. | ARMSTRONG AIR | A80UH1E110C20** | Federally-Regulated Consumer Product | Non-Weatherized, Non-Condensin | 2053 | 272 |  | 05/25/2023 | 109478 | 202181511 | 05/25/2023
Lennox Industries Inc. | ARMSTRONG AIR | A96DS2V070B16S-* | Federally-Regulated Consumer Product | Non-Weatherized, Condensing Ga | 1755 | 272 |  | 05/25/2023 | 43625 | 201695957 | 05/25/2023
Lennox Industries Inc. | ARMSTRONG AIR | A80DF1E045A12** | Federally-Regulated Consumer Product | Non-Weatherized, Non-Condensin | 1233 | 236 |  | 05/25/2023 | 44020 | 202181794 | 05/25/2023
Lennox Industries Inc. | ARMSTRONG AIR | A96DS2V090C20S-* | Federally-Regulated Consumer Product | Non-Weatherized, Condensing Ga | 2247 | 294 |  | 05/25/2023 | 57246 | 201695965 | 05/25/2023
Lennox Industries Inc. | ARMSTRONG AIR | A97US2V080C16X-*-* | Federally-Regulated Consumer Product | Non-Weatherized, Condensing Ga | 1789 | 274 |  | 05/25/2023 | 52127 | 201870446 | 05/25/2023
Carrier Corp. - Syracuse | Tempstar | RGV048KD* | Federally-Regulated Consumer Product | Weatherized Non-Condensing Gas | 2640 | 312 |  | 04/26/2022 | 53 | 202535271 | 05/25/2023
Carrier Corp. - Syracuse | Tempstar | RGV048KF* | Federally-Regulated Consumer Product | Weatherized Non-Condensing Gas | 2640 | 312 |  | 04/26/2022 | 106 | 202535276 | 05/25/2023
Carrier Corp. - Syracuse | Tempstar | RGW060KS* | Federally-Regulated Consumer Product | Weatherized Non-Condensing Gas | 2694 | 302 |  | 04/26/2022 | 53 | 202535296 | 05/25/2023
Carrier Corp. - Syracuse | Tempstar | RGV036KE* | Federally-Regulated Consumer Product | Weatherized Non-Condensing Gas | 1889 | 281 |  | 03/17/2021 | 73 | 202535273 | 05/25/2023
Carrier Corp. - Syracuse | Tempstar | RGW060KE* | Federally-Regulated Consumer Product | Weatherized Non-Condensing Gas | 2694 | 302 |  | 04/26/2022 | 73 | 202535291 | 05/25/2023
Carrier Corp. - Syracuse | Tempstar | RGW036KS* | Federally-Regulated Consumer Product | Weatherized Non-Condensing Gas | 1889 | 281 |  | 03/17/2021 | 53 | 202535294 | 05/25/2023
Carrier Corp. - Syracuse | Tempstar | RGW036KR* | Federally-Regulated Consumer Product | Weatherized Non-Condensing Gas | 1889 | 281 |  | 03/17/2021 | 73 | 202535297 | 05/25/2023
Carrier Corp. - Syracuse | Tempstar | RGV048KD* | Federally-Regulated Consumer Product | Weatherized Non-Condensing Gas | 2640 | 312 |  | 05/25/2023 | 53 | 202535271 | 05/25/2023
Carrier Corp. - Syracuse | Tempstar | RGV048KF* | Federally-Regulated Consumer Product | Weatherized Non-Condensing Gas | 2640 | 312 |  | 05/25/2023 | 106 | 202535276 | 05/25/2023
Carrier Corp. - Syracuse | Tempstar | RGW060KS* | Federally-Regulated Consumer Product | Weatherized Non-Condensing Gas | 2694 | 302 |  | 05/25/2023 | 53 | 202535296 | 05/25/2023
Carrier Corp. - Syracuse | Tempstar | RGV036KE* | Federally-Regulated Consumer Product | Weatherized Non-Condensing Gas | 1889 | 281 |  | 05/25/2023 | 73 | 202535273 | 05/25/2023
Carrier Corp. - Syracuse | Tempstar | RGW060KE* | Federally-Regulated Consumer Product | Weatherized Non-Condensing Gas | 2694 | 302 |  | 05/25/2023 | 73 | 202535291 | 05/25/2023
Carrier Corp. - Syracuse | Tempstar | RGW036KS* | Federally-Regulated Consumer Product | Weatherized Non-Condensing Gas | 1889 | 281 |  | 05/25/2023 | 53 | 202535294 | 05/25/2023
Carrier Corp. - Syracuse | Tempstar | RGW036KR* | Federally-Regulated Consumer Product | Weatherized Non-Condensing Gas | 1889 | 281 |  | 05/25/2023 | 73 | 202535297 | 05/25/2023
Carrier Corp. - Indianapolis | Tempstar | F80CTL0701716A* | Federally-Regulated Consumer Product | Non-Weatherized, Non-Condensin | 1458 | 246 | 246.152 | 07/22/2020 | 43592 | 203359061 | 05/25/2023
Carrier Corp. - Indianapolis | Tempstar | N80MSL1102420A* | Federally-Regulated Consumer Product | Non-Weatherized, Non-Condensin | 2053 | 272 |  | 03/30/2023 | 110206 | 211780239 | 05/25/2023
Carrier Corp. - Indianapolis | Tempstar | N95MSU0401712A | Federally-Regulated Consumer Product | Non-Weatherized, Condensing Ga | 1244 | 250 |  | 03/30/2023 | 40132 | 211781277 | 05/25/2023
Carrier Corp. - Indianapolis | Tempstar | PDD448090K**1K* | Federally-Regulated Consumer Product | Weatherized Non-Condensing Gas | 2142 | 293 |  | 11/15/2022 | 90607 | 210589616 | 05/25/2023
Carrier Corp. - Indianapolis | Tempstar | N80MSL0451714A* | Federally-Regulated Consumer Product | Non-Weatherized, Non-Condensin | 1343 | 241 |  | 03/30/2023 | 43896 | 211780231 | 05/25/2023
Carrier Corp. - Indianapolis | Tempstar | N80MSN0701716A | Federally-Regulated Consumer Product | Non-Weatherized, Non-Condensin | 1776 | 260 |  | 03/30/2023 | 65952 | 211780359 | 05/25/2023
Carrier Corp. - Indianapolis | Tempstar | PDD430060K**0K* | Federally-Regulated Consumer Product | Weatherized Non-Condensing Gas | 1118 | 248 |  | 11/15/2022 | 60738 | 210589607 | 05/25/2023
Carrier Corp. - Indianapolis | Tempstar | N96VSN0801716A | Federally-Regulated Consumer Product | Non-Weatherized, Condensing Ga | 1766 | 272 |  | 10/07/2020 | 80180 | 205822186 | 05/25/2023
Carrier Corp. - Indianapolis | Tempstar | PDD448090K**0K* | Federally-Regulated Consumer Product | Weatherized Non-Condensing Gas | 2142 | 293 |  | 11/15/2022 | 90607 | 210589610 | 05/25/2023
Carrier Corp. - Indianapolis | Tempstar | N96VSN0801716A*D | Federally-Regulated Consumer Product | Non-Weatherized, Condensing Ga | 1766 | 272 |  | 10/07/2020 | 80180 | 205822197 | 05/25/2023
Carrier Corp. - Indianapolis | Tempstar | N80VSL1102422A | Federally-Regulated Consumer Product | Non-Weatherized, Non-Condensin | 2478 | 290 | 291.032 | 07/22/2020 | 110020 | 204278369 | 05/25/2023
Carrier Corp. - Indianapolis | Tempstar | N80VSL0451412A | Federally-Regulated Consumer Product | Non-Weatherized, Non-Condensin | 1422 | 244 | 244.568 | 07/22/2020 | 43953 | 205822077 | 05/25/2023
Carrier Corp. - Indianapolis | Tempstar | N80MSL1102120A | Federally-Regulated Consumer Product | Non-Weatherized, Non-Condensin | 2444 | 290 |  | 03/30/2023 | 110371 | 211780123 | 05/25/2023
Carrier Corp. - Indianapolis | Tempstar | N80ESN1352420A | Federally-Regulated Consumer Product | Non-Weatherized, Non-Condensin | 1887 | 265 | 265.028 | 07/22/2020 | 131482 | 203359874 | 05/25/2023
Carrier Corp. - Indianapolis | Tempstar | N92MSN0401712A* | Federally-Regulated Consumer Product | Mobile Home Non-Weatherized, C | 1092 | 243 |  | 03/30/2023 | 39895 | 211778878 | 05/25/2023
Carrier Corp. - Indianapolis | Tempstar | N96VSN0601412A | Federally-Regulated Consumer Product | Non-Weatherized, Condensing Ga | 1224 | 248 | 248.856 | 07/22/2020 | 59736 | 205822142 | 05/25/2023
Carrier Corp. - Indianapolis | Tempstar | F80CSU1002120A | Federally-Regulated Consumer Product | Non-Weatherized, Non-Condensin | 2371 | 286 | 286.324 | 07/22/2020 | 99785 | 204631635 | 05/25/2023
Carrier Corp. - Indianapolis | Tempstar | N80MSL0701412A* | Federally-Regulated Consumer Product | Non-Weatherized, Non-Condensin | 1170 | 233 |  | 03/30/2023 | 65912 | 211780232 | 05/25/2023
Carrier Corp. - Indianapolis | Tempstar | N80VSL0701716A* | Federally-Regulated Consumer Product | Non-Weatherized, Non-Condensin | 1842 | 262 | 263.048 | 07/22/2020 | 65738 | 204278431 | 05/25/2023
Carrier Corp. - Indianapolis | Tempstar | F80CTL1102120A* | Federally-Regulated Consumer Product | Non-Weatherized, Non-Condensin | 2281 | 282 | 282.364 | 07/22/2020 | 72565 | 203358973 | 05/25/2023
Carrier Corp. - Indianapolis | Tempstar | F96CTN0801714A*D | Federally-Regulated Consumer Product | Non-Weatherized, Condensing Ga | 1364 | 255 | 255.016 | 07/22/2020 | 52072 | 203359339 | 05/25/2023
Carrier Corp. - Indianapolis | Tempstar | N96MSN0802120A | Federally-Regulated Consumer Product | Non-Weatherized, Condensing Ga | 2169 | 290 |  | 03/30/2023 | 79638 | 211779339 | 05/25/2023
Carrier Corp. - Indianapolis | Tempstar | N96MSN0801716A**D | Federally-Regulated Consumer Product | Mobile Home Non-Weatherized, C | 1671 | 269 |  | 03/30/2023 | 79335 | 211779321 | 05/25/2023
Carrier Corp. - Indianapolis | Tempstar | F80VTL0902120A | Federally-Regulated Consumer Product | Non-Weatherized, Non-Condensin | 2025 | 271 |  | 07/31/2021 | 57947 | 207207196 | 05/25/2023
Carrier Corp. - Indianapolis | Tempstar | N96VSN0401712A | Federally-Regulated Consumer Product | Non-Weatherized, Condensing Ga | 1103 | 243 | 243.532 | 07/22/2020 | 39803 | 205822120 | 05/25/2023
Carrier Corp. - Indianapolis | Tempstar | F80CTL0902120A | Federally-Regulated Consumer Product | Non-Weatherized, Non-Condensin | 2488 | 291 | 291.472 | 07/22/2020 | 57811 | 203358879 | 05/25/2023
Carrier Corp. - Indianapolis | Tempstar | N96VSN1202422A*D | Federally-Regulated Consumer Product | Non-Weatherized, Condensing Ga | 2331 | 297 | 297.564 | 07/22/2020 | 119569 | 205822263 | 05/25/2023
Carrier Corp. - Indianapolis | Tempstar | F80CTL0701716A | Federally-Regulated Consumer Product | Non-Weatherized, Non-Condensin | 1458 | 246 | 246.152 | 07/22/2020 | 43592 | 203358876 | 05/25/2023
Carrier Corp. - Indianapolis | Tempstar | N92MSN0401412A* | Federally-Regulated Consumer Product | Mobile Home Non-Weatherized, C | 1089 | 243 |  | 03/30/2023 | 39846 | 211778860 | 05/25/2023
Carrier Corp. - Indianapolis | Tempstar | N96VSN0601714A*D | Federally-Regulated Consumer Product | Non-Weatherized, Condensing Ga | 1591 | 265 | 265.004 | 07/22/2020 | 60186 | 205822175 | 05/25/2023
Carrier Corp. - Indianapolis | Tempstar | F80CTL1102120A | Federally-Regulated Consumer Product | Non-Weatherized, Non-Condensin | 2281 | 282 | 282.364 | 07/22/2020 | 72565 | 203358880 | 05/25/2023
Carrier Corp. - Indianapolis | Tempstar | F96VTN0401712A*D | Federally-Regulated Consumer Product | Non-Weatherized, Condensing Ga | 1075 | 242 | 242.3 | 07/22/2020 | 25768 | 203359203 | 05/25/2023
Carrier Corp. - Indianapolis | Tempstar | N80ESL0451712A | Federally-Regulated Consumer Product | Non-Weatherized, Non-Condensin | 1206 | 235 | 235.064 | 07/22/2020 | 44058 | 203360097 | 05/25/2023
Carrier Corp. - Indianapolis | Tempstar | F96CTN0802120A*D | Federally-Regulated Consumer Product | Non-Weatherized, Condensing Ga | 2095 | 287 | 287.18 | 07/22/2020 | 52507 | 203359340 | 05/25/2023
Carrier Corp. - Indianapolis | Tempstar | N80MSN0901714A | Federally-Regulated Consumer Product | Non-Weatherized, Non-Condensin | 1592 | 252 |  | 03/30/2023 | 88547 | 211780007 | 05/25/2023
Carrier Corp. - Indianapolis | Tempstar | N95MSU1002120A | Federally-Regulated Consumer Product | Non-Weatherized, Condensing Ga | 2049 | 285 |  | 03/30/2023 | 100109 | 211781309 | 05/25/2023
Carrier Corp. - Indianapolis | Tempstar | N96VSN0401712A*D | Federally-Regulated Consumer Product | Non-Weatherized, Condensing Ga | 1103 | 243 | 243.532 | 07/22/2020 | 39803 | 205822131 | 05/25/2023
Carrier Corp. - Indianapolis | Tempstar | F96CTN1002122A | Federally-Regulated Consumer Product | Non-Weatherized, Condensing Ga | 2251 | 294 | 294.044 | 07/22/2020 | 64767 | 203359336 | 05/25/2023
Carrier Corp. - Indianapolis | Tempstar | N80MSL0702116A* | Federally-Regulated Consumer Product | Non-Weatherized, Non-Condensin | 1949 | 268 |  | 03/30/2023 | 66143 | 211780234 | 05/25/2023
Carrier Corp. - Indianapolis | Tempstar | F80CTL1352422A* | Federally-Regulated Consumer Product | Non-Weatherized, Non-Condensin | 2422 | 287 | 288.568 | 07/22/2020 | 87787 | 203358974 | 05/25/2023
Carrier Corp. - Indianapolis | Tempstar | N96VSN0601714A | Federally-Regulated Consumer Product | Non-Weatherized, Condensing Ga | 1591 | 265 | 265.004 | 07/22/2020 | 60186 | 205822164 | 05/25/2023
Carrier Corp. - Indianapolis | Tempstar | N92MSN0601412A* | Federally-Regulated Consumer Product | Mobile Home Non-Weatherized, C | 1277 | 251 |  | 03/30/2023 | 60142 | 211778896 | 05/25/2023
Carrier Corp. - Indianapolis | Tempstar | N96VSN1002120A*D | Federally-Regulated Consumer Product | Non-Weatherized, Condensing Ga | 2188 | 291 | 291.272 | 07/22/2020 | 99935 | 205822241 | 05/25/2023
Carrier Corp. - Indianapolis | Tempstar | N80MSU0601716A | Federally-Regulated Consumer Product | Non-Weatherized, Non-Condensin | 1955 | 268 |  | 03/30/2023 | 60649 | 211781377 | 05/25/2023
Carrier Corp. - Indianapolis | Tempstar | N80MSL1552420A* | Federally-Regulated Consumer Product | Non-Weatherized, Non-Condensin | 2004 | 270 |  | 03/30/2023 | 153757 | 211780241 | 05/25/2023
Carrier Corp. - Indianapolis | Tempstar | N96VSN0401410A | Federally-Regulated Consumer Product | Non-Weatherized, Condensing Ga | 1075 | 242 | 242.3 | 07/22/2020 | 40086 | 205822098 | 05/25/2023
Carrier Corp. - Indianapolis | Tempstar | N80VSL0902420A* | Federally-Regulated Consumer Product | Non-Weatherized, Non-Condensin | 2057 | 271 | 272.508 | 07/22/2020 | 88097 | 204278434 | 05/25/2023
Carrier Corp. - Indianapolis | Tempstar | N96VSN1002120A | Federally-Regulated Consumer Product | Non-Weatherized, Condensing Ga | 2188 | 291 | 291.272 | 07/22/2020 | 99935 | 205822230 | 05/25/2023
Carrier Corp. - Indianapolis | Tempstar | N80MSU0802120A | Federally-Regulated Consumer Product | Non-Weatherized, Non-Condensin | 2436 | 289 |  | 03/30/2023 | 80342 | 211781361 | 05/25/2023
Carrier Corp. - Indianapolis | Tempstar | N80ESN0901714A | Federally-Regulated Consumer Product | Non-Weatherized, Non-Condensin | 1238 | 236 |  | 08/05/2020 | 88097 | 203359863 | 05/25/2023
Carrier Corp. - Indianapolis | Tempstar | N95MSU0802120A | Federally-Regulated Consumer Product | Non-Weatherized, Condensing Ga | 2132 | 289 |  | 03/30/2023 | 80309 | 211781298 | 05/25/2023
Carrier Corp. - Indianapolis | Tempstar | PDD436090K**0K* | Federally-Regulated Consumer Product | Weatherized Non-Condensing Gas | 1354 | 258 |  | 11/15/2022 | 90364 | 210589608 | 05/25/2023
Carrier Corp. - Indianapolis | Tempstar | N96VSN0802120A | Federally-Regulated Consumer Product | Non-Weatherized, Condensing Ga | 2231 | 293 | 293.164 | 07/22/2020 | 79961 | 205822208 | 05/25/2023
Carrier Corp. - Indianapolis | Tempstar | N96MSN0801716A | Federally-Regulated Consumer Product | Non-Weatherized, Condensing Ga | 1671 | 269 |  | 03/30/2023 | 79335 | 211780735 | 05/25/2023
Carrier Corp. - Indianapolis | Tempstar | N96VSN1202422A | Federally-Regulated Consumer Product | Non-Weatherized, Condensing Ga | 2331 | 297 | 297.564 | 07/22/2020 | 119569 | 205822252 | 05/25/2023
Carrier Corp. - Indianapolis | Tempstar | N96MSN0802120A* | Federally-Regulated Consumer Product | Mobile Home Non-Weatherized, C | 2169 | 290 |  | 03/30/2023 | 79638 | 211779348 | 05/25/2023
Carrier Corp. - Indianapolis | Tempstar | N80VSL0702120A* | Federally-Regulated Consumer Product | Non-Weatherized, Non-Condensin | 2147 | 275 | 276.468 | 07/22/2020 | 65668 | 204278432 | 05/25/2023
Carrier Corp. - Indianapolis | Tempstar | F95CSU0802120A | Federally-Regulated Consumer Product | Non-Weatherized, Condensing Ga | 2223 | 247 |  | 10/07/2020 | 79567 | 206237502 | 05/25/2023
Carrier Corp. - Indianapolis | Tempstar | N80VSL0701716A | Federally-Regulated Consumer Product | Non-Weatherized, Non-Condensin | 1842 | 262 | 263.048 | 07/22/2020 | 65738 | 204278365 | 05/25/2023
Carrier Corp. - Indianapolis | Tempstar | PDD448115K**0K* | Federally-Regulated Consumer Product | Weatherized Non-Condensing Gas | 2156 | 293 |  | 11/15/2022 | 115206 | 210589611 | 05/25/2023
Carrier Corp. - Indianapolis | Tempstar | N80VSL0451412A* | Federally-Regulated Consumer Product | Non-Weatherized, Non-Condensin | 1422 | 244 | 244.568 | 07/22/2020 | 43953 | 205822086 | 05/25/2023
Carrier Corp. - Indianapolis | Tempstar | F96VTN0801716A | Federally-Regulated Consumer Product | Non-Weatherized, Condensing Ga | 1686 | 269 | 269.184 | 07/22/2020 | 51540 | 203359199 | 05/25/2023
Carrier Corp. - Indianapolis | Tempstar | F80VTL0701716A* | Federally-Regulated Consumer Product | Non-Weatherized, Non-Condensin | 1813 | 262 |  | 07/31/2021 | 43434 | 207207195 | 05/25/2023
Carrier Corp. - Indianapolis | Tempstar | N96VSN0401410A*D | Federally-Regulated Consumer Product | Non-Weatherized, Condensing Ga | 1075 | 242 | 242.3 | 07/22/2020 | 40086 | 205822109 | 05/25/2023
Carrier Corp. - Indianapolis | Tempstar | N80MSL0451714A | Federally-Regulated Consumer Product | Non-Weatherized, Non-Condensin | 1343 | 241 |  | 03/30/2023 | 43896 | 211780116 | 05/25/2023
Carrier Corp. - Indianapolis | Tempstar | F80CTL0701716A* | Federally-Regulated Consumer Product | Non-Weatherized, Non-Condensin | 1458 | 246 | 246.152 | 07/22/2020 | 43592 | 203359061 | 05/25/2023
Carrier Corp. - Indianapolis | Tempstar | N80MSL1102420A* | Federally-Regulated Consumer Product | Non-Weatherized, Non-Condensin | 2053 | 272 |  | 03/30/2023 | 110206 | 211780239 | 05/25/2023
Carrier Corp. - Indianapolis | Tempstar | N95MSU0401712A | Federally-Regulated Consumer Product | Non-Weatherized, Condensing Ga | 1244 | 250 |  | 03/30/2023 | 40132 | 211781277 | 05/25/2023
Carrier Corp. - Indianapolis | Tempstar | PDD448090K**1K* | Federally-Regulated Consumer Product | Weatherized Non-Condensing Gas | 2142 | 293 |  | 11/15/2022 | 90607 | 210589616 | 05/25/2023
Carrier Corp. - Indianapolis | Tempstar | N80MSL0451714A* | Federally-Regulated Consumer Product | Non-Weatherized, Non-Condensin | 1343 | 241 |  | 03/30/2023 | 43896 | 211780231 | 05/25/2023
Carrier Corp. - Indianapolis | Tempstar | N80MSN0701716A | Federally-Regulated Consumer Product | Non-Weatherized, Non-Condensin | 1776 | 260 |  | 03/30/2023 | 65952 | 211780359 | 05/25/2023
Carrier Corp. - Indianapolis | Tempstar | PDD430060K**0K* | Federally-Regulated Consumer Product | Weatherized Non-Condensing Gas | 1118 | 248 |  | 11/15/2022 | 60738 | 210589607 | 05/25/2023
Carrier Corp. - Indianapolis | Tempstar | N96VSN0801716A | Federally-Regulated Consumer Product | Non-Weatherized, Condensing Ga | 1766 | 272 |  | 10/07/2020 | 80180 | 205822186 | 05/25/2023
Carrier Corp. - Indianapolis | Tempstar | PDD448090K**0K* | Federally-Regulated Consumer Product | Weatherized Non-Condensing Gas | 2142 | 293 |  | 11/15/2022 | 90607 | 210589610 | 05/25/2023
Carrier Corp. - Indianapolis | Tempstar | N96VSN0801716A*D | Federally-Regulated Consumer Product | Non-Weatherized, Condensing Ga | 1766 | 272 |  | 10/07/2020 | 80180 | 205822197 | 05/25/2023
Carrier Corp. - Indianapolis | Tempstar | N80VSL1102422A | Federally-Regulated Consumer Product | Non-Weatherized, Non-Condensin | 2478 | 290 | 291.032 | 07/22/2020 | 110020 | 204278369 | 05/25/2023
Carrier Corp. - Indianapolis | Tempstar | N80VSL0451412A | Federally-Regulated Consumer Product | Non-Weatherized, Non-Condensin | 1422 | 244 | 244.568 | 07/22/2020 | 43953 | 205822077 | 05/25/2023
Carrier Corp. - Indianapolis | Tempstar | N80MSL1102120A | Federally-Regulated Consumer Product | Non-Weatherized, Non-Condensin | 2444 | 290 |  | 03/30/2023 | 110371 | 211780123 | 05/25/2023
Carrier Corp. - Indianapolis | Tempstar | N80ESN1352420A | Federally-Regulated Consumer Product | Non-Weatherized, Non-Condensin | 1887 | 265 | 265.028 | 07/22/2020 | 131482 | 203359874 | 05/25/2023
Carrier Corp. - Indianapolis | Tempstar | N92MSN0401712A* | Federally-Regulated Consumer Product | Mobile Home Non-Weatherized, C | 1092 | 243 |  | 03/30/2023 | 39895 | 211778878 | 05/25/2023
Carrier Corp. - Indianapolis | Tempstar | N96VSN0601412A | Federally-Regulated Consumer Product | Non-Weatherized, Condensing Ga | 1224 | 248 | 248.856 | 07/22/2020 | 59736 | 205822142 | 05/25/2023
Carrier Corp. - Indianapolis | Tempstar | F80CSU1002120A | Federally-Regulated Consumer Product | Non-Weatherized, Non-Condensin | 2371 | 286 | 286.324 | 07/22/2020 | 99785 | 204631635 | 05/25/2023
Carrier Corp. - Indianapolis | Tempstar | N80MSL0701412A* | Federally-Regulated Consumer Product | Non-Weatherized, Non-Condensin | 1170 | 233 |  | 03/30/2023 | 65912 | 211780232 | 05/25/2023
Carrier Corp. - Indianapolis | Tempstar | N80VSL0701716A* | Federally-Regulated Consumer Product | Non-Weatherized, Non-Condensin | 1842 | 262 | 263.048 | 07/22/2020 | 65738 | 204278431 | 05/25/2023
Carrier Corp. - Indianapolis | Tempstar | F80CTL1102120A* | Federally-Regulated Consumer Product | Non-Weatherized, Non-Condensin | 2281 | 282 | 282.364 | 07/22/2020 | 72565 | 203358973 | 05/25/2023
Carrier Corp. - Indianapolis | Tempstar | F96CTN0801714A*D | Federally-Regulated Consumer Product | Non-Weatherized, Condensing Ga | 1364 | 255 | 255.016 | 07/22/2020 | 52072 | 203359339 | 05/25/2023
Carrier Corp. - Indianapolis | Tempstar | N96MSN0802120A | Federally-Regulated Consumer Product | Non-Weatherized, Condensing Ga | 2169 | 290 |  | 03/30/2023 | 79638 | 211779339 | 05/25/2023
Carrier Corp. - Indianapolis | Tempstar | N96MSN0801716A**D | Federally-Regulated Consumer Product | Mobile Home Non-Weatherized, C | 1671 | 269 |  | 03/30/2023 | 79335 | 211779321 | 05/25/2023
Carrier Corp. - Indianapolis | Tempstar | F80VTL0902120A | Federally-Regulated Consumer Product | Non-Weatherized, Non-Condensin | 2025 | 271 |  | 07/31/2021 | 57947 | 207207196 | 05/25/2023
Carrier Corp. - Indianapolis | Tempstar | N96VSN0401712A | Federally-Regulated Consumer Product | Non-Weatherized, Condensing Ga | 1103 | 243 | 243.532 | 07/22/2020 | 39803 | 205822120 | 05/25/2023
Carrier Corp. - Indianapolis | Tempstar | F80CTL0902120A | Federally-Regulated Consumer Product | Non-Weatherized, Non-Condensin | 2488 | 291 | 291.472 | 07/22/2020 | 57811 | 203358879 | 05/25/2023
Carrier Corp. - Indianapolis | Tempstar | N96VSN1202422A*D | Federally-Regulated Consumer Product | Non-Weatherized, Condensing Ga | 2331 | 297 | 297.564 | 07/22/2020 | 119569 | 205822263 | 05/25/2023
Carrier Corp. - Indianapolis | Tempstar | F80CTL0701716A | Federally-Regulated Consumer Product | Non-Weatherized, Non-Condensin | 1458 | 246 | 246.152 | 07/22/2020 | 43592 | 203358876 | 05/25/2023
Carrier Corp. - Indianapolis | Tempstar | N92MSN0401412A* | Federally-Regulated Consumer Product | Mobile Home Non-Weatherized, C | 1089 | 243 |  | 03/30/2023 | 39846 | 211778860 | 05/25/2023
Carrier Corp. - Indianapolis | Tempstar | N96VSN0601714A*D | Federally-Regulated Consumer Product | Non-Weatherized, Condensing Ga | 1591 | 265 | 265.004 | 07/22/2020 | 60186 | 205822175 | 05/25/2023
Carrier Corp. - Indianapolis | Tempstar | F80CTL1102120A | Federally-Regulated Consumer Product | Non-Weatherized, Non-Condensin | 2281 | 282 | 282.364 | 07/22/2020 | 72565 | 203358880 | 05/25/2023
Carrier Corp. - Indianapolis | Tempstar | F96VTN0401712A*D | Federally-Regulated Consumer Product | Non-Weatherized, Condensing Ga | 1075 | 242 | 242.3 | 07/22/2020 | 25768 | 203359203 | 05/25/2023
Carrier Corp. - Indianapolis | Tempstar | N80ESL0451712A | Federally-Regulated Consumer Product | Non-Weatherized, Non-Condensin | 1206 | 235 | 235.064 | 07/22/2020 | 44058 | 203360097 | 05/25/2023
Carrier Corp. - Indianapolis | Tempstar | F96CTN0802120A*D | Federally-Regulated Consumer Product | Non-Weatherized, Condensing Ga | 2095 | 287 | 287.18 | 07/22/2020 | 52507 | 203359340 | 05/25/2023
Carrier Corp. - Indianapolis | Tempstar | N80MSN0901714A | Federally-Regulated Consumer Product | Non-Weatherized, Non-Condensin | 1592 | 252 |  | 03/30/2023 | 88547 | 211780007 | 05/25/2023
Carrier Corp. - Indianapolis | Tempstar | N95MSU1002120A | Federally-Regulated Consumer Product | Non-Weatherized, Condensing Ga | 2049 | 285 |  | 03/30/2023 | 100109 | 211781309 | 05/25/2023
Carrier Corp. - Indianapolis | Tempstar | N96VSN0401712A*D | Federally-Regulated Consumer Product | Non-Weatherized, Condensing Ga | 1103 | 243 | 243.532 | 07/22/2020 | 39803 | 205822131 | 05/25/2023
Carrier Corp. - Indianapolis | Tempstar | F96CTN1002122A | Federally-Regulated Consumer Product | Non-Weatherized, Condensing Ga | 2251 | 294 | 294.044 | 07/22/2020 | 64767 | 203359336 | 05/25/2023
Carrier Corp. - Indianapolis | Tempstar | N80MSL0702116A* | Federally-Regulated Consumer Product | Non-Weatherized, Non-Condensin | 1949 | 268 |  | 03/30/2023 | 66143 | 211780234 | 05/25/2023
Carrier Corp. - Indianapolis | Tempstar | F80CTL1352422A* | Federally-Regulated Consumer Product | Non-Weatherized, Non-Condensin | 2422 | 287 | 288.568 | 07/22/2020 | 87787 | 203358974 | 05/25/2023
Carrier Corp. - Indianapolis | Tempstar | N96VSN0601714A | Federally-Regulated Consumer Product | Non-Weatherized, Condensing Ga | 1591 | 265 | 265.004 | 07/22/2020 | 60186 | 205822164 | 05/25/2023
Carrier Corp. - Indianapolis | Tempstar | N92MSN0601412A* | Federally-Regulated Consumer Product | Mobile Home Non-Weatherized, C | 1277 | 251 |  | 03/30/2023 | 60142 | 211778896 | 05/25/2023
Carrier Corp. - Indianapolis | Tempstar | N96VSN1002120A*D | Federally-Regulated Consumer Product | Non-Weatherized, Condensing Ga | 2188 | 291 | 291.272 | 07/22/2020 | 99935 | 205822241 | 05/25/2023
Carrier Corp. - Indianapolis | Tempstar | N80MSU0601716A | Federally-Regulated Consumer Product | Non-Weatherized, Non-Condensin | 1955 | 268 |  | 03/30/2023 | 60649 | 211781377 | 05/25/2023
Carrier Corp. - Indianapolis | Tempstar | N80MSL1552420A* | Federally-Regulated Consumer Product | Non-Weatherized, Non-Condensin | 2004 | 270 |  | 03/30/2023 | 153757 | 211780241 | 05/25/2023
Carrier Corp. - Indianapolis | Tempstar | N96VSN0401410A | Federally-Regulated Consumer Product | Non-Weatherized, Condensing Ga | 1075 | 242 | 242.3 | 07/22/2020 | 40086 | 205822098 | 05/25/2023
Carrier Corp. - Indianapolis | Tempstar | N80VSL0902420A* | Federally-Regulated Consumer Product | Non-Weatherized, Non-Condensin | 2057 | 271 | 272.508 | 07/22/2020 | 88097 | 204278434 | 05/25/2023
Carrier Corp. - Indianapolis | Tempstar | N96VSN1002120A | Federally-Regulated Consumer Product | Non-Weatherized, Condensing Ga | 2188 | 291 | 291.272 | 07/22/2020 | 99935 | 205822230 | 05/25/2023
Carrier Corp. - Indianapolis | Tempstar | N80MSU0802120A | Federally-Regulated Consumer Product | Non-Weatherized, Non-Condensin | 2436 | 289 |  | 03/30/2023 | 80342 | 211781361 | 05/25/2023
Carrier Corp. - Indianapolis | Tempstar | N80ESN0901714A | Federally-Regulated Consumer Product | Non-Weatherized, Non-Condensin | 1238 | 236 |  | 08/05/2020 | 88097 | 203359863 | 05/25/2023
Carrier Corp. - Indianapolis | Tempstar | N95MSU0802120A | Federally-Regulated Consumer Product | Non-Weatherized, Condensing Ga | 2132 | 289 |  | 03/30/2023 | 80309 | 211781298 | 05/25/2023
Carrier Corp. - Indianapolis | Tempstar | PDD436090K**0K* | Federally-Regulated Consumer Product | Weatherized Non-Condensing Gas | 1354 | 258 |  | 11/15/2022 | 90364 | 210589608 | 05/25/2023
Carrier Corp. - Indianapolis | Tempstar | N96VSN0802120A | Federally-Regulated Consumer Product | Non-Weatherized, Condensing Ga | 2231 | 293 | 293.164 | 07/22/2020 | 79961 | 205822208 | 05/25/2023
Carrier Corp. - Indianapolis | Tempstar | N96MSN0801716A | Federally-Regulated Consumer Product | Non-Weatherized, Condensing Ga | 1671 | 269 |  | 05/25/2023 | 79335 | 211780735 | 05/25/2023
Nordyne, LLC | Intertherm | MG3P-090U1*AC* | Federally-Regulated Consumer Product | Mobile Home Non-Weatherized, C | 2021 | 383 |  | 12/01/2021 | 91333 | 205126720 | 05/25/2023
Nordyne, LLC | Intertherm | R8GE-024K072C1 | Federally-Regulated Consumer Product | Weatherized Non-Condensing Gas | 1280 | 255 |  | 12/01/2021 | 71272 | 204040771 | 05/25/2023
Nordyne, LLC | Intertherm | MG3P-090U1AAC* | Federally-Regulated Consumer Product | Mobile Home Non-Weatherized, C | 2021 | 383 |  | 12/01/2021 | 91333 | 205126719 | 05/25/2023
Nordyne, LLC | Intertherm | R104GD-042K100U | Federally-Regulated Consumer Product | Weatherized Non-Condensing Gas | 1913 | 275 |  | 08/18/2022 | 100561 | 209550378 | 05/25/2023
Nordyne, LLC | Intertherm | R104GD-024K055U | Federally-Regulated Consumer Product | Weatherized Non-Condensing Gas | 1304 | 240 |  | 08/18/2022 | 55721 | 209550375 | 05/25/2023
Nordyne, LLC | Intertherm | FG7TN-060D-V24BP | Federally-Regulated Consumer Product | Non-Weatherized, Condensing Ga | 1405 | 257 |  | 12/01/2021 | 38964 | 207456197 | 05/25/2023
Nordyne, LLC | Intertherm | FG7TA-080C-V24B1 | Federally-Regulated Consumer Product | Non-Weatherized, Non-Condensin | 1277 | 238 |  | 02/09/2022 | 52213 | 204037034 | 05/25/2023
Nordyne, LLC | Intertherm | MG3P-054U1*AB* | Federally-Regulated Consumer Product | Mobile Home Non-Weatherized, C | 1626 | 355 |  | 09/23/2020 | 53047 | 205126718 | 05/25/2023
Nordyne, LLC | Intertherm | FG7TC-100D-V35CP | Federally-Regulated Consumer Product | Non-Weatherized, Condensing Ga | 1826 | 275 |  | 04/18/2023 | 64473 | 207456133 | 05/25/2023
Nordyne, LLC | Intertherm | FG7TC-060D-V24BP | Federally-Regulated Consumer Product | Non-Weatherized, Condensing Ga | 1339 | 254 |  | 04/18/2023 | 38422 | 207456113 | 05/25/2023
Nordyne, LLC | Intertherm | MG2S-060T2ABM* | Federally-Regulated Consumer Product | Mobile Home Non-Weatherized, C | 1442 | 341 | 342.382 | 10/04/2019 |  |  | 05/25/2023
Nordyne, LLC | Intertherm | R8GE-X60K096C1 | Federally-Regulated Consumer Product | Weatherized Non-Condensing Gas | 2028 | 288 |  | 12/01/2021 | 94398 | 204093437 | 05/25/2023
Nordyne, LLC | Intertherm | R104GD-048K100U | Federally-Regulated Consumer Product | Weatherized Non-Condensing Gas | 2128 | 293 |  | 08/18/2022 | 100965 | 209550379 | 05/25/2023
Nordyne, LLC | Intertherm | R8GE-030K072C1 | Federally-Regulated Consumer Product | Weatherized Non-Condensing Gas | 1280 | 255 |  | 12/01/2021 | 71272 | 204040783 | 05/25/2023
Nordyne, LLC | Intertherm | R104GD-030K072C | Federally-Regulated Consumer Product | Weatherized Non-Condensing Gas | 1280 | 255 |  | 08/02/2022 | 71272 | 209334008 | 05/25/2023
Nordyne, LLC | Intertherm | R8GE-030K070U1 | Federally-Regulated Consumer Product | Weatherized Non-Condensing Gas | 1655 | 264 | 272 | 09/08/2021 | 69854 | 207338295 | 05/25/2023
Nordyne, LLC | Intertherm | MG3P-072U1AAC* | Federally-Regulated Consumer Product | Mobile Home Non-Weatherized, C | 2099 | 287 |  | 12/01/2021 | 72868 | 205234673 | 05/25/2023
Nordyne, LLC | Intertherm | FG7TN-080D-V35CP | Federally-Regulated Consumer Product | Non-Weatherized, Condensing Ga | 1785 | 274 |  | 12/01/2021 | 52907 | 207456156 | 05/25/2023
Nordyne, LLC | Intertherm | MG1E-090F1A*M1 | Federally-Regulated Consumer Product | Mobile Home Non-Weatherized, N | 1474 | 247 |  | 02/09/2022 | 85906 | 204541460 | 05/25/2023
Nordyne, LLC | Intertherm | MG2R-072T1A*M* | Federally-Regulated Consumer Product | Mobile Home Non-Weatherized, C | 1607 | 354 |  | 12/01/2021 | 71866 | 204600224 | 05/25/2023
Nordyne, LLC | Intertherm | MG3S-080T2AAC1 | Federally-Regulated Consumer Product | Mobile Home Non-Weatherized, C | 1835 | 370 |  | 12/01/2021 | 51517 | 205962955 | 05/25/2023
Nordyne, LLC | Intertherm | MG2S-045T2ABM* | Federally-Regulated Consumer Product | Mobile Home Non-Weatherized, C | 1603 | 352 |  | 12/01/2021 | 29096 | 203053449 | 05/25/2023
Nordyne, LLC | Intertherm | MG2R-060T1A*M* | Federally-Regulated Consumer Product | Mobile Home Non-Weatherized, C | 1809 | 368 | 368.439 | 07/22/2020 | 60697 | 204600218 | 05/25/2023
Nordyne, LLC | Intertherm | DF6SF-X36K100CB | Federally-Regulated Consumer Product | Weatherized Non-Condensing Gas | 1575 | 268 | 268.3 | 07/22/2020 | 65500 | 201710119 | 05/25/2023
Nordyne, LLC | Intertherm | R8GE-036K070U1 | Federally-Regulated Consumer Product | Weatherized Non-Condensing Gas | 1655 | 264 | 272 | 09/08/2021 | 69854 | 207338296 | 05/25/2023
Nordyne, LLC | Intertherm | MG2R-045T1A*M* | Federally-Regulated Consumer Product | Mobile Home Non-Weatherized, C | 1624 | 337 |  | 12/01/2021 | 44484 | 204600213 | 05/25/2023
Nordyne, LLC | Intertherm | R104GD-042K072C | Federally-Regulated Consumer Product | Weatherized Non-Condensing Gas | 1950 | 285 |  | 08/02/2022 | 72195 | 209334012 | 05/25/2023
Nordyne, LLC | Intertherm | FG7TA-080C-V24BP | Federally-Regulated Consumer Product | Non-Weatherized, Non-Condensin | 1277 | 238 |  | 12/01/2021 | 52213 | 207455924 | 05/25/2023
Nordyne, LLC | Intertherm | FG7TC-080D-V35CP | Federally-Regulated Consumer Product | Non-Weatherized, Condensing Ga | 1873 | 277 |  | 04/18/2023 | 50261 | 207456123 | 05/25/2023
Nordyne, LLC | Intertherm | MG1E-056F1A*M2 | Federally-Regulated Consumer Product | Mobile Home Non-Weatherized, N | 1404 | 322 |  | 11/24/2021 | 55389 | 207629125 | 05/25/2023
Nordyne, LLC | Intertherm | R8GE-036K072C1 | Federally-Regulated Consumer Product | Weatherized Non-Condensing Gas | 1349 | 258 |  | 12/01/2021 | 72437 | 204093428 | 05/25/2023
Nordyne, LLC | Intertherm | R104GD-X60K100U | Federally-Regulated Consumer Product | Weatherized Non-Condensing Gas | 2041 | 289 |  | 08/18/2022 | 101000 | 209550380 | 05/25/2023
Nordyne, LLC | Intertherm | R104GD-024K072C | Federally-Regulated Consumer Product | Weatherized Non-Condensing Gas | 1280 | 255 |  | 08/02/2022 | 71272 | 209334006 | 05/25/2023
Nordyne, LLC | Intertherm | R104GD-036K070U | Federally-Regulated Consumer Product | Weatherized Non-Condensing Gas | 1655 | 264 |  | 08/18/2022 | 69854 | 209550377 | 05/25/2023
Nordyne, LLC | Intertherm | R104GD-024K045C | Federally-Regulated Consumer Product | Weatherized Non-Condensing Gas | 1024 | 244 |  | 08/02/2022 | 45216 | 209334004 | 05/25/2023
Nordyne, LLC | Intertherm | R8GE-024K055U1 | Federally-Regulated Consumer Product | Weatherized Non-Condensing Gas | 1304 | 240 | 256 | 09/08/2021 | 55721 | 207338294 | 05/25/2023
Nordyne, LLC | Intertherm | R104GD-042K096C | Federally-Regulated Consumer Product | Weatherized Non-Condensing Gas | 1540 | 267 |  | 08/02/2022 | 97780 | 209334013 | 05/25/2023
Nordyne, LLC | Intertherm | MG3P-108U1*AD* | Federally-Regulated Consumer Product | Non-Weatherized, Condensing Ga | 1956 | 281 |  | 09/23/2020 | 107378 | 205234685 | 05/25/2023
Nordyne, LLC | Intertherm | MG3S-080T2AACP | Federally-Regulated Consumer Product | Mobile Home Non-Weatherized, C | 1835 | 370 |  | 12/01/2021 | 51517 | 207456089 | 05/25/2023
Nordyne, LLC | Intertherm | MG1E-077F1A*M2 | Federally-Regulated Consumer Product | Mobile Home Non-Weatherized, N | 1253 | 237 |  | 11/24/2021 | 77346 | 207629121 | 05/25/2023
Nordyne, LLC | Intertherm | R104GD-036K072C | Federally-Regulated Consumer Product | Weatherized Non-Condensing Gas | 1032 | 244 |  | 08/02/2022 | 72437 | 209334009 | 05/25/2023
Nordyne, LLC | Intertherm | R8GE-048K100U1 | Federally-Regulated Consumer Product | Weatherized Non-Condensing Gas | 1913 | 275 | 283 | 09/08/2021 | 100561 | 207338298 | 05/25/2023
Nordyne, LLC | Intertherm | R104GD-048K120C | Federally-Regulated Consumer Product | Weatherized Non-Condensing Gas | 1526 | 266 |  | 08/02/2022 | 121831 | 209334015 | 05/25/2023
Nordyne, LLC | Intertherm | R8GE-X60K120C1 | Federally-Regulated Consumer Product | Weatherized Non-Condensing Gas | 2073 | 290 |  | 12/01/2021 | 119379 | 204040795 | 05/25/2023
Nordyne, LLC | Intertherm | MG1E-090F1A*M2 | Federally-Regulated Consumer Product | Mobile Home Non-Weatherized, N | 1474 | 247 |  | 11/24/2021 | 85906 | 207629130 | 05/25/2023
Nordyne, LLC | Intertherm | R104GD-048K096C | Federally-Regulated Consumer Product | Weatherized Non-Condensing Gas | 1818 | 279 |  | 08/02/2022 | 95561 | 209334014 | 05/25/2023
Nordyne, LLC | Intertherm | MG3S-080T2*ACP | Federally-Regulated Consumer Product | Non-Weatherized, Condensing Ga | 1785 | 274 |  | 12/01/2021 | 52907 | 207456093 | 05/25/2023
Nordyne, LLC | Intertherm | MG1E-077F1A*M1 | Federally-Regulated Consumer Product | Mobile Home Non-Weatherized, N | 1253 | 237 |  | 02/09/2022 | 77346 | 204112433 | 05/25/2023
Nordyne, LLC | Intertherm | MG2S-072T2ABM* | Federally-Regulated Consumer Product | Mobile Home Non-Weatherized, C | 1701 | 359 |  | 12/01/2021 | 46718 | 203053455 | 05/25/2023
Nordyne, LLC | Intertherm | MG1E-070F1A*M2 | Federally-Regulated Consumer Product | Mobile Home Non-Weatherized, N | 1431 | 324 |  | 11/24/2021 | 70411 | 207629117 | 05/25/2023
Nordyne, LLC | Intertherm | MG2S-060F2ABM* | Federally-Regulated Consumer Product | Mobile Home Non-Weatherized, C | 1292 | 330 |  | 12/01/2021 | 39969 | 203053451 | 05/25/2023
Nordyne, LLC | Intertherm | R104GD-030K070U | Federally-Regulated Consumer Product | Weatherized Non-Condensing Gas | 1655 | 264 |  | 08/18/2022 | 69854 | 209550376 | 05/25/2023
Nordyne, LLC | Intertherm | MG2S-072F2ABM* | Federally-Regulated Consumer Product | Mobile Home Non-Weatherized, C | 1565 | 350 |  | 12/01/2021 | 46903 | 203053453 | 05/25/2023
Nordyne, LLC | Intertherm | R104GD-X60K096C | Federally-Regulated Consumer Product | Weatherized Non-Condensing Gas | 2066 | 290 |  | 08/02/2022 | 94398 | 209334016 | 05/25/2023
Nordyne, LLC | Intertherm | MG2S-045F2ABM* | Federally-Regulated Consumer Product | Mobile Home Non-Weatherized, C | 1603 | 352 |  | 12/01/2021 | 29516 | 203053448 | 05/25/2023
Nordyne, LLC | Intertherm | R8GE-X60K100U1 | Federally-Regulated Consumer Product | Weatherized Non-Condensing Gas | 2041 | 289 | 289 | 09/08/2021 | 101000 | 207338299 | 05/25/2023
Nordyne, LLC | Intertherm | R104GD-X60K120C | Federally-Regulated Consumer Product | Weatherized Non-Condensing Gas | 2073 | 290 |  | 08/02/2022 | 119379 | 209334017 | 05/25/2023
Nordyne, LLC | Intertherm | MG3P-054U1AAB* | Federally-Regulated Consumer Product | Mobile Home Non-Weatherized, C | 1626 | 355 |  | 09/23/2020 | 53047 | 205126717 | 05/25/2023
Nordyne, LLC | Intertherm | R8GE-042K100U1 | Federally-Regulated Consumer Product | Weatherized Non-Condensing Gas | 1913 | 275 | 283 | 09/08/2021 | 100561 | 207338297 | 05/25/2023
Nordyne, LLC | Intertherm | R104GD-030K045C | Federally-Regulated Consumer Product | Weatherized Non-Condensing Gas | 1024 | 244 |  | 08/02/2022 | 45216 | 209334007 | 05/25/2023
Nordyne, LLC | Intertherm | R104GD-036K096C | Federally-Regulated Consumer Product | Weatherized Non-Condensing Gas | 1725 | 275 |  | 08/02/2022 | 97452 | 209334010 | 05/25/2023
Nordyne, LLC | Intertherm | MG3P-090U1*AC* | Federally-Regulated Consumer Product | Mobile Home Non-Weatherized, C | 2021 | 383 |  | 05/25/2023 | 91333 | 205126720 | 05/25/2023
Nordyne, LLC | Intertherm | R8GE-024K072C1 | Federally-Regulated Consumer Product | Weatherized Non-Condensing Gas | 1280 | 255 |  | 05/25/2023 | 71272 | 204040771 | 05/25/2023
Nordyne, LLC | Intertherm | MG3P-090U1AAC* | Federally-Regulated Consumer Product | Mobile Home Non-Weatherized, C | 2021 | 383 |  | 05/25/2023 | 91333 | 205126719 | 05/25/2023
Nordyne, LLC | Intertherm | R104GD-042K100U | Federally-Regulated Consumer Product | Weatherized Non-Condensing Gas | 1913 | 275 |  | 05/25/2023 | 100561 | 209550378 | 05/25/2023
Nordyne, LLC | Intertherm | R104GD-024K055U | Federally-Regulated Consumer Product | Weatherized Non-Condensing Gas | 1304 | 240 |  | 05/25/2023 | 55721 | 209550375 | 05/25/2023
Nordyne, LLC | Intertherm | FG7TN-060D-V24BP | Federally-Regulated Consumer Product | Non-Weatherized, Condensing Ga | 1405 | 257 |  | 05/25/2023 | 38964 | 207456197 | 05/25/2023
Nordyne, LLC | Intertherm | FG7TA-080C-V24B1 | Federally-Regulated Consumer Product | Non-Weatherized, Non-Condensin | 1277 | 238 |  | 05/25/2023 | 52213 | 204037034 | 05/25/2023
Nordyne, LLC | Intertherm | MG3P-054U1*AB* | Federally-Regulated Consumer Product | Mobile Home Non-Weatherized, C | 1626 | 355 |  | 05/25/2023 | 53047 | 205126718 | 05/25/2023
Nordyne, LLC | Intertherm | FG7TC-100D-V35CP | Federally-Regulated Consumer Product | Non-Weatherized, Condensing Ga | 1826 | 275 |  | 05/25/2023 | 64473 | 207456133 | 05/25/2023
Nordyne, LLC | Intertherm | FG7TC-060D-V24BP | Federally-Regulated Consumer Product | Non-Weatherized, Condensing Ga | 1339 | 254 |  | 05/25/2023 | 38422 | 207456113 | 05/25/2023
Nordyne, LLC | Intertherm | MG2S-060T2ABM* | Federally-Regulated Consumer Product | Mobile Home Non-Weatherized, C | 1442 | 341 |  | 05/25/2023 | 39606 | 203053452 | 05/25/2023
Nordyne, LLC | Intertherm | R8GE-X60K096C1 | Federally-Regulated Consumer Product | Weatherized Non-Condensing Gas | 2028 | 288 |  | 05/25/2023 | 94398 | 204093437 | 05/25/2023
Nordyne, LLC | Intertherm | R104GD-048K100U | Federally-Regulated Consumer Product | Weatherized Non-Condensing Gas | 2128 | 293 |  | 05/25/2023 | 100965 | 209550379 | 05/25/2023
Nordyne, LLC | Intertherm | R8GE-030K072C1 | Federally-Regulated Consumer Product | Weatherized Non-Condensing Gas | 1280 | 255 |  | 05/25/2023 | 71272 | 204040783 | 05/25/2023
Nordyne, LLC | Intertherm | R104GD-030K072C | Federally-Regulated Consumer Product | Weatherized Non-Condensing Gas | 1280 | 255 |  | 05/25/2023 | 71272 | 209334008 | 05/25/2023
Nordyne, LLC | Intertherm | R8GE-030K070U1 | Federally-Regulated Consumer Product | Weatherized Non-Condensing Gas | 1655 | 264 |  | 05/25/2023 | 69854 | 207338295 | 05/25/2023
Nordyne, LLC | Intertherm | MG3P-072U1AAC* | Federally-Regulated Consumer Product | Mobile Home Non-Weatherized, C | 2099 | 287 |  | 05/25/2023 | 72868 | 205234673 | 05/25/2023
Nordyne, LLC | Intertherm | FG7TN-080D-V35CP | Federally-Regulated Consumer Product | Non-Weatherized, Condensing Ga | 1785 | 274 |  | 05/25/2023 | 52907 | 207456156 | 05/25/2023
Nordyne, LLC | Intertherm | MG1E-090F1A*M1 | Federally-Regulated Consumer Product | Mobile Home Non-Weatherized, N | 1474 | 247 |  | 05/25/2023 | 85906 | 204541460 | 05/25/2023
Nordyne, LLC | Intertherm | MG2R-072T1A*M* | Federally-Regulated Consumer Product | Mobile Home Non-Weatherized, C | 1607 | 354 |  | 05/25/2023 | 71866 | 204600224 | 05/25/2023
Nordyne, LLC | Intertherm | MG3S-080T2AAC1 | Federally-Regulated Consumer Product | Mobile Home Non-Weatherized, C | 1835 | 370 |  | 05/25/2023 | 51517 | 205962955 | 05/25/2023
Nordyne, LLC | Intertherm | MG2S-045T2ABM* | Federally-Regulated Consumer Product | Mobile Home Non-Weatherized, C | 1603 | 352 |  | 05/25/2023 | 29096 | 203053449 | 05/25/2023
Nordyne, LLC | Intertherm | MG2R-060T1A*M* | Federally-Regulated Consumer Product | Mobile Home Non-Weatherized, C | 1809 | 368 |  | 05/25/2023 | 60697 | 204600218 | 05/25/2023
Nordyne, LLC | Intertherm | DF6SF-X36K100CB | Federally-Regulated Consumer Product | Weatherized Non-Condensing Gas | 1575 | 268 |  | 05/25/2023 | 65500 | 201710119 | 05/25/2023
Nordyne, LLC | Intertherm | R8GE-036K070U1 | Federally-Regulated Consumer Product | Weatherized Non-Condensing Gas | 1655 | 264 |  | 05/25/2023 | 69854 | 207338296 | 05/25/2023
Nordyne, LLC | Intertherm | MG2R-045T1A*M* | Federally-Regulated Consumer Product | Mobile Home Non-Weatherized, C | 1624 | 337 |  | 05/25/2023 | 44484 | 204600213 | 05/25/2023
Nordyne, LLC | Intertherm | R104GD-042K072C | Federally-Regulated Consumer Product | Weatherized Non-Condensing Gas | 1950 | 285 |  | 05/25/2023 | 72195 | 209334012 | 05/25/2023
Nordyne, LLC | Intertherm | FG7TA-080C-V24BP | Federally-Regulated Consumer Product | Non-Weatherized, Non-Condensin | 1277 | 238 |  | 05/25/2023 | 52213 | 207455924 | 05/25/2023
Nordyne, LLC | Intertherm | FG7TC-080D-V35CP | Federally-Regulated Consumer Product | Non-Weatherized, Condensing Ga | 1873 | 277 |  | 05/25/2023 | 50261 | 207456123 | 05/25/2023
Nordyne, LLC | Intertherm | MG1E-056F1A*M2 | Federally-Regulated Consumer Product | Mobile Home Non-Weatherized, N | 1404 | 322 |  | 05/25/2023 | 55389 | 207629125 | 05/25/2023
Nordyne, LLC | Intertherm | R8GE-036K072C1 | Federally-Regulated Consumer Product | Weatherized Non-Condensing Gas | 1349 | 258 |  | 05/25/2023 | 72437 | 204093428 | 05/25/2023
Nordyne, LLC | Intertherm | R104GD-X60K100U | Federally-Regulated Consumer Product | Weatherized Non-Condensing Gas | 2041 | 289 |  | 05/25/2023 | 101000 | 209550380 | 05/25/2023
Nordyne, LLC | Intertherm | R104GD-024K072C | Federally-Regulated Consumer Product | Weatherized Non-Condensing Gas | 1280 | 255 |  | 05/25/2023 | 71272 | 209334006 | 05/25/2023
Nordyne, LLC | Intertherm | R104GD-036K070U | Federally-Regulated Consumer Product | Weatherized Non-Condensing Gas | 1655 | 264 |  | 05/25/2023 | 69854 | 209550377 | 05/25/2023
Nordyne, LLC | Intertherm | R104GD-024K045C | Federally-Regulated Consumer Product | Weatherized Non-Condensing Gas | 1024 | 244 |  | 05/25/2023 | 45216 | 209334004 | 05/25/2023
Nordyne, LLC | Intertherm | R8GE-024K055U1 | Federally-Regulated Consumer Product | Weatherized Non-Condensing Gas | 1304 | 240 |  | 05/25/2023 | 55721 | 207338294 | 05/25/2023
Nordyne, LLC | Intertherm | R104GD-042K096C | Federally-Regulated Consumer Product | Weatherized Non-Condensing Gas | 1540 | 267 |  | 05/25/2023 | 97780 | 209334013 | 05/25/2023
Nordyne, LLC | Intertherm | MG3P-108U1*AD* | Federally-Regulated Consumer Product | Non-Weatherized, Condensing Ga | 1956 | 281 |  | 05/25/2023 | 107378 | 205234685 | 05/25/2023
Nordyne, LLC | Intertherm | MG3S-080T2AACP | Federally-Regulated Consumer Product | Mobile Home Non-Weatherized, C | 1835 | 370 |  | 05/25/2023 | 51517 | 207456089 | 05/25/2023
Nordyne, LLC | Intertherm | MG1E-077F1A*M2 | Federally-Regulated Consumer Product | Mobile Home Non-Weatherized, N | 1253 | 237 |  | 05/25/2023 | 77346 | 207629121 | 05/25/2023
Nordyne, LLC | Intertherm | R104GD-036K072C | Federally-Regulated Consumer Product | Weatherized Non-Condensing Gas | 1032 | 244 |  | 05/25/2023 | 72437 | 209334009 | 05/25/2023
Nordyne, LLC | Intertherm | R8GE-048K100U1 | Federally-Regulated Consumer Product | Weatherized Non-Condensing Gas | 1913 | 275 |  | 05/25/2023 | 100561 | 207338298 | 05/25/2023
Nordyne, LLC | Intertherm | R104GD-048K120C | Federally-Regulated Consumer Product | Weatherized Non-Condensing Gas | 1526 | 266 |  | 05/25/2023 | 121831 | 209334015 | 05/25/2023
Nordyne, LLC | Intertherm | R8GE-X60K120C1 | Federally-Regulated Consumer Product | Weatherized Non-Condensing Gas | 2073 | 290 |  | 05/25/2023 | 119379 | 204040795 | 05/25/2023
Nordyne, LLC | Intertherm | MG1E-090F1A*M2 | Federally-Regulated Consumer Product | Mobile Home Non-Weatherized, N | 1474 | 247 |  | 05/25/2023 | 85906 | 207629130 | 05/25/2023
Nordyne, LLC | Intertherm | R104GD-048K096C | Federally-Regulated Consumer Product | Weatherized Non-Condensing Gas | 1818 | 279 |  | 05/25/2023 | 95561 | 209334014 | 05/25/2023
Nordyne, LLC | Intertherm | MG3S-080T2*ACP | Federally-Regulated Consumer Product | Non-Weatherized, Condensing Ga | 1785 | 274 |  | 05/25/2023 | 52907 | 207456093 | 05/25/2023
Nordyne, LLC | Intertherm | MG1E-077F1A*M1 | Federally-Regulated Consumer Product | Mobile Home Non-Weatherized, N | 1253 | 237 |  | 05/25/2023 | 77346 | 204112433 | 05/25/2023
Nordyne, LLC | Intertherm | MG2S-072T2ABM* | Federally-Regulated Consumer Product | Mobile Home Non-Weatherized, C | 1701 | 359 |  | 05/25/2023 | 46718 | 203053455 | 05/25/2023
Nordyne, LLC | Intertherm | MG1E-070F1A*M2 | Federally-Regulated Consumer Product | Mobile Home Non-Weatherized, N | 1431 | 324 |  | 05/25/2023 | 70411 | 207629117 | 05/25/2023
Nordyne, LLC | Intertherm | MG2S-060F2ABM* | Federally-Regulated Consumer Product | Mobile Home Non-Weatherized, C | 1292 | 330 |  | 05/25/2023 | 39969 | 203053451 | 05/25/2023
Nordyne, LLC | Intertherm | R104GD-030K070U | Federally-Regulated Consumer Product | Weatherized Non-Condensing Gas | 1655 | 264 |  | 05/25/2023 | 69854 | 209550376 | 05/25/2023
Nordyne, LLC | Intertherm | MG2S-072F2ABM* | Federally-Regulated Consumer Product | Mobile Home Non-Weatherized, C | 1565 | 350 |  | 05/25/2023 | 46903 | 203053453 | 05/25/2023
Nordyne, LLC | Intertherm | R104GD-X60K096C | Federally-Regulated Consumer Product | Weatherized Non-Condensing Gas | 2066 | 290 |  | 05/25/2023 | 94398 | 209334016 | 05/25/2023
Nordyne, LLC | Intertherm | MG2S-045F2ABM* | Federally-Regulated Consumer Product | Mobile Home Non-Weatherized, C | 1603 | 352 |  | 05/25/2023 | 29516 | 203053448 | 05/25/2023
Nordyne, LLC | Intertherm | R8GE-X60K100U1 | Federally-Regulated Consumer Product | Weatherized Non-Condensing Gas | 2041 | 289 |  | 05/25/2023 | 101000 | 207338299 | 05/25/2023
Nordyne, LLC | Intertherm | R104GD-X60K120C | Federally-Regulated Consumer Product | Weatherized Non-Condensing Gas | 2073 | 290 |  | 05/25/2023 | 119379 | 209334017 | 05/25/2023
Nordyne, LLC | Intertherm | MG3P-054U1AAB* | Federally-Regulated Consumer Product | Mobile Home Non-Weatherized, C | 1626 | 355 |  | 05/25/2023 | 53047 | 205126717 | 05/25/2023
Nordyne, LLC | Intertherm | R8GE-042K100U1 | Federally-Regulated Consumer Product | Weatherized Non-Condensing Gas | 1913 | 275 |  | 05/25/2023 | 100561 | 207338297 | 05/25/2023
Nordyne, LLC | Intertherm | R104GD-030K045C | Federally-Regulated Consumer Product | Weatherized Non-Condensing Gas | 1024 | 244 |  | 05/25/2023 | 45216 | 209334007 | 05/25/2023
Nordyne, LLC | Intertherm | R104GD-036K096C | Federally-Regulated Consumer Product | Weatherized Non-Condensing Gas | 1725 | 275 |  | 05/25/2023 | 97452 | 209334010 | 05/25/2023
Carrier Corp. - Indianapolis | Kenmore | N96MSN0601716A**D | Federally-Regulated Consumer Product | Mobile Home Non-Weatherized, C | 1611 | 266 |  | 03/30/2023 | 59946 | 211779302 | 05/25/2023
Carrier Corp. - Indianapolis | Kenmore | N92ESN1202420A | Federally-Regulated Consumer Product | Non-Weatherized, Condensing Ga | 1904 | 279 |  | 07/29/2020 | 119302 | 203359884 | 05/25/2023
Carrier Corp. - Indianapolis | Kenmore | N95ESN0601412A* | Federally-Regulated Consumer Product | Mobile Home Non-Weatherized, C | 1176 | 247 | 323.496 | 10/04/2019 |  |  | 05/25/2023
Carrier Corp. - Indianapolis | Kenmore | N80MSL1352420A | Federally-Regulated Consumer Product | Non-Weatherized, Non-Condensin | 1907 | 266 |  | 03/30/2023 | 131914 | 211780113 | 05/25/2023
Carrier Corp. - Indianapolis | Kenmore | N92ESN0401712A* | Federally-Regulated Consumer Product | Mobile Home Non-Weatherized, C | 1024 | 240 |  | 08/05/2020 | 39894 | 203359695 | 05/25/2023
Carrier Corp. - Indianapolis | Kenmore | N80MSL0902116A | Federally-Regulated Consumer Product | Non-Weatherized, Non-Condensin | 1569 | 251 |  | 03/30/2023 | 87754 | 211780109 | 05/25/2023
Carrier Corp. - Indianapolis | Kenmore | F97CMN0602120A*D | Federally-Regulated Consumer Product | Non-Weatherized, Condensing Ga | 1897 | 278 |  | 12/01/2021 | 24235 | 203924616 | 05/25/2023
Carrier Corp. - Indianapolis | Kenmore | N95ESN0261410A | Federally-Regulated Consumer Product | Non-Weatherized, Condensing Ga | 890 | 234 | 234.16 | 10/04/2019 |  |  | 05/25/2023
Carrier Corp. - Indianapolis | Kenmore | G80VTL0701716A | Federally-Regulated Consumer Product | Non-Weatherized, Non-Condensin | 1813 | 262 |  | 07/31/2021 | 43434 | 207207258 | 05/25/2023
Carrier Corp. - Indianapolis | Kenmore | G97CMN1002122A*D | Federally-Regulated Consumer Product | Non-Weatherized, Condensing Ga | 2192 | 291 |  | 12/01/2021 | 39903 | 203924668 | 05/25/2023
Carrier Corp. - Indianapolis | Kenmore | G97CMN0602120A*D | Federally-Regulated Consumer Product | Non-Weatherized, Condensing Ga | 1897 | 278 |  | 12/01/2021 | 24235 | 203924644 | 05/25/2023
Carrier Corp. - Indianapolis | Kenmore | N80MSL1102420A* | Federally-Regulated Consumer Product | Non-Weatherized, Non-Condensin | 2053 | 272 |  | 03/30/2023 | 110206 | 211780227 | 05/25/2023
Carrier Corp. - Indianapolis | Kenmore | F80VTL0701716A* | Federally-Regulated Consumer Product | Non-Weatherized, Non-Condensin | 1813 | 262 |  | 07/31/2021 | 43434 | 207207187 | 05/25/2023
Carrier Corp. - Indianapolis | Kenmore | F97CMN0601714A*D | Federally-Regulated Consumer Product | Non-Weatherized, Condensing Ga | 1392 | 256 |  | 12/01/2021 | 23828 | 203924613 | 05/25/2023
Carrier Corp. - Indianapolis | Kenmore | F97CMN0602120A | Federally-Regulated Consumer Product | Non-Weatherized, Condensing Ga | 1897 | 278 |  | 12/01/2021 | 24235 | 203924553 | 05/25/2023
Carrier Corp. - Indianapolis | Kenmore | N80MSL0902120A | Federally-Regulated Consumer Product | Non-Weatherized, Non-Condensin | 2438 | 289 |  | 03/30/2023 | 88368 | 211780110 | 05/25/2023
Carrier Corp. - Indianapolis | Kenmore | N95ESN1002122A* | Federally-Regulated Consumer Product | Mobile Home Non-Weatherized, C | 2017 | 283 | 383.207 | 07/22/2020 | 99705 | 205169246 | 05/25/2023
Carrier Corp. - Indianapolis | Kenmore | F80VTL0451412A | Federally-Regulated Consumer Product | Non-Weatherized, Non-Condensin | 1205 | 235 |  | 07/31/2021 | 28909 | 207207184 | 05/25/2023
Carrier Corp. - Indianapolis | Kenmore | G97CMN0601714A*D | Federally-Regulated Consumer Product | Non-Weatherized, Condensing Ga | 1392 | 256 |  | 12/01/2021 | 23828 | 203924636 | 05/25/2023
Carrier Corp. - Indianapolis | Kenmore | N80VSL0702120A* | Federally-Regulated Consumer Product | Non-Weatherized, Non-Condensin | 2147 | 275 | 276.468 | 10/04/2019 |  |  | 05/25/2023
Carrier Corp. - Indianapolis | Kenmore | F97CMN1202422A | Federally-Regulated Consumer Product | Non-Weatherized, Condensing Ga | 2271 | 295 |  | 12/01/2021 | 48091 | 203924562 | 05/25/2023
Carrier Corp. - Indianapolis | Kenmore | G97CMN0602120A | Federally-Regulated Consumer Product | Non-Weatherized, Condensing Ga | 1897 | 278 |  | 12/01/2021 | 24235 | 203924578 | 05/25/2023
Carrier Corp. - Indianapolis | Kenmore | PGD424040K**2G* | Federally-Regulated Consumer Product | Weatherized Non-Condensing Gas | 1361 | 257 |  | 05/11/2023 | 45745 | 206908756 | 05/25/2023
Carrier Corp. - Indianapolis | Kenmore | N92MSN0401412A* | Federally-Regulated Consumer Product | Mobile Home Non-Weatherized, C | 1089 | 243 |  | 03/30/2023 | 39846 | 211778859 | 05/25/2023
Carrier Corp. - Indianapolis | Kenmore | F80VTL0701716A | Federally-Regulated Consumer Product | Non-Weatherized, Non-Condensin | 1813 | 262 |  | 07/31/2021 | 43434 | 207207186 | 05/25/2023
Carrier Corp. - Indianapolis | Kenmore | N92ESN0601714A* | Federally-Regulated Consumer Product | Mobile Home Non-Weatherized, C | 1205 | 248 |  | 08/05/2020 | 60119 | 203359769 | 05/25/2023
Carrier Corp. - Indianapolis | Kenmore | N92ESN0801716A* | Federally-Regulated Consumer Product | Mobile Home Non-Weatherized, C | 1390 | 256 |  | 08/05/2020 | 79599 | 203359803 | 05/25/2023
Carrier Corp. - Indianapolis | Kenmore | N80ESL0901714A | Federally-Regulated Consumer Product | Non-Weatherized, Non-Condensin | 1238 | 236 |  | 08/05/2020 | 88097 | 203360088 | 05/25/2023
Carrier Corp. - Indianapolis | Kenmore | N92MSN0802120A | Federally-Regulated Consumer Product | Non-Weatherized, Condensing Ga | 2018 | 284 |  | 03/30/2023 | 81104 | 211778940 | 05/25/2023
Carrier Corp. - Indianapolis | Kenmore | N92ESN1002122A* | Federally-Regulated Consumer Product | Mobile Home Non-Weatherized, C | 1993 | 282 |  | 08/05/2020 | 99627 | 205001057 | 05/25/2023
Carrier Corp. - Indianapolis | Kenmore | N80ESN0902420A | Federally-Regulated Consumer Product | Non-Weatherized, Non-Condensin | 1987 | 269 | 269.428 | 10/04/2019 |  |  | 05/25/2023
Carrier Corp. - Indianapolis | Kenmore | N80ESL1102420A | Federally-Regulated Consumer Product | Non-Weatherized, Non-Condensin | 2027 | 271 | 271.188 | 10/04/2019 |  |  | 05/25/2023
Carrier Corp. - Indianapolis | Kenmore | N80ESN0701712A | Federally-Regulated Consumer Product | Non-Weatherized, Non-Condensin | 1051 | 228 | 228.244 | 10/04/2019 |  |  | 05/25/2023
Carrier Corp. - Indianapolis | Kenmore | G96VTN1002122A | Federally-Regulated Consumer Product | Non-Weatherized, Condensing Ga | 2219 | 292 | 292.636 | 07/22/2020 | 64715 | 205169295 | 05/25/2023
Carrier Corp. - Indianapolis | Kenmore | N96MSN0601412A*D | Federally-Regulated Consumer Product | Non-Weatherized, Condensing Ga | 1218 | 249 |  | 03/30/2023 | 60319 | 211779275 | 05/25/2023
Carrier Corp. - Indianapolis | Kenmore | N92MSN0401712A | Federally-Regulated Consumer Product | Non-Weatherized, Condensing Ga | 1092 | 243 |  | 03/30/2023 | 39895 | 211778868 | 05/25/2023
Carrier Corp. - Indianapolis | Kenmore | G80VTL0701716A* | Federally-Regulated Consumer Product | Non-Weatherized, Non-Condensin | 1813 | 262 |  | 07/31/2021 | 43434 | 207207259 | 05/25/2023
Carrier Corp. - Indianapolis | Kenmore | N80ESL0701712A | Federally-Regulated Consumer Product | Non-Weatherized, Non-Condensin | 1051 | 228 | 228.244 | 10/04/2019 |  |  | 05/25/2023
Carrier Corp. - Indianapolis | Kenmore | F96VTN1002122A*D | Federally-Regulated Consumer Product | Non-Weatherized, Condensing Ga | 2219 | 292 | 292.636 | 07/22/2020 | 64715 | 205169280 | 05/25/2023
Carrier Corp. - Indianapolis | Kenmore | N80ESL1102420A* | Federally-Regulated Consumer Product | Non-Weatherized, Non-Condensin | 2027 | 271 | 271.188 | 10/04/2019 |  |  | 05/25/2023
Carrier Corp. - Indianapolis | Kenmore | PDD460115K**0K* | Federally-Regulated Consumer Product | Weatherized Non-Condensing Gas | 2156 | 294 |  | 04/11/2023 | 115163 | 212038638 | 05/25/2023
Carrier Corp. - Indianapolis | Kenmore | F80VTL0902120A* | Federally-Regulated Consumer Product | Non-Weatherized, Non-Condensin | 2025 | 271 |  | 07/31/2021 | 57947 | 207207189 | 05/25/2023
Carrier Corp. - Indianapolis | Kenmore | N92ESN0802120A* | Federally-Regulated Consumer Product | Mobile Home Non-Weatherized, C | 1832 | 276 |  | 08/05/2020 | 79860 | 203359834 | 05/25/2023
Carrier Corp. - Indianapolis | Kenmore | N92ESN1002120A* | Federally-Regulated Consumer Product | Mobile Home Non-Weatherized, C | 1821 | 275 |  | 08/05/2020 | 99460 | 203359866 | 05/25/2023
Carrier Corp. - Indianapolis | Kenmore | N80ESL0902420A | Federally-Regulated Consumer Product | Non-Weatherized, Non-Condensin | 1987 | 269 | 269.428 | 10/04/2019 |  |  | 05/25/2023
Carrier Corp. - Indianapolis | Kenmore | N92ESN1202420A* | Federally-Regulated Consumer Product | Mobile Home Non-Weatherized, C | 1904 | 279 |  | 07/29/2020 | 119302 | 203359902 | 05/25/2023
Carrier Corp. - Indianapolis | Kenmore | N92ESN0601412A* | Federally-Regulated Consumer Product | Mobile Home Non-Weatherized, C | 945 | 237 |  | 08/05/2020 | 59375 | 203359731 | 05/25/2023
Carrier Corp. - Indianapolis | Kenmore | N96MSN0802120A | Federally-Regulated Consumer Product | Non-Weatherized, Condensing Ga | 2169 | 290 |  | 03/30/2023 | 79638 | 211779338 | 05/25/2023
Carrier Corp. - Indianapolis | Kenmore | N95ESN0601714A* | Federally-Regulated Consumer Product | Mobile Home Non-Weatherized, C | 1346 | 254 |  | 08/05/2020 | 60102 | 203360697 | 05/25/2023
Carrier Corp. - Indianapolis | Kenmore | N80VSL0902420A* | Federally-Regulated Consumer Product | Non-Weatherized, Non-Condensin | 2057 | 271 | 272.508 | 10/04/2019 |  |  | 05/25/2023
Carrier Corp. - Indianapolis | Kenmore | N96MSN1002120A* | Federally-Regulated Consumer Product | Mobile Home Non-Weatherized, C | 2215 | 292 |  | 03/30/2023 | 99728 | 211779383 | 05/25/2023
Carrier Corp. - Indianapolis | Kenmore | N92MSN1002120A | Federally-Regulated Consumer Product | Non-Weatherized, Condensing Ga | 1931 | 280 |  | 03/30/2023 | 100411 | 211778958 | 05/25/2023
Carrier Corp. - Indianapolis | Kenmore | N95ESN0401410A**D | Federally-Regulated Consumer Product | Mobile Home Non-Weatherized, C | 950 | 237 | 307.45 | 10/04/2019 |  |  | 05/25/2023
Carrier Corp. - Indianapolis | Kenmore | G97CMN0802120A | Federally-Regulated Consumer Product | Non-Weatherized, Condensing Ga | 2026 | 284 |  | 12/01/2021 | 31724 | 203924594 | 05/25/2023
Carrier Corp. - Indianapolis | Kenmore | G80VTL0451412A | Federally-Regulated Consumer Product | Non-Weatherized, Non-Condensin | 1205 | 235 |  | 07/31/2021 | 28909 | 207207256 | 05/25/2023
Carrier Corp. - Indianapolis | Kenmore | N95ESN1002120A*D | Federally-Regulated Consumer Product | Non-Weatherized, Condensing Ga | 2102 | 287 | 287.488 | 10/04/2019 |  |  | 05/25/2023
Carrier Corp. - Indianapolis | Kenmore | N80VSL0451716A | Federally-Regulated Consumer Product | Non-Weatherized, Non-Condensin | 1431 | 244 | 244.964 | 10/04/2019 |  |  | 05/25/2023
Carrier Corp. - Indianapolis | Kenmore | N80VSL0701716A | Federally-Regulated Consumer Product | Non-Weatherized, Non-Condensin | 1842 | 262 | 263.048 | 10/04/2019 |  |  | 05/25/2023
Carrier Corp. - Indianapolis | Kenmore | N95ESN1002122A**D | Federally-Regulated Consumer Product | Mobile Home Non-Weatherized, C | 2017 | 283 | 383.207 | 07/22/2020 | 99705 | 205169233 | 05/25/2023
Carrier Corp. - Indianapolis | Kenmore | N80ESL0902420A* | Federally-Regulated Consumer Product | Non-Weatherized, Non-Condensin | 1987 | 269 |  | 07/29/2020 | 88320 | 203360309 | 05/25/2023
Carrier Corp. - Indianapolis | Kenmore | G96VTN1002122A*D | Federally-Regulated Consumer Product | Non-Weatherized, Condensing Ga | 2219 | 292 | 292.636 | 07/22/2020 | 64715 | 205169296 | 05/25/2023
Carrier Corp. - Indianapolis | Kenmore | N95ESN0802120A* | Federally-Regulated Consumer Product | Mobile Home Non-Weatherized, C | 1837 | 276 |  | 12/01/2021 | 79777 | 203360699 | 05/25/2023
Carrier Corp. - Indianapolis | Kenmore | F96VTN0601412A*D | Federally-Regulated Consumer Product | Non-Weatherized, Condensing Ga | 1238 | 249 | 249.472 | 10/04/2019 |  |  | 05/25/2023
Carrier Corp. - Indianapolis | Kenmore | N95ESN0261410A*D | Federally-Regulated Consumer Product | Non-Weatherized, Condensing Ga | 890 | 234 | 234.16 | 10/04/2019 |  |  | 05/25/2023
Carrier Corp. - Indianapolis | Kenmore | G80VTL1102122A* | Federally-Regulated Consumer Product | Non-Weatherized, Non-Condensin | 2435 | 289 |  | 07/31/2021 | 72702 | 207207263 | 05/25/2023
Carrier Corp. - Indianapolis | Kenmore | F80VTL1102122A | Federally-Regulated Consumer Product | Non-Weatherized, Non-Condensin | 2435 | 289 |  | 07/31/2021 | 72702 | 207207190 | 05/25/2023
Carrier Corp. - Indianapolis | Kenmore | N92ESN0801716A | Federally-Regulated Consumer Product | Non-Weatherized, Condensing Ga | 1390 | 256 |  | 08/05/2020 | 79599 | 203359787 | 05/25/2023
Carrier Corp. - Indianapolis | Kenmore | N80VSL0701716A* | Federally-Regulated Consumer Product | Non-Weatherized, Non-Condensin | 1842 | 262 | 263.048 | 10/04/2019 |  |  | 05/25/2023
Carrier Corp. - Indianapolis | Kenmore | N80ESL0902116A | Federally-Regulated Consumer Product | Non-Weatherized, Non-Condensin | 1450 | 246 |  | 07/29/2020 | 87792 | 203360089 | 05/25/2023
Carrier Corp. - Indianapolis | Kenmore | N95ESN0401712A* | Federally-Regulated Consumer Product | Mobile Home Non-Weatherized, C | 998 | 239 |  | 08/05/2020 | 40139 | 203360696 | 05/25/2023
Carrier Corp. - Indianapolis | Kenmore | N80ESN1352420A | Federally-Regulated Consumer Product | Non-Weatherized, Non-Condensin | 1887 | 265 | 265.028 | 10/04/2019 |  |  | 05/25/2023
Carrier Corp. - Indianapolis | Kenmore | F80VTL0902120A | Federally-Regulated Consumer Product | Non-Weatherized, Non-Condensin | 2025 | 271 |  | 07/31/2021 | 57947 | 207207188 | 05/25/2023
Carrier Corp. - Indianapolis | Kenmore | F96VTN0601412A | Federally-Regulated Consumer Product | Non-Weatherized, Condensing Ga | 1238 | 249 | 249.472 | 10/04/2019 |  |  | 05/25/2023
American Standard, Inc. | AMERICAN STANDARD | S9V2B080D4VS*** | Federally-Regulated Consumer Product | Non-Weatherized, Condensing Ga | 1555 | 263 |  | 07/31/2021 | 52053 | 203965284 | 05/25/2023
American Standard, Inc. | AMERICAN STANDARD | S9X2B080D4PSB** | Federally-Regulated Consumer Product | Non-Weatherized, Condensing Ga | 1621 | 266 |  | 07/31/2021 | 53124 | 203909128 | 05/25/2023
American Standard, Inc. | AMERICAN STANDARD | 4YCZ5024E1060** | Federally-Regulated Consumer Product | Weatherized Non-Condensing Gas | 1056 | 245 |  | 01/17/2023 | 60351 | 210606835 | 05/25/2023
American Standard, Inc. | AMERICAN STANDARD | 4YCC4048E1090** | Federally-Regulated Consumer Product | Weatherized Non-Condensing Gas | 1921 | 284 |  | 01/17/2023 | 88656 | 210606829 | 05/25/2023
American Standard, Inc. | AMERICAN STANDARD | ADHMB080ACV3VB* | Federally-Regulated Consumer Product | Non-Weatherized, Condensing Ga | 1358 | 255 |  | 01/05/2022 | 79830 | 5722430 | 05/25/2023
American Standard, Inc. | AMERICAN STANDARD | 4YCY5042A1090** | Federally-Regulated Consumer Product | Weatherized Non-Condensing Gas | 1846 | 280 |  | 12/01/2021 | 90142 | 9100605 | 05/25/2023
American Standard, Inc. | AMERICAN STANDARD | L8V1A060U3VS*** | Federally-Regulated Consumer Product | Non-Weatherized, Non-Condensin | 1456 | 246 |  | 05/18/2022 | 59749 | 208359566 | 05/25/2023
American Standard, Inc. | AMERICAN STANDARD | ADHMB060BCV3VB* | Federally-Regulated Consumer Product | Non-Weatherized, Condensing Ga | 1327 | 253 |  | 01/05/2022 | 24191 | 5722429 | 05/25/2023
American Standard, Inc. | AMERICAN STANDARD | S9X1D120U5PSB** | Federally-Regulated Consumer Product | Non-Weatherized, Condensing Ga | 2504 | 305 |  | 07/31/2021 | 120189 | 203862614 | 05/25/2023
American Standard, Inc. | AMERICAN STANDARD | S9V2B040D3PS*** | Federally-Regulated Consumer Product | Non-Weatherized, Condensing Ga | 1300 | 252 |  | 07/31/2021 | 25956 | 10509491 | 05/25/2023
American Standard, Inc. | AMERICAN STANDARD | S9V2D120U5PS*** | Federally-Regulated Consumer Product | Non-Weatherized, Condensing Ga | 2213 | 292 |  | 07/31/2021 | 77591 | 10509506 | 05/25/2023
American Standard, Inc. | AMERICAN STANDARD | S9B1B040U3PS*** | Federally-Regulated Consumer Product | Non-Weatherized, Condensing Ga | 1091 | 243 |  | 07/31/2021 | 40458 | 203908966 | 05/25/2023
American Standard, Inc. | AMERICAN STANDARD | 4YCY5036A1070** | Federally-Regulated Consumer Product | Weatherized Non-Condensing Gas | 1504 | 265 |  | 07/31/2021 | 55291 | 9100603 | 05/25/2023
American Standard, Inc. | AMERICAN STANDARD | S8X1B060M4PS*** | Federally-Regulated Consumer Product | Non-Weatherized, Non-Condensin | 1803 | 261 |  | 07/31/2021 | 59449 | 202408093 | 05/25/2023
American Standard, Inc. | AMERICAN STANDARD | S8X1D120M5PT*** | Federally-Regulated Consumer Product | Non-Weatherized, Non-Condensin | 2611 | 297 |  | 07/31/2021 | 119580 | 202865499 | 05/25/2023
American Standard, Inc. | AMERICAN STANDARD | S8V2B060M4PD*** | Federally-Regulated Consumer Product | Non-Weatherized, Non-Condensin | 1871 | 264 |  | 11/03/2022 | 38765 | 210532655 | 05/25/2023
American Standard, Inc. | AMERICAN STANDARD | S9V2C100U5PS*** | Federally-Regulated Consumer Product | Non-Weatherized, Condensing Ga | 2453 | 303 |  | 07/31/2021 | 65117 | 10509504 | 05/25/2023
American Standard, Inc. | AMERICAN STANDARD | 4YCZ5036E1090** | Federally-Regulated Consumer Product | Weatherized Non-Condensing Gas | 1311 | 257 |  | 01/17/2023 | 90186 | 210606840 | 05/25/2023
American Standard, Inc. | AMERICAN STANDARD | AUD2B060ACV32* | Federally-Regulated Consumer Product | Non-Weatherized, Non-Condensin | 1376 | 243 |  | 01/26/2023 | 40367 | 2016791 | 05/25/2023
American Standard, Inc. | AMERICAN STANDARD | S9B1C100D5PS*** | Federally-Regulated Consumer Product | Non-Weatherized, Condensing Ga | 2301 | 296 |  | 07/31/2021 | 99284 | 203908976 | 05/25/2023
American Standard, Inc. | AMERICAN STANDARD | AUD2D120ACV52* | Federally-Regulated Consumer Product | Non-Weatherized, Non-Condensin | 2054 | 272 |  | 01/26/2023 | 75211 | 2016786 | 05/25/2023
American Standard, Inc. | AMERICAN STANDARD | S8X1B080M4PT*** | Federally-Regulated Consumer Product | Non-Weatherized, Non-Condensin | 1891 | 265 |  | 07/31/2021 | 80284 | 202865496 | 05/25/2023
American Standard, Inc. | AMERICAN STANDARD | ADD2B060A9V3VA* | Federally-Regulated Consumer Product | Non-Weatherized, Non-Condensin | 1534 | 249 |  | 01/26/2023 | 39417 | 5454380 | 05/25/2023
American Standard, Inc. | AMERICAN STANDARD | 4YCC4060E1115** | Federally-Regulated Consumer Product | Weatherized Non-Condensing Gas | 2164 | 294 |  | 01/17/2023 | 114427 | 210606833 | 05/25/2023
American Standard, Inc. | AMERICAN STANDARD | 4YCC4024E1060** | Federally-Regulated Consumer Product | Weatherized Non-Condensing Gas | 1065 | 246 |  | 01/17/2023 | 59724 | 210606815 | 05/25/2023
American Standard, Inc. | AMERICAN STANDARD | 4YCZ5060E1115** | Federally-Regulated Consumer Product | Weatherized Non-Condensing Gas | 2108 | 292 |  | 01/17/2023 | 91278 | 210606846 | 05/25/2023
American Standard, Inc. | AMERICAN STANDARD | S9V2D120U5VS*** | Federally-Regulated Consumer Product | Non-Weatherized, Condensing Ga | 2210 | 292 |  | 07/31/2021 | 78268 | 10591649 | 05/25/2023
American Standard, Inc. | AMERICAN STANDARD | 4YCC4048E1070** | Federally-Regulated Consumer Product | Weatherized Non-Condensing Gas | 1813 | 279 |  | 01/17/2023 | 70052 | 210606827 | 05/25/2023
American Standard, Inc. | AMERICAN STANDARD | 4YCZ5048E1090** | Federally-Regulated Consumer Product | Weatherized Non-Condensing Gas | 1874 | 281 |  | 01/17/2023 | 71942 | 210606842 | 05/25/2023
American Standard, Inc. | AMERICAN STANDARD | S9X1C100D5PSB** | Federally-Regulated Consumer Product | Non-Weatherized, Condensing Ga | 2301 | 296 |  | 07/31/2021 | 99284 | 203862618 | 05/25/2023
American Standard, Inc. | AMERICAN STANDARD | 4DCZ5048E1090** | Federally-Regulated Consumer Product | Weatherized Non-Condensing Gas | 1974 | 286 |  | 03/16/2023 | 71311 | 210606811 | 05/25/2023
American Standard, Inc. | AMERICAN STANDARD | S8V2D120M5PD*** | Federally-Regulated Consumer Product | Non-Weatherized, Non-Condensin | 2377 | 286 |  | 11/03/2022 | 84668 | 210532659 | 05/25/2023
American Standard, Inc. | AMERICAN STANDARD | 4DCZ5024E1060** | Federally-Regulated Consumer Product | Weatherized Non-Condensing Gas | 1036 | 245 |  | 01/17/2023 | 59807 | 210606806 | 05/25/2023
American Standard, Inc. | AMERICAN STANDARD | S8X1C100M5PS*** | Federally-Regulated Consumer Product | Non-Weatherized, Non-Condensin | 2443 | 289 |  | 07/31/2021 | 98371 | 202408096 | 05/25/2023
American Standard, Inc. | AMERICAN STANDARD | AUD2C080B9V4V** | Federally-Regulated Consumer Product | Non-Weatherized, Non-Condensin | 1919 | 266 |  | 01/26/2023 | 52790 | 5493974 | 05/25/2023
American Standard, Inc. | AMERICAN STANDARD | AUHMD120ACV5V** | Federally-Regulated Consumer Product | Non-Weatherized, Condensing Ga | 2116 | 288 |  | 01/05/2022 | 54354 | 9962865 | 05/25/2023
American Standard, Inc. | AMERICAN STANDARD | 4DCZ5060E1115** | Federally-Regulated Consumer Product | Weatherized Non-Condensing Gas | 2263 | 299 |  | 01/17/2023 | 91742 | 210606813 | 05/25/2023
American Standard, Inc. | AMERICAN STANDARD | 4YCZ5048E1115** | Federally-Regulated Consumer Product | Weatherized Non-Condensing Gas | 1867 | 281 |  | 01/17/2023 | 91535 | 210606844 | 05/25/2023
American Standard, Inc. | AMERICAN STANDARD | 4YCC4042E1060** | Federally-Regulated Consumer Product | Weatherized Non-Condensing Gas | 1646 | 271 |  | 01/17/2023 | 59580 | 210606823 | 05/25/2023
American Standard, Inc. | AMERICAN STANDARD | 4YCY5024A1060** | Federally-Regulated Consumer Product | Weatherized Non-Condensing Gas | 979 | 242 |  | 12/01/2021 | 59749 | 9100601 | 05/25/2023
American Standard, Inc. | AMERICAN STANDARD | S8X2B080M4PS*** | Federally-Regulated Consumer Product | Non-Weatherized, Non-Condensin | 1846 | 263 |  | 07/31/2021 | 51266 | 202408101 | 05/25/2023
American Standard, Inc. | AMERICAN STANDARD | ADD2D120A9V5V** | Federally-Regulated Consumer Product | Non-Weatherized, Non-Condensin | 2022 | 271 |  | 01/26/2023 | 77684 | 5493970 | 05/25/2023
American Standard, Inc. | AMERICAN STANDARD | AUD2C100ACV52* | Federally-Regulated Consumer Product | Non-Weatherized, Non-Condensin | 2003 | 270 |  | 01/26/2023 | 64814 | 2016785 | 05/25/2023
American Standard, Inc. | AMERICAN STANDARD | 4YCC4036E1090** | Federally-Regulated Consumer Product | Weatherized Non-Condensing Gas | 1430 | 262 |  | 01/17/2023 | 90126 | 210606821 | 05/25/2023
American Standard, Inc. | AMERICAN STANDARD | AUHMC100ACV4V**-H | Federally-Regulated Consumer Product | Non-Weatherized, Condensing Ga | 2096 | 287 |  | 01/05/2022 | 39125 | 9962863 | 05/25/2023
American Standard, Inc. | AMERICAN STANDARD | S9V2B080D4PS*** | Federally-Regulated Consumer Product | Non-Weatherized, Condensing Ga | 1726 | 271 |  | 07/31/2021 | 51824 | 10509497 | 05/25/2023
American Standard, Inc. | AMERICAN STANDARD | S9V2B060U3VS*** | Federally-Regulated Consumer Product | Non-Weatherized, Condensing Ga | 1418 | 257 |  | 07/31/2021 | 38583 | 10591644 | 05/25/2023
American Standard, Inc. | AMERICAN STANDARD | ADD2B080ACV32* | Federally-Regulated Consumer Product | Non-Weatherized, Non-Condensin | 1378 | 243 |  | 01/26/2023 | 56415 | 2016789 | 05/25/2023
American Standard, Inc. | AMERICAN STANDARD | S8X1A040M3PS*** | Federally-Regulated Consumer Product | Non-Weatherized, Non-Condensin | 1395 | 243 |  | 07/31/2021 | 39539 | 202408090 | 05/25/2023
American Standard, Inc. | AMERICAN STANDARD | ADD2C100ACV52* | Federally-Regulated Consumer Product | Non-Weatherized, Non-Condensin | 1948 | 268 |  | 01/26/2023 | 63803 | 2016787 | 05/25/2023
American Standard, Inc. | AMERICAN STANDARD | S9X2C080U5PSB** | Federally-Regulated Consumer Product | Non-Weatherized, Condensing Ga | 2411 | 301 |  | 07/31/2021 | 52308 | 203909123 | 05/25/2023
American Standard, Inc. | AMERICAN STANDARD | ADD2B060ACV32* | Federally-Regulated Consumer Product | Non-Weatherized, Non-Condensin | 1628 | 254 |  | 01/26/2023 | 38329 | 2016788 | 05/25/2023
American Standard, Inc. | AMERICAN STANDARD | 4YCC4030E1070** | Federally-Regulated Consumer Product | Weatherized Non-Condensing Gas | 1221 | 253 |  | 01/17/2023 | 70370 | 210606817 | 05/25/2023
American Standard, Inc. | AMERICAN STANDARD | 4YCC4060E1090** | Federally-Regulated Consumer Product | Weatherized Non-Condensing Gas | 2282 | 299 |  | 01/17/2023 | 89050 | 210606831 | 05/25/2023
American Standard, Inc. | AMERICAN STANDARD | S8X1B080M4PS*** | Federally-Regulated Consumer Product | Non-Weatherized, Non-Condensin | 1891 | 265 |  | 07/31/2021 | 80284 | 202408094 | 05/25/2023
American Standard, Inc. | AMERICAN STANDARD | 4YCZ6024A106** | Federally-Regulated Consumer Product | Weatherized Non-Condensing Gas | 1056 | 245 |  | 01/26/2023 | 60351 | 10337166 | 05/25/2023
American Standard, Inc. | AMERICAN STANDARD | S8X1C100M5PT*** | Federally-Regulated Consumer Product | Non-Weatherized, Non-Condensin | 2443 | 289 |  | 07/31/2021 | 98371 | 202865498 | 05/25/2023
American Standard, Inc. | AMERICAN STANDARD | AUD2B060A9V3VB* | Federally-Regulated Consumer Product | Non-Weatherized, Non-Condensin | 1300 | 239 |  | 01/26/2023 | 39008 | 5454382 | 05/25/2023
American Standard, Inc. | AMERICAN STANDARD | 4YCC4036E1070** | Federally-Regulated Consumer Product | Weatherized Non-Condensing Gas | 1454 | 263 |  | 01/17/2023 | 69449 | 210606819 | 05/25/2023
American Standard, Inc. | AMERICAN STANDARD | S9V2D120D5PS*** | Federally-Regulated Consumer Product | Non-Weatherized, Condensing Ga | 2102 | 287 |  | 07/31/2021 | 77659 | 10509505 | 05/25/2023
American Standard, Inc. | AMERICAN STANDARD | 4YCZ6048C1115** | Federally-Regulated Consumer Product | Weatherized Non-Condensing Gas | 1867 | 281 |  | 01/26/2023 | 91535 | 7795890 | 05/25/2023
American Standard, Inc. | AMERICAN STANDARD | S9V2B040U3PS*** | Federally-Regulated Consumer Product | Non-Weatherized, Condensing Ga | 1228 | 249 |  | 07/31/2021 | 25735 | 10509492 | 05/25/2023
American Standard, Inc. | AMERICAN STANDARD | S8B1B060M4PT*** | Federally-Regulated Consumer Product | Non-Weatherized, Non-Condensin | 1803 | 261 |  | 07/31/2021 | 59449 | 202865520 | 05/25/2023
American Standard, Inc. | AMERICAN STANDARD | 4YCC4042E1090** | Federally-Regulated Consumer Product | Weatherized Non-Condensing Gas | 1729 | 275 |  | 01/17/2023 | 89458 | 210606825 | 05/25/2023
American Standard, Inc. | AMERICAN STANDARD | ADHMD120BCV5VB* | Federally-Regulated Consumer Product | Non-Weatherized, Condensing Ga | 1901 | 279 |  | 01/05/2022 | 48072 | 5722432 | 05/25/2023
American Standard, Inc. | AMERICAN STANDARD | AUD2B080A9V3V** | Federally-Regulated Consumer Product | Non-Weatherized, Non-Condensin | 1404 | 244 |  | 01/26/2023 | 77229 | 5493971 | 05/25/2023
American Standard, Inc. | AMERICAN STANDARD | 4YCY5048A1090** | Federally-Regulated Consumer Product | Weatherized Non-Condensing Gas | 1874 | 281 |  | 12/01/2021 | 71942 | 9100606 | 05/25/2023
American Standard, Inc. | AMERICAN STANDARD | 4YCZ5036E1070** | Federally-Regulated Consumer Product | Weatherized Non-Condensing Gas | 1504 | 265 |  | 01/17/2023 | 55291 | 210606838 | 05/25/2023
American Standard, Inc. | AMERICAN STANDARD | AUD2B080ACV32* | Federally-Regulated Consumer Product | Non-Weatherized, Non-Condensin | 1508 | 248 |  | 01/26/2023 | 53736 | 2016794 | 05/25/2023
American Standard, Inc. | AMERICAN STANDARD | AUD2C080ACV42* | Federally-Regulated Consumer Product | Non-Weatherized, Non-Condensin | 1927 | 267 |  | 01/26/2023 | 51581 | 2016793 | 05/25/2023
American Standard, Inc. | AMERICAN STANDARD | S8B1B060M4PS*** | Federally-Regulated Consumer Product | Non-Weatherized, Non-Condensin | 1803 | 261 |  | 07/31/2021 | 59449 | 202576811 | 05/25/2023
American Standard, Inc. | AMERICAN STANDARD | S9V2C080U5PS*** | Federally-Regulated Consumer Product | Non-Weatherized, Condensing Ga | 2136 | 289 |  | 07/31/2021 | 52430 | 10509500 | 05/25/2023
American Standard, Inc. | AMERICAN STANDARD | S8B1B040M2PT*** | Federally-Regulated Consumer Product | Non-Weatherized, Non-Condensin | 959 | 224 |  | 07/31/2021 | 40074 | 202865518 | 05/25/2023
American Standard, Inc. | AMERICAN STANDARD | S8V2C100M5PC*** | Federally-Regulated Consumer Product | Non-Weatherized, Non-Condensin | 2317 | 283 |  | 11/03/2022 | 65323 | 210532646 | 05/25/2023
American Standard, Inc. | AMERICAN STANDARD | S8X2B060M4PS*** | Federally-Regulated Consumer Product | Non-Weatherized, Non-Condensin | 1756 | 259 |  | 07/31/2021 | 39182 | 202408100 | 05/25/2023
American Standard, Inc. | AMERICAN STANDARD | S8V2B080M4PC*** | Federally-Regulated Consumer Product | Non-Weatherized, Non-Condensin | 1957 | 268 |  | 11/03/2022 | 51892 | 210532644 | 05/25/2023
American Standard, Inc. | AMERICAN STANDARD | 4DCZ5036E1070** | Federally-Regulated Consumer Product | Weatherized Non-Condensing Gas | 1504 | 265 |  | 03/16/2023 | 55291 | 210606808 | 05/25/2023
American Standard, Inc. | AMERICAN STANDARD | 4YCY5048A1115** | Federally-Regulated Consumer Product | Weatherized Non-Condensing Gas | 1867 | 281 |  | 07/31/2021 | 91535 | 9100607 | 05/25/2023
American Standard, Inc. | AMERICAN STANDARD | S8X1B040M2PS*** | Federally-Regulated Consumer Product | Non-Weatherized, Non-Condensin | 959 | 224 |  | 07/31/2021 | 40074 | 202408091 | 05/25/2023
Rheem Sales Company, Inc. | Thermal Zone | RGEAZR036AJT06XNA | Federally-Regulated Consumer Product | Weatherized Non-Condensing Gas | 1259 | 254 |  | 06/22/2022 | 58986 | 208698831 | 05/25/2023
Rheem Sales Company, Inc. | Thermal Zone | TZ80DDV100C50XB | Federally-Regulated Consumer Product | Non-Weatherized, Non-Condensin | 2291 | 283 | 283 | 01/20/2021 | 70210 | 8087226 | 05/25/2023
Rheem Sales Company, Inc. | Thermal Zone | TZ96M42V070C5SA | Federally-Regulated Consumer Product | Non-Weatherized, Condensing Ga | 1923 | 280 | 280 | 05/25/2022 | 49235 | 208430246 | 05/25/2023
Rheem Sales Company, Inc. | Thermal Zone | TZ80UH1T070B3UA | Federally-Regulated Consumer Product | Non-Weatherized, Non-Condensin | 1189 | 234 |  | 06/15/2022 | 70542 | 208486687 | 05/25/2023
Rheem Sales Company, Inc. | Thermal Zone | RGEAZR036AJT08UNA | Federally-Regulated Consumer Product | Weatherized Non-Condensing Gas | 1382 | 260 |  | 06/22/2022 | 80891 | 208698832 | 05/25/2023
Rheem Sales Company, Inc. | Thermal Zone | TZ80DZ2V125D5SABAP | Federally-Regulated Consumer Product | Non-Weatherized, Non-Condensin | 2179 | 278 |  | 04/04/2023 | 86625 | 211873438 | 05/25/2023
Rheem Sales Company, Inc. | Thermal Zone | TZ80UH2V100C5SA | Federally-Regulated Consumer Product | Non-Weatherized, Non-Condensin | 1905 | 266 | 266 | 05/25/2022 | 70000 | 208430235 | 05/25/2023
Rheem Sales Company, Inc. | Thermal Zone | RGEAZR036AJT061NA | Federally-Regulated Consumer Product | Weatherized Non-Condensing Gas | 1259 | 254 |  | 06/22/2022 | 58986 | 208698809 | 05/25/2023
Rheem Sales Company, Inc. | Thermal Zone | TZ80MDX150D50XA | Federally-Regulated Consumer Product | Non-Weatherized, Non-Condensin | 2092 | 274 | 274 | 01/20/2021 | 104565 | 204100512 | 05/25/2023
Rheem Sales Company, Inc. | Thermal Zone | TZ95M41V070C5S | Federally-Regulated Consumer Product | Non-Weatherized, Condensing Ga | 1835 | 248 |  | 06/24/2022 | 69808 | 208676730 | 05/25/2023
Rheem Sales Company, Inc. | Thermal Zone | TZ95M41T070C5S | Federally-Regulated Consumer Product | Non-Weatherized, Condensing Ga | 1983 | 282 |  | 06/22/2022 | 70360 | 208676716 | 05/25/2023
Rheem Sales Company, Inc. | Thermal Zone | RGEAZR048AJT081NA | Federally-Regulated Consumer Product | Weatherized Non-Condensing Gas | 1847 | 280 |  | 06/22/2022 | 80515 | 208698814 | 05/25/2023
Rheem Sales Company, Inc. | Thermal Zone | TZ80MSV070B40UA | Federally-Regulated Consumer Product | Non-Weatherized, Non-Condensin | 1550 | 250 |  | 01/20/2021 | 70502 | 205354994 | 05/25/2023
Rheem Sales Company, Inc. | Thermal Zone | TZ80UH2V125D5NA | Federally-Regulated Consumer Product | Non-Weatherized, Non-Condensin | 2073 | 273 | 273 | 05/25/2022 | 87500 | 208430242 | 05/25/2023
Rheem Sales Company, Inc. | Thermal Zone | RGEAZR024AJT04XNA | Federally-Regulated Consumer Product | Weatherized Non-Condensing Gas | 1205 | 252 |  | 06/22/2022 | 40798 | 208698820 | 05/25/2023
Rheem Sales Company, Inc. | Thermal Zone | TZ95M41V060B3S | Federally-Regulated Consumer Product | Non-Weatherized, Condensing Ga | 1356 | 249 |  | 06/24/2022 | 56054 | 208676728 | 05/25/2023
Rheem Sales Company, Inc. | Thermal Zone | RGEAZR024AJT081NA | Federally-Regulated Consumer Product | Weatherized Non-Condensing Gas | 1202 | 252 |  | 06/22/2022 | 79659 | 208698804 | 05/25/2023
Rheem Sales Company, Inc. | Thermal Zone | TZ80UH2V100C5SABAP | Federally-Regulated Consumer Product | Non-Weatherized, Non-Condensin | 1905 | 266 |  | 01/17/2023 | 70000 | 210728270 | 05/25/2023
Rheem Sales Company, Inc. | Thermal Zone | RGEA14048AJT10UAA | Federally-Regulated Consumer Product | Weatherized Non-Condensing Gas | 1832 | 280 |  | 06/30/2022 | 100370 | 205965602 | 05/25/2023
Rheem Sales Company, Inc. | Thermal Zone | TZ80UH1T070B4UA | Federally-Regulated Consumer Product | Non-Weatherized, Non-Condensin | 1823 | 262 |  | 06/15/2022 | 70109 | 208486688 | 05/25/2023
Rheem Sales Company, Inc. | Thermal Zone | RGEAZR024AJT061NA | Federally-Regulated Consumer Product | Weatherized Non-Condensing Gas | 1270 | 255 |  | 06/22/2022 | 61123 | 208698803 | 05/25/2023
Rheem Sales Company, Inc. | Thermal Zone | RGEAZS036AJV082CA | Federally-Regulated Consumer Product | Weatherized Non-Condensing Gas | 1662 | 272 |  | 05/02/2023 | 60830 | 212406420 | 05/25/2023
Rheem Sales Company, Inc. | Thermal Zone | TZ80MSX050B40UA | Federally-Regulated Consumer Product | Non-Weatherized, Non-Condensin | 1502 | 248 |  | 12/01/2021 | 50342 | 204515052 | 05/25/2023
Rheem Sales Company, Inc. | Thermal Zone | TZ96MDV070B30A | Federally-Regulated Consumer Product | Non-Weatherized, Condensing Ga | 1290 | 252 | 252 | 01/20/2021 | 48940 | 7502137 | 05/25/2023
Rheem Sales Company, Inc. | Thermal Zone | RGEAZS036ACV102CA | Federally-Regulated Consumer Product | Weatherized Non-Condensing Gas | 1707 | 268 |  | 05/02/2023 | 75935 | 212406416 | 05/25/2023
Rheem Sales Company, Inc. | Thermal Zone | RGEAZS036ACV082CA | Federally-Regulated Consumer Product | Weatherized Non-Condensing Gas | 1662 | 272 |  | 05/02/2023 | 60830 | 212406414 | 05/25/2023
Rheem Sales Company, Inc. | Thermal Zone | TZ95M41V085C5S | Federally-Regulated Consumer Product | Non-Weatherized, Condensing Ga | 1851 | 246 |  | 06/24/2022 | 84247 | 208676731 | 05/25/2023
Rheem Sales Company, Inc. | Thermal Zone | RGEAZS036AJV062CA | Federally-Regulated Consumer Product | Weatherized Non-Condensing Gas | 1702 | 248 |  | 05/02/2023 | 46772 | 212406418 | 05/25/2023
Rheem Sales Company, Inc. | Thermal Zone | TZ80UH1T100C4UA | Federally-Regulated Consumer Product | Non-Weatherized, Non-Condensin | 1861 | 264 |  | 06/15/2022 | 98348 | 208486689 | 05/25/2023
Rheem Sales Company, Inc. | Thermal Zone | TZ80MDV050B30SA | Federally-Regulated Consumer Product | Non-Weatherized, Non-Condensin | 1318 | 240 | 240 | 01/20/2021 | 35484 | 7979940 | 05/25/2023
Rheem Sales Company, Inc. | Thermal Zone | TZ80MDV100C50XA | Federally-Regulated Consumer Product | Non-Weatherized, Non-Condensin | 1905 | 266 | 266 | 01/20/2021 | 70000 | 7979986 | 05/25/2023
Rheem Sales Company, Inc. | Thermal Zone | TZ80MDX100B40XA | Federally-Regulated Consumer Product | Non-Weatherized, Non-Condensin | 1730 | 258 | 258 | 01/20/2021 | 70020 | 204100509 | 05/25/2023
Rheem Sales Company, Inc. | Thermal Zone | TZ80MDX050A30XA | Federally-Regulated Consumer Product | Non-Weatherized, Non-Condensin | 1260 | 237 | 237 | 01/20/2021 | 35654 | 204100506 | 05/25/2023
Rheem Sales Company, Inc. | Thermal Zone | RGEAZR060AJT08XNA | Federally-Regulated Consumer Product | Weatherized Non-Condensing Gas | 2041 | 289 |  | 06/22/2022 | 79422 | 208698844 | 05/25/2023
Rheem Sales Company, Inc. | Thermal Zone | TZ80UH2V150D5SABAP | Federally-Regulated Consumer Product | Non-Weatherized, Non-Condensin | 2092 | 274 |  | 01/17/2023 | 104565 | 210728272 | 05/25/2023
Rheem Sales Company, Inc. | Thermal Zone | TZ80DSC100C50SA | Federally-Regulated Consumer Product | Non-Weatherized, Non-Condensin | 1895 | 265 | 265 | 01/20/2021 | 100302 | 203327221 | 05/25/2023
Rheem Sales Company, Inc. | Thermal Zone | TZ92M41T060B3S | Federally-Regulated Consumer Product | Non-Weatherized, Condensing Ga | 1156 | 246 |  | 06/22/2022 | 55624 | 208676707 | 05/25/2023
Rheem Sales Company, Inc. | Thermal Zone | RGEAZS036ACV062CA | Federally-Regulated Consumer Product | Weatherized Non-Condensing Gas | 1702 | 248 |  | 05/02/2023 | 46772 | 212406412 | 05/25/2023
Rheem Sales Company, Inc. | Thermal Zone | RGEAZR036AJT06UNA | Federally-Regulated Consumer Product | Weatherized Non-Condensing Gas | 1434 | 262 |  | 06/22/2022 | 60723 | 208698830 | 05/25/2023
Rheem Sales Company, Inc. | Thermal Zone | TZ80MDX075B40XA | Federally-Regulated Consumer Product | Non-Weatherized, Non-Condensin | 1884 | 265 | 265 | 01/20/2021 | 52545 | 204100508 | 05/25/2023
Rheem Sales Company, Inc. | Thermal Zone | RGEAZS036AJV06TCA | Federally-Regulated Consumer Product | Weatherized Non-Condensing Gas | 1702 | 248 |  | 05/02/2023 | 46772 | 212406419 | 05/25/2023
Rheem Sales Company, Inc. | Thermal Zone | RGEAZR042AJT10XNA | Federally-Regulated Consumer Product | Weatherized Non-Condensing Gas | 1774 | 277 |  | 06/22/2022 | 100987 | 208698838 | 05/25/2023
Rheem Sales Company, Inc. | Thermal Zone | TZ92M41T040B3S | Federally-Regulated Consumer Product | Non-Weatherized, Condensing Ga | 1107 | 244 |  | 06/22/2022 | 41877 | 208676706 | 05/25/2023
Rheem Sales Company, Inc. | Thermal Zone | RGEAZR024AJT041NA | Federally-Regulated Consumer Product | Weatherized Non-Condensing Gas | 1205 | 252 |  | 06/23/2022 | 40798 | 208698802 | 05/25/2023
Rheem Sales Company, Inc. | Thermal Zone | TZ80UH1V050B4SABAP | Federally-Regulated Consumer Product | Non-Weatherized, Non-Condensin | 1682 | 256 |  | 04/04/2023 | 50501 | 211873422 | 05/25/2023
Rheem Sales Company, Inc. | Thermal Zone | TZ80UH1T100C5UA | Federally-Regulated Consumer Product | Non-Weatherized, Non-Condensin | 2096 | 274 |  | 06/15/2022 | 100583 | 208486690 | 05/25/2023
Rheem Sales Company, Inc. | Thermal Zone | RGEA14036AJT08UAA | Federally-Regulated Consumer Product | Weatherized Non-Condensing Gas | 1382 | 260 |  | 06/30/2022 | 80891 | 205965600 | 05/25/2023
Rheem Sales Company, Inc. | Thermal Zone | RGEAZR030AJT04UNA | Federally-Regulated Consumer Product | Weatherized Non-Condensing Gas | 1189 | 251 |  | 06/22/2022 | 39887 | 208698824 | 05/25/2023
Rheem Sales Company, Inc. | Thermal Zone | RGEAZR042AJT081NA | Federally-Regulated Consumer Product | Weatherized Non-Condensing Gas | 1820 | 279 |  | 06/22/2022 | 81578 | 208698812 | 05/25/2023
Rheem Sales Company, Inc. | Thermal Zone | TZ80MDX125D50XA | Federally-Regulated Consumer Product | Non-Weatherized, Non-Condensin | 1899 | 266 | 266 | 01/20/2021 | 87546 | 204100511 | 05/25/2023
Rheem Sales Company, Inc. | Thermal Zone | TZ95M41T060B3S | Federally-Regulated Consumer Product | Non-Weatherized, Condensing Ga | 1156 | 246 |  | 06/22/2022 | 55624 | 208676714 | 05/25/2023
Rheem Sales Company, Inc. | Thermal Zone | TZ80MSV050B40UA | Federally-Regulated Consumer Product | Non-Weatherized, Non-Condensin | 1298 | 234 |  | 01/20/2021 | 50335 | 205354993 | 05/25/2023
Rheem Sales Company, Inc. | Thermal Zone | TZ80DSC125D50XA | Federally-Regulated Consumer Product | Non-Weatherized, Non-Condensin | 1835 | 263 | 263 | 01/20/2021 | 124289 | 203327224 | 05/25/2023
Rheem Sales Company, Inc. | Thermal Zone | TZ80UH2V150D5SA | Federally-Regulated Consumer Product | Non-Weatherized, Non-Condensin | 2092 | 274 | 274 | 05/25/2022 | 104565 | 208430250 | 05/25/2023
Rheem Sales Company, Inc. | Thermal Zone | TZ80MSX070B40UA | Federally-Regulated Consumer Product | Non-Weatherized, Non-Condensin | 1823 | 262 |  | 12/01/2021 | 70109 | 204515053 | 05/25/2023
Rheem Sales Company, Inc. | Thermal Zone | TZ80UH1V075B4NABAP | Federally-Regulated Consumer Product | Non-Weatherized, Non-Condensin | 1830 | 223 |  | 01/17/2023 | 75693 | 210802825 | 05/25/2023
Rheem Sales Company, Inc. | Thermal Zone | TZ80UH1V100C5NABAP | Federally-Regulated Consumer Product | Non-Weatherized, Non-Condensin | 2027 | 188 |  | 01/17/2023 | 100725 | 210802827 | 05/25/2023
Rheem Sales Company, Inc. | Thermal Zone | TZ80DSC050A30XA | Federally-Regulated Consumer Product | Non-Weatherized, Non-Condensin | 1223 | 236 |  | 12/01/2021 | 51119 | 205001036 | 05/25/2023
Rheem Sales Company, Inc. | Thermal Zone | TZ80DDV125D50SB | Federally-Regulated Consumer Product | Non-Weatherized, Non-Condensin | 2322 | 284 | 284 | 01/20/2021 | 87684 | 8087231 | 05/25/2023
Rheem Sales Company, Inc. | Thermal Zone | RGEAZR048AJT10XNA | Federally-Regulated Consumer Product | Weatherized Non-Condensing Gas | 2001 | 287 |  | 06/22/2022 | 101705 | 208698842 | 05/25/2023
Rheem Sales Company, Inc. | Thermal Zone | RGEAZR030AJT04XNA | Federally-Regulated Consumer Product | Weatherized Non-Condensing Gas | 1342 | 258 |  | 06/22/2022 | 39842 | 208698825 | 05/25/2023
Rheem Sales Company, Inc. | Thermal Zone | TZ80MSV100C50UA | Federally-Regulated Consumer Product | Non-Weatherized, Non-Condensin | 2054 | 272 |  | 01/20/2021 | 98467 | 205354995 | 05/25/2023
Rheem Sales Company, Inc. | Thermal Zone | TZ80UH2V075C5NA | Federally-Regulated Consumer Product | Non-Weatherized, Non-Condensin | 1718 | 258 | 258 | 05/25/2022 | 52500 | 208430239 | 05/25/2023
Rheem Sales Company, Inc. | Thermal Zone | TZ80MDX075B30XA | Federally-Regulated Consumer Product | Non-Weatherized, Non-Condensin | 1539 | 250 | 250 | 01/20/2021 | 52505 | 204100507 | 05/25/2023
Rheem Sales Company, Inc. | Thermal Zone | TZ80MDX075B40SA | Federally-Regulated Consumer Product | Non-Weatherized, Non-Condensin | 1884 | 265 | 265 | 01/20/2021 | 52545 | 204007897 | 05/25/2023
Rheem Sales Company, Inc. | Thermal Zone | RGEAZS036ACV06TCA | Federally-Regulated Consumer Product | Weatherized Non-Condensing Gas | 1702 | 248 |  | 05/02/2023 | 46772 | 212406413 | 05/25/2023
Rheem Sales Company, Inc. | Thermal Zone | TZ96M42V100C5SA | Federally-Regulated Consumer Product | Non-Weatherized, Condensing Ga | 1858 | 277 | 277 | 05/25/2022 | 68679 | 208430248 | 05/25/2023
Rheem Sales Company, Inc. | Thermal Zone | TZ92M41V085C5S | Federally-Regulated Consumer Product | Non-Weatherized, Condensing Ga | 1851 | 246 |  | 06/24/2022 | 84247 | 208676724 | 05/25/2023
Rheem Sales Company, Inc. | Thermal Zone | TZ80MSX075C40SA | Federally-Regulated Consumer Product | Non-Weatherized, Non-Condensin | 1634 | 254 | 254 | 01/20/2021 | 75736 | 8087158 | 05/25/2023
Rheem Sales Company, Inc. | Thermal Zone | TZ80MDV125D50SA | Federally-Regulated Consumer Product | Non-Weatherized, Non-Condensin | 2073 | 273 | 273 | 01/20/2021 | 87500 | 7979992 | 05/25/2023
Rheem Sales Company, Inc. | Thermal Zone | RGEAZR060AJT10XNA | Federally-Regulated Consumer Product | Weatherized Non-Condensing Gas | 2131 | 293 |  | 06/22/2022 | 101980 | 208698846 | 05/25/2023
Rheem Sales Company, Inc. | Thermal Zone | TZ80MSX075C40XA | Federally-Regulated Consumer Product | Non-Weatherized, Non-Condensin | 1634 | 254 | 254 | 01/20/2021 | 75736 | 8087162 | 05/25/2023
Rheem Sales Company, Inc. | Thermal Zone | TZ92M41V060B3S | Federally-Regulated Consumer Product | Non-Weatherized, Condensing Ga | 1356 | 249 |  | 06/24/2022 | 56054 | 208676721 | 05/25/2023
Rheem Sales Company, Inc. | Thermal Zone | RGEAZR042AJT08XNA | Federally-Regulated Consumer Product | Weatherized Non-Condensing Gas | 1820 | 279 |  | 06/22/2022 | 81578 | 208698837 | 05/25/2023
Rheem Sales Company, Inc. | Thermal Zone | TZ80MDV100C50SA | Federally-Regulated Consumer Product | Non-Weatherized, Non-Condensin | 1905 | 266 | 266 | 01/20/2021 | 70000 | 7979980 | 05/25/2023
Rheem Sales Company, Inc. | Thermal Zone | TZ80UH1V125D5S | Federally-Regulated Consumer Product | Non-Weatherized, Non-Condensin | 2027 | 188 |  | 06/22/2022 | 100725 | 208676738 | 05/25/2023
Rheem Sales Company, Inc. | Thermal Zone | TZ92M41V115D5S | Federally-Regulated Consumer Product | Non-Weatherized, Condensing Ga | 2137 | 231 |  | 06/24/2022 | 111605 | 208676726 | 05/25/2023
Rheem Sales Company, Inc. | Thermal Zone | TZ80DZ2V075B4SABAP | Federally-Regulated Consumer Product | Non-Weatherized, Non-Condensin | 1628 | 254 |  | 04/04/2023 | 52707 | 211873432 | 05/25/2023
Rheem Sales Company, Inc. | Thermal Zone | TZ95M41V100C5S | Federally-Regulated Consumer Product | Non-Weatherized, Condensing Ga | 2153 | 271 |  | 06/24/2022 | 98911 | 208676732 | 05/25/2023
Rheem Sales Company, Inc. | Thermal Zone | TZ92M41T085C5S | Federally-Regulated Consumer Product | Non-Weatherized, Condensing Ga | 1929 | 280 |  | 06/22/2022 | 84515 | 208676710 | 05/25/2023
Rheem Sales Company, Inc. | Thermal Zone | RGEAZR024AJT06UNA | Federally-Regulated Consumer Product | Weatherized Non-Condensing Gas | 1236 | 253 |  | 06/22/2022 | 61566 | 208698821 | 05/25/2023
Rheem Sales Company, Inc. | Thermal Zone | TZ80UH1V125D5NABAP | Federally-Regulated Consumer Product | Non-Weatherized, Non-Condensin | 2076 | 258 |  | 01/17/2023 | 124802 | 210802828 | 05/25/2023
Rheem Sales Company, Inc. | Thermal Zone | TZ80MSX100C50XA | Federally-Regulated Consumer Product | Non-Weatherized, Non-Condensin | 1812 | 262 | 262 | 01/20/2021 | 99863 | 7490401 | 05/25/2023
Rheem Sales Company, Inc. | Thermal Zone | TZ80UH1V075B4S | Federally-Regulated Consumer Product | Non-Weatherized, Non-Condensin | 1830 | 223 |  | 06/22/2022 | 75693 | 208676735 | 05/25/2023
Rheem Sales Company, Inc. | Thermal Zone | TZ96M42V070B3SA | Federally-Regulated Consumer Product | Non-Weatherized, Condensing Ga | 1290 | 252 | 252 | 05/25/2022 | 48940 | 208430245 | 05/25/2023
Rheem Sales Company, Inc. | Thermal Zone | TZ80MDX100C50SA | Federally-Regulated Consumer Product | Non-Weatherized, Non-Condensin | 1952 | 268 | 268 | 01/20/2021 | 70078 | 204007899 | 05/25/2023
Rheem Sales Company, Inc. | Thermal Zone | TZ95MSX085C50C | Federally-Regulated Consumer Product | Non-Weatherized, Condensing Ga | 1929 | 280 | 280 | 01/20/2021 | 84515 | 8934620 | 05/25/2023
Rheem Sales Company, Inc. | Thermal Zone | TZ95MSX060B30C | Federally-Regulated Consumer Product | Non-Weatherized, Condensing Ga | 1156 | 246 | 246 | 01/20/2021 | 55624 | 8934612 | 05/25/2023
Rheem Sales Company, Inc. | Thermal Zone | RGEAZR030AJT041NA | Federally-Regulated Consumer Product | Weatherized Non-Condensing Gas | 1342 | 258 |  | 06/22/2022 | 39842 | 208698805 | 05/25/2023
Rheem Sales Company, Inc. | Thermal Zone | TZ80DZ1T075B3NA | Federally-Regulated Consumer Product | Non-Weatherized, Non-Condensin | 1253 | 237 |  | 11/10/2022 | 74903 | 208430227 | 05/25/2023
Rheem Sales Company, Inc. | Thermal Zone | TZ95M41V070B3S | Federally-Regulated Consumer Product | Non-Weatherized, Condensing Ga | 1166 | 246 |  | 06/24/2022 | 70001 | 208676729 | 05/25/2023
Rheem Sales Company, Inc. | Thermal Zone | TZ96MDX070C50A | Federally-Regulated Consumer Product | Non-Weatherized, Condensing Ga | 1854 | 277 | 277 | 01/20/2021 | 49250 | 203261731 | 05/25/2023
Rheem Sales Company, Inc. | Thermal Zone | TZ80UH2V150D5NA | Federally-Regulated Consumer Product | Non-Weatherized, Non-Condensin | 2092 | 274 | 274 | 05/25/2022 | 104565 | 208430251 | 05/25/2023
Rheem Sales Company, Inc. | Thermal Zone | TZ80DDV075B30SB | Federally-Regulated Consumer Product | Non-Weatherized, Non-Condensin | 1324 | 240 | 240 | 01/20/2021 | 52495 | 8087199 | 05/25/2023
Rheem Sales Company, Inc. | Thermal Zone | TZ80DDV125D50XB | Federally-Regulated Consumer Product | Non-Weatherized, Non-Condensin | 2322 | 284 | 284 | 01/20/2021 | 87684 | 8087236 | 05/25/2023
Rheem Sales Company, Inc. | Thermal Zone | RGEAZR036AJT081NA | Federally-Regulated Consumer Product | Weatherized Non-Condensing Gas | 1387 | 260 |  | 06/22/2022 | 80632 | 208698810 | 05/25/2023
Rheem Sales Company, Inc. | Thermal Zone | TZ80UH1V050B4NABAP | Federally-Regulated Consumer Product | Non-Weatherized, Non-Condensin | 1682 | 256 |  | 04/04/2023 | 50501 | 211873421 | 05/25/2023
Rheem Sales Company, Inc. | Thermal Zone | TZ80UH1V100C5S | Federally-Regulated Consumer Product | Non-Weatherized, Non-Condensin | 2027 | 188 |  | 06/22/2022 | 100725 | 208676737 | 05/25/2023
Rheem Sales Company, Inc. | Thermal Zone | RGEAZR048AJT08XNA | Federally-Regulated Consumer Product | Weatherized Non-Condensing Gas | 1847 | 280 |  | 06/22/2022 | 80515 | 208698840 | 05/25/2023
Rheem Sales Company, Inc. | Thermal Zone | TZ80DDV075C40SB | Federally-Regulated Consumer Product | Non-Weatherized, Non-Condensin | 2017 | 271 | 271 | 01/20/2021 | 52471 | 8087211 | 05/25/2023
Carrier Corp. - Indianapolis | Kenmore | N96MSN0601716A**D | Federally-Regulated Consumer Product | Mobile Home Non-Weatherized, C | 1611 | 266 |  | 05/25/2023 | 59946 | 211779302 | 05/25/2023
Carrier Corp. - Indianapolis | Kenmore | N92ESN1202420A | Federally-Regulated Consumer Product | Non-Weatherized, Condensing Ga | 1904 | 279 |  | 05/25/2023 | 119302 | 203359884 | 05/25/2023
Carrier Corp. - Indianapolis | Kenmore | N95ESN0601412A* | Federally-Regulated Consumer Product | Mobile Home Non-Weatherized, C | 1176 | 247 |  | 05/25/2023 | 59961 | 203924798 | 05/25/2023
Carrier Corp. - Indianapolis | Kenmore | N80MSL1352420A | Federally-Regulated Consumer Product | Non-Weatherized, Non-Condensin | 1907 | 266 |  | 05/25/2023 | 131914 | 211780113 | 05/25/2023
Carrier Corp. - Indianapolis | Kenmore | N92ESN0401712A* | Federally-Regulated Consumer Product | Mobile Home Non-Weatherized, C | 1024 | 240 |  | 05/25/2023 | 39894 | 203359695 | 05/25/2023
Carrier Corp. - Indianapolis | Kenmore | N80MSL0902116A | Federally-Regulated Consumer Product | Non-Weatherized, Non-Condensin | 1569 | 251 |  | 05/25/2023 | 87754 | 211780109 | 05/25/2023
Carrier Corp. - Indianapolis | Kenmore | F97CMN0602120A*D | Federally-Regulated Consumer Product | Non-Weatherized, Condensing Ga | 1897 | 278 |  | 05/25/2023 | 24235 | 203924616 | 05/25/2023
Carrier Corp. - Indianapolis | Kenmore | N95ESN0261410A | Federally-Regulated Consumer Product | Non-Weatherized, Condensing Ga | 890 | 234 |  | 05/25/2023 | 26050 | 203360461 | 05/25/2023
Carrier Corp. - Indianapolis | Kenmore | G80VTL0701716A | Federally-Regulated Consumer Product | Non-Weatherized, Non-Condensin | 1813 | 262 |  | 05/25/2023 | 43434 | 207207258 | 05/25/2023
Carrier Corp. - Indianapolis | Kenmore | G97CMN1002122A*D | Federally-Regulated Consumer Product | Non-Weatherized, Condensing Ga | 2192 | 291 |  | 05/25/2023 | 39903 | 203924668 | 05/25/2023
Carrier Corp. - Indianapolis | Kenmore | G97CMN0602120A*D | Federally-Regulated Consumer Product | Non-Weatherized, Condensing Ga | 1897 | 278 |  | 05/25/2023 | 24235 | 203924644 | 05/25/2023
Carrier Corp. - Indianapolis | Kenmore | N80MSL1102420A* | Federally-Regulated Consumer Product | Non-Weatherized, Non-Condensin | 2053 | 272 |  | 05/25/2023 | 110206 | 211780227 | 05/25/2023
Carrier Corp. - Indianapolis | Kenmore | F80VTL0701716A* | Federally-Regulated Consumer Product | Non-Weatherized, Non-Condensin | 1813 | 262 |  | 05/25/2023 | 43434 | 207207187 | 05/25/2023
Carrier Corp. - Indianapolis | Kenmore | F97CMN0601714A*D | Federally-Regulated Consumer Product | Non-Weatherized, Condensing Ga | 1392 | 256 |  | 05/25/2023 | 23828 | 203924613 | 05/25/2023
Carrier Corp. - Indianapolis | Kenmore | F97CMN0602120A | Federally-Regulated Consumer Product | Non-Weatherized, Condensing Ga | 1897 | 278 |  | 05/25/2023 | 24235 | 203924553 | 05/25/2023
Carrier Corp. - Indianapolis | Kenmore | N80MSL0902120A | Federally-Regulated Consumer Product | Non-Weatherized, Non-Condensin | 2438 | 289 |  | 05/25/2023 | 88368 | 211780110 | 05/25/2023
Carrier Corp. - Indianapolis | Kenmore | N95ESN1002122A* | Federally-Regulated Consumer Product | Mobile Home Non-Weatherized, C | 2017 | 283 |  | 05/25/2023 | 99705 | 205169246 | 05/25/2023
Carrier Corp. - Indianapolis | Kenmore | F80VTL0451412A | Federally-Regulated Consumer Product | Non-Weatherized, Non-Condensin | 1205 | 235 |  | 05/25/2023 | 28909 | 207207184 | 05/25/2023
Carrier Corp. - Indianapolis | Kenmore | G97CMN0601714A*D | Federally-Regulated Consumer Product | Non-Weatherized, Condensing Ga | 1392 | 256 |  | 05/25/2023 | 23828 | 203924636 | 05/25/2023
Carrier Corp. - Indianapolis | Kenmore | N80VSL0702120A* | Federally-Regulated Consumer Product | Non-Weatherized, Non-Condensin | 2147 | 275 |  | 05/25/2023 | 65668 | 204278426 | 05/25/2023
Carrier Corp. - Indianapolis | Kenmore | F97CMN1202422A | Federally-Regulated Consumer Product | Non-Weatherized, Condensing Ga | 2271 | 295 |  | 05/25/2023 | 48091 | 203924562 | 05/25/2023
Carrier Corp. - Indianapolis | Kenmore | G97CMN0602120A | Federally-Regulated Consumer Product | Non-Weatherized, Condensing Ga | 1897 | 278 |  | 05/25/2023 | 24235 | 203924578 | 05/25/2023
Carrier Corp. - Indianapolis | Kenmore | PGD424040K**2G* | Federally-Regulated Consumer Product | Weatherized Non-Condensing Gas | 1361 | 257 |  | 05/25/2023 | 45745 | 206908756 | 05/25/2023
Carrier Corp. - Indianapolis | Kenmore | N92MSN0401412A* | Federally-Regulated Consumer Product | Mobile Home Non-Weatherized, C | 1089 | 243 |  | 05/25/2023 | 39846 | 211778859 | 05/25/2023
Carrier Corp. - Indianapolis | Kenmore | F80VTL0701716A | Federally-Regulated Consumer Product | Non-Weatherized, Non-Condensin | 1813 | 262 |  | 05/25/2023 | 43434 | 207207186 | 05/25/2023
Carrier Corp. - Indianapolis | Kenmore | N92ESN0601714A* | Federally-Regulated Consumer Product | Mobile Home Non-Weatherized, C | 1205 | 248 |  | 05/25/2023 | 60119 | 203359769 | 05/25/2023
Carrier Corp. - Indianapolis | Kenmore | N92ESN0801716A* | Federally-Regulated Consumer Product | Mobile Home Non-Weatherized, C | 1390 | 256 |  | 05/25/2023 | 79599 | 203359803 | 05/25/2023
Carrier Corp. - Indianapolis | Kenmore | N80ESL0901714A | Federally-Regulated Consumer Product | Non-Weatherized, Non-Condensin | 1238 | 236 |  | 05/25/2023 | 88097 | 203360088 | 05/25/2023
Carrier Corp. - Indianapolis | Kenmore | N92MSN0802120A | Federally-Regulated Consumer Product | Non-Weatherized, Condensing Ga | 2018 | 284 |  | 05/25/2023 | 81104 | 211778940 | 05/25/2023
Carrier Corp. - Indianapolis | Kenmore | N92ESN1002122A* | Federally-Regulated Consumer Product | Mobile Home Non-Weatherized, C | 1993 | 282 |  | 05/25/2023 | 99627 | 205001057 | 05/25/2023
Carrier Corp. - Indianapolis | Kenmore | N80ESN0902420A | Federally-Regulated Consumer Product | Non-Weatherized, Non-Condensin | 1987 | 269 |  | 05/25/2023 | 88320 | 203359839 | 05/25/2023
Carrier Corp. - Indianapolis | Kenmore | N80ESL1102420A | Federally-Regulated Consumer Product | Non-Weatherized, Non-Condensin | 2027 | 271 |  | 05/25/2023 | 109826 | 203360093 | 05/25/2023
Carrier Corp. - Indianapolis | Kenmore | N80ESN0701712A | Federally-Regulated Consumer Product | Non-Weatherized, Non-Condensin | 1051 | 228 |  | 05/25/2023 | 65904 | 203359829 | 05/25/2023
Carrier Corp. - Indianapolis | Kenmore | G96VTN1002122A | Federally-Regulated Consumer Product | Non-Weatherized, Condensing Ga | 2219 | 292 |  | 05/25/2023 | 64715 | 205169295 | 05/25/2023
Carrier Corp. - Indianapolis | Kenmore | N96MSN0601412A*D | Federally-Regulated Consumer Product | Non-Weatherized, Condensing Ga | 1218 | 249 |  | 05/25/2023 | 60319 | 211779275 | 05/25/2023
Carrier Corp. - Indianapolis | Kenmore | N92MSN0401712A | Federally-Regulated Consumer Product | Non-Weatherized, Condensing Ga | 1092 | 243 |  | 05/25/2023 | 39895 | 211778868 | 05/25/2023
Carrier Corp. - Indianapolis | Kenmore | G80VTL0701716A* | Federally-Regulated Consumer Product | Non-Weatherized, Non-Condensin | 1813 | 262 |  | 05/25/2023 | 43434 | 207207259 | 05/25/2023
Carrier Corp. - Indianapolis | Kenmore | N80ESL0701712A | Federally-Regulated Consumer Product | Non-Weatherized, Non-Condensin | 1051 | 228 |  | 05/25/2023 | 65904 | 203360086 | 05/25/2023
Carrier Corp. - Indianapolis | Kenmore | F96VTN1002122A*D | Federally-Regulated Consumer Product | Non-Weatherized, Condensing Ga | 2219 | 292 |  | 05/25/2023 | 64715 | 205169280 | 05/25/2023
Carrier Corp. - Indianapolis | Kenmore | N80ESL1102420A* | Federally-Regulated Consumer Product | Non-Weatherized, Non-Condensin | 2027 | 271 |  | 05/25/2023 | 109826 | 203360313 | 05/25/2023
Carrier Corp. - Indianapolis | Kenmore | PDD460115K**0K* | Federally-Regulated Consumer Product | Weatherized Non-Condensing Gas | 2156 | 294 |  | 05/25/2023 | 115163 | 212038638 | 05/25/2023
Carrier Corp. - Indianapolis | Kenmore | F80VTL0902120A* | Federally-Regulated Consumer Product | Non-Weatherized, Non-Condensin | 2025 | 271 |  | 05/25/2023 | 57947 | 207207189 | 05/25/2023
Carrier Corp. - Indianapolis | Kenmore | N92ESN0802120A* | Federally-Regulated Consumer Product | Mobile Home Non-Weatherized, C | 1832 | 276 |  | 05/25/2023 | 79860 | 203359834 | 05/25/2023
Carrier Corp. - Indianapolis | Kenmore | N92ESN1002120A* | Federally-Regulated Consumer Product | Mobile Home Non-Weatherized, C | 1821 | 275 |  | 05/25/2023 | 99460 | 203359866 | 05/25/2023
Carrier Corp. - Indianapolis | Kenmore | N80ESL0902420A | Federally-Regulated Consumer Product | Non-Weatherized, Non-Condensin | 1987 | 269 |  | 05/25/2023 | 88320 | 203360091 | 05/25/2023
Carrier Corp. - Indianapolis | Kenmore | N92ESN1202420A* | Federally-Regulated Consumer Product | Mobile Home Non-Weatherized, C | 1904 | 279 |  | 05/25/2023 | 119302 | 203359902 | 05/25/2023
Carrier Corp. - Indianapolis | Kenmore | N92ESN0601412A* | Federally-Regulated Consumer Product | Mobile Home Non-Weatherized, C | 945 | 237 |  | 05/25/2023 | 59375 | 203359731 | 05/25/2023
Carrier Corp. - Indianapolis | Kenmore | N96MSN0802120A | Federally-Regulated Consumer Product | Non-Weatherized, Condensing Ga | 2169 | 290 |  | 05/25/2023 | 79638 | 211779338 | 05/25/2023
Carrier Corp. - Indianapolis | Kenmore | N95ESN0601714A* | Federally-Regulated Consumer Product | Mobile Home Non-Weatherized, C | 1346 | 254 |  | 05/25/2023 | 60102 | 203360697 | 05/25/2023
Carrier Corp. - Indianapolis | Kenmore | N80VSL0902420A* | Federally-Regulated Consumer Product | Non-Weatherized, Non-Condensin | 2057 | 271 |  | 05/25/2023 | 88097 | 204278428 | 05/25/2023
Carrier Corp. - Indianapolis | Kenmore | N96MSN1002120A* | Federally-Regulated Consumer Product | Mobile Home Non-Weatherized, C | 2215 | 292 |  | 05/25/2023 | 99728 | 211779383 | 05/25/2023
Carrier Corp. - Indianapolis | Kenmore | N92MSN1002120A | Federally-Regulated Consumer Product | Non-Weatherized, Condensing Ga | 1931 | 280 |  | 05/25/2023 | 100411 | 211778958 | 05/25/2023
Carrier Corp. - Indianapolis | Kenmore | N95ESN0401410A**D | Federally-Regulated Consumer Product | Mobile Home Non-Weatherized, C | 950 | 237 |  | 05/25/2023 | 40146 | 203924795 | 05/25/2023
Carrier Corp. - Indianapolis | Kenmore | G97CMN0802120A | Federally-Regulated Consumer Product | Non-Weatherized, Condensing Ga | 2026 | 284 |  | 05/25/2023 | 31724 | 203924594 | 05/25/2023
Carrier Corp. - Indianapolis | Kenmore | G80VTL0451412A | Federally-Regulated Consumer Product | Non-Weatherized, Non-Condensin | 1205 | 235 |  | 05/25/2023 | 28909 | 207207256 | 05/25/2023
Carrier Corp. - Indianapolis | Kenmore | N95ESN1002120A*D | Federally-Regulated Consumer Product | Non-Weatherized, Condensing Ga | 2102 | 287 |  | 05/25/2023 | 99999 | 203360815 | 05/25/2023
Carrier Corp. - Indianapolis | Kenmore | N80VSL0451716A | Federally-Regulated Consumer Product | Non-Weatherized, Non-Condensin | 1431 | 244 |  | 05/25/2023 | 44106 | 204278358 | 05/25/2023
Carrier Corp. - Indianapolis | Kenmore | N80VSL0701716A | Federally-Regulated Consumer Product | Non-Weatherized, Non-Condensin | 1842 | 262 |  | 05/25/2023 | 65738 | 204278359 | 05/25/2023
Carrier Corp. - Indianapolis | Kenmore | N95ESN1002122A**D | Federally-Regulated Consumer Product | Mobile Home Non-Weatherized, C | 2017 | 283 |  | 05/25/2023 | 99705 | 205169233 | 05/25/2023
Carrier Corp. - Indianapolis | Kenmore | N80ESL0902420A* | Federally-Regulated Consumer Product | Non-Weatherized, Non-Condensin | 1987 | 269 |  | 05/25/2023 | 88320 | 203360309 | 05/25/2023
Carrier Corp. - Indianapolis | Kenmore | G96VTN1002122A*D | Federally-Regulated Consumer Product | Non-Weatherized, Condensing Ga | 2219 | 292 |  | 05/25/2023 | 64715 | 205169296 | 05/25/2023
Carrier Corp. - Indianapolis | Kenmore | N95ESN0802120A* | Federally-Regulated Consumer Product | Mobile Home Non-Weatherized, C | 1837 | 276 |  | 05/25/2023 | 79777 | 203360699 | 05/25/2023
Carrier Corp. - Indianapolis | Kenmore | F96VTN0601412A*D | Federally-Regulated Consumer Product | Non-Weatherized, Condensing Ga | 1238 | 249 |  | 05/25/2023 | 39205 | 203924828 | 05/25/2023
Carrier Corp. - Indianapolis | Kenmore | N95ESN0261410A*D | Federally-Regulated Consumer Product | Non-Weatherized, Condensing Ga | 890 | 234 |  | 05/25/2023 | 26050 | 203360473 | 05/25/2023
Carrier Corp. - Indianapolis | Kenmore | G80VTL1102122A* | Federally-Regulated Consumer Product | Non-Weatherized, Non-Condensin | 2435 | 289 |  | 05/25/2023 | 72702 | 207207263 | 05/25/2023
Carrier Corp. - Indianapolis | Kenmore | F80VTL1102122A | Federally-Regulated Consumer Product | Non-Weatherized, Non-Condensin | 2435 | 289 |  | 05/25/2023 | 72702 | 207207190 | 05/25/2023
Carrier Corp. - Indianapolis | Kenmore | N92ESN0801716A | Federally-Regulated Consumer Product | Non-Weatherized, Condensing Ga | 1390 | 256 |  | 05/25/2023 | 79599 | 203359787 | 05/25/2023
Carrier Corp. - Indianapolis | Kenmore | N80VSL0701716A* | Federally-Regulated Consumer Product | Non-Weatherized, Non-Condensin | 1842 | 262 |  | 05/25/2023 | 65738 | 204278425 | 05/25/2023
Carrier Corp. - Indianapolis | Kenmore | N80ESL0902116A | Federally-Regulated Consumer Product | Non-Weatherized, Non-Condensin | 1450 | 246 |  | 05/25/2023 | 87792 | 203360089 | 05/25/2023
Carrier Corp. - Indianapolis | Kenmore | N95ESN0401712A* | Federally-Regulated Consumer Product | Mobile Home Non-Weatherized, C | 998 | 239 |  | 05/25/2023 | 40139 | 203360696 | 05/25/2023
Carrier Corp. - Indianapolis | Kenmore | N80ESN1352420A | Federally-Regulated Consumer Product | Non-Weatherized, Non-Condensin | 1887 | 265 |  | 05/25/2023 | 131482 | 203359846 | 05/25/2023
Carrier Corp. - Indianapolis | Kenmore | F80VTL0902120A | Federally-Regulated Consumer Product | Non-Weatherized, Non-Condensin | 2025 | 271 |  | 05/25/2023 | 57947 | 207207188 | 05/25/2023
Carrier Corp. - Indianapolis | Kenmore | F96VTN0601412A | Federally-Regulated Consumer Product | Non-Weatherized, Condensing Ga | 1238 | 249 |  | 05/25/2023 | 39205 | 203924826 | 05/25/2023
American Standard, Inc. | AMERICAN STANDARD | S9V2B080D4VS*** | Federally-Regulated Consumer Product | Non-Weatherized, Condensing Ga | 1555 | 263 |  | 05/25/2023 | 52053 | 203965284 | 05/25/2023
American Standard, Inc. | AMERICAN STANDARD | S9X2B080D4PSB** | Federally-Regulated Consumer Product | Non-Weatherized, Condensing Ga | 1621 | 266 |  | 05/25/2023 | 53124 | 203909128 | 05/25/2023
American Standard, Inc. | AMERICAN STANDARD | 4YCZ5024E1060** | Federally-Regulated Consumer Product | Weatherized Non-Condensing Gas | 1056 | 245 |  | 05/25/2023 | 60351 | 210606835 | 05/25/2023
American Standard, Inc. | AMERICAN STANDARD | 4YCC4048E1090** | Federally-Regulated Consumer Product | Weatherized Non-Condensing Gas | 1921 | 284 |  | 05/25/2023 | 88656 | 210606829 | 05/25/2023
American Standard, Inc. | AMERICAN STANDARD | ADHMB080ACV3VB* | Federally-Regulated Consumer Product | Non-Weatherized, Condensing Ga | 1358 | 255 |  | 05/25/2023 | 79830 | 5722430 | 05/25/2023
American Standard, Inc. | AMERICAN STANDARD | 4YCY5042A1090** | Federally-Regulated Consumer Product | Weatherized Non-Condensing Gas | 1846 | 280 |  | 05/25/2023 | 90142 | 9100605 | 05/25/2023
American Standard, Inc. | AMERICAN STANDARD | L8V1A060U3VS*** | Federally-Regulated Consumer Product | Non-Weatherized, Non-Condensin | 1456 | 246 |  | 05/25/2023 | 59749 | 208359566 | 05/25/2023
American Standard, Inc. | AMERICAN STANDARD | ADHMB060BCV3VB* | Federally-Regulated Consumer Product | Non-Weatherized, Condensing Ga | 1327 | 253 |  | 05/25/2023 | 24191 | 5722429 | 05/25/2023
American Standard, Inc. | AMERICAN STANDARD | S9X1D120U5PSB** | Federally-Regulated Consumer Product | Non-Weatherized, Condensing Ga | 2504 | 305 |  | 05/25/2023 | 120189 | 203862614 | 05/25/2023
American Standard, Inc. | AMERICAN STANDARD | S9V2B040D3PS*** | Federally-Regulated Consumer Product | Non-Weatherized, Condensing Ga | 1300 | 252 |  | 05/25/2023 | 25956 | 10509491 | 05/25/2023
American Standard, Inc. | AMERICAN STANDARD | S9V2D120U5PS*** | Federally-Regulated Consumer Product | Non-Weatherized, Condensing Ga | 2213 | 292 |  | 05/25/2023 | 77591 | 10509506 | 05/25/2023
American Standard, Inc. | AMERICAN STANDARD | S9B1B040U3PS*** | Federally-Regulated Consumer Product | Non-Weatherized, Condensing Ga | 1091 | 243 |  | 05/25/2023 | 40458 | 203908966 | 05/25/2023
American Standard, Inc. | AMERICAN STANDARD | 4YCY5036A1070** | Federally-Regulated Consumer Product | Weatherized Non-Condensing Gas | 1504 | 265 |  | 05/25/2023 | 55291 | 9100603 | 05/25/2023
American Standard, Inc. | AMERICAN STANDARD | S8X1B060M4PS*** | Federally-Regulated Consumer Product | Non-Weatherized, Non-Condensin | 1803 | 261 |  | 05/25/2023 | 59449 | 202408093 | 05/25/2023
American Standard, Inc. | AMERICAN STANDARD | S8X1D120M5PT*** | Federally-Regulated Consumer Product | Non-Weatherized, Non-Condensin | 2611 | 297 |  | 05/25/2023 | 119580 | 202865499 | 05/25/2023
American Standard, Inc. | AMERICAN STANDARD | S8V2B060M4PD*** | Federally-Regulated Consumer Product | Non-Weatherized, Non-Condensin | 1871 | 264 |  | 05/25/2023 | 38765 | 210532655 | 05/25/2023
American Standard, Inc. | AMERICAN STANDARD | S9V2C100U5PS*** | Federally-Regulated Consumer Product | Non-Weatherized, Condensing Ga | 2453 | 303 |  | 05/25/2023 | 65117 | 10509504 | 05/25/2023
American Standard, Inc. | AMERICAN STANDARD | 4YCZ5036E1090** | Federally-Regulated Consumer Product | Weatherized Non-Condensing Gas | 1311 | 257 |  | 05/25/2023 | 90186 | 210606840 | 05/25/2023
American Standard, Inc. | AMERICAN STANDARD | AUD2B060ACV32* | Federally-Regulated Consumer Product | Non-Weatherized, Non-Condensin | 1376 | 243 |  | 05/25/2023 | 40367 | 2016791 | 05/25/2023
American Standard, Inc. | AMERICAN STANDARD | S9B1C100D5PS*** | Federally-Regulated Consumer Product | Non-Weatherized, Condensing Ga | 2301 | 296 |  | 05/25/2023 | 99284 | 203908976 | 05/25/2023
American Standard, Inc. | AMERICAN STANDARD | AUD2D120ACV52* | Federally-Regulated Consumer Product | Non-Weatherized, Non-Condensin | 2054 | 272 |  | 05/25/2023 | 75211 | 2016786 | 05/25/2023
American Standard, Inc. | AMERICAN STANDARD | S8X1B080M4PT*** | Federally-Regulated Consumer Product | Non-Weatherized, Non-Condensin | 1891 | 265 |  | 05/25/2023 | 80284 | 202865496 | 05/25/2023
American Standard, Inc. | AMERICAN STANDARD | ADD2B060A9V3VA* | Federally-Regulated Consumer Product | Non-Weatherized, Non-Condensin | 1534 | 249 |  | 05/25/2023 | 39417 | 5454380 | 05/25/2023
American Standard, Inc. | AMERICAN STANDARD | 4YCC4060E1115** | Federally-Regulated Consumer Product | Weatherized Non-Condensing Gas | 2164 | 294 |  | 05/25/2023 | 114427 | 210606833 | 05/25/2023
American Standard, Inc. | AMERICAN STANDARD | 4YCC4024E1060** | Federally-Regulated Consumer Product | Weatherized Non-Condensing Gas | 1065 | 246 |  | 05/25/2023 | 59724 | 210606815 | 05/25/2023
American Standard, Inc. | AMERICAN STANDARD | 4YCZ5060E1115** | Federally-Regulated Consumer Product | Weatherized Non-Condensing Gas | 2108 | 292 |  | 05/25/2023 | 91278 | 210606846 | 05/25/2023
American Standard, Inc. | AMERICAN STANDARD | S9V2D120U5VS*** | Federally-Regulated Consumer Product | Non-Weatherized, Condensing Ga | 2210 | 292 |  | 05/25/2023 | 78268 | 10591649 | 05/25/2023
American Standard, Inc. | AMERICAN STANDARD | 4YCC4048E1070** | Federally-Regulated Consumer Product | Weatherized Non-Condensing Gas | 1813 | 279 |  | 05/25/2023 | 70052 | 210606827 | 05/25/2023
American Standard, Inc. | AMERICAN STANDARD | 4YCZ5048E1090** | Federally-Regulated Consumer Product | Weatherized Non-Condensing Gas | 1874 | 281 |  | 05/25/2023 | 71942 | 210606842 | 05/25/2023
American Standard, Inc. | AMERICAN STANDARD | S9X1C100D5PSB** | Federally-Regulated Consumer Product | Non-Weatherized, Condensing Ga | 2301 | 296 |  | 05/25/2023 | 99284 | 203862618 | 05/25/2023
American Standard, Inc. | AMERICAN STANDARD | 4DCZ5048E1090** | Federally-Regulated Consumer Product | Weatherized Non-Condensing Gas | 1974 | 286 |  | 05/25/2023 | 71311 | 210606811 | 05/25/2023
American Standard, Inc. | AMERICAN STANDARD | S8V2D120M5PD*** | Federally-Regulated Consumer Product | Non-Weatherized, Non-Condensin | 2377 | 286 |  | 05/25/2023 | 84668 | 210532659 | 05/25/2023
American Standard, Inc. | AMERICAN STANDARD | 4DCZ5024E1060** | Federally-Regulated Consumer Product | Weatherized Non-Condensing Gas | 1036 | 245 |  | 05/25/2023 | 59807 | 210606806 | 05/25/2023
American Standard, Inc. | AMERICAN STANDARD | S8X1C100M5PS*** | Federally-Regulated Consumer Product | Non-Weatherized, Non-Condensin | 2443 | 289 |  | 05/25/2023 | 98371 | 202408096 | 05/25/2023
American Standard, Inc. | AMERICAN STANDARD | AUD2C080B9V4V** | Federally-Regulated Consumer Product | Non-Weatherized, Non-Condensin | 1919 | 266 |  | 05/25/2023 | 52790 | 5493974 | 05/25/2023
American Standard, Inc. | AMERICAN STANDARD | AUHMD120ACV5V** | Federally-Regulated Consumer Product | Non-Weatherized, Condensing Ga | 2116 | 288 |  | 05/25/2023 | 54354 | 9962865 | 05/25/2023
American Standard, Inc. | AMERICAN STANDARD | 4DCZ5060E1115** | Federally-Regulated Consumer Product | Weatherized Non-Condensing Gas | 2263 | 299 |  | 05/25/2023 | 91742 | 210606813 | 05/25/2023
American Standard, Inc. | AMERICAN STANDARD | 4YCZ5048E1115** | Federally-Regulated Consumer Product | Weatherized Non-Condensing Gas | 1867 | 281 |  | 05/25/2023 | 91535 | 210606844 | 05/25/2023
American Standard, Inc. | AMERICAN STANDARD | 4YCC4042E1060** | Federally-Regulated Consumer Product | Weatherized Non-Condensing Gas | 1646 | 271 |  | 05/25/2023 | 59580 | 210606823 | 05/25/2023
American Standard, Inc. | AMERICAN STANDARD | 4YCY5024A1060** | Federally-Regulated Consumer Product | Weatherized Non-Condensing Gas | 979 | 242 |  | 05/25/2023 | 59749 | 9100601 | 05/25/2023
American Standard, Inc. | AMERICAN STANDARD | S8X2B080M4PS*** | Federally-Regulated Consumer Product | Non-Weatherized, Non-Condensin | 1846 | 263 |  | 05/25/2023 | 51266 | 202408101 | 05/25/2023
American Standard, Inc. | AMERICAN STANDARD | ADD2D120A9V5V** | Federally-Regulated Consumer Product | Non-Weatherized, Non-Condensin | 2022 | 271 |  | 05/25/2023 | 77684 | 5493970 | 05/25/2023
American Standard, Inc. | AMERICAN STANDARD | AUD2C100ACV52* | Federally-Regulated Consumer Product | Non-Weatherized, Non-Condensin | 2003 | 270 |  | 05/25/2023 | 64814 | 2016785 | 05/25/2023
American Standard, Inc. | AMERICAN STANDARD | 4YCC4036E1090** | Federally-Regulated Consumer Product | Weatherized Non-Condensing Gas | 1430 | 262 |  | 05/25/2023 | 90126 | 210606821 | 05/25/2023
American Standard, Inc. | AMERICAN STANDARD | AUHMC100ACV4V**-H | Federally-Regulated Consumer Product | Non-Weatherized, Condensing Ga | 2096 | 287 |  | 05/25/2023 | 39125 | 9962863 | 05/25/2023
American Standard, Inc. | AMERICAN STANDARD | S9V2B080D4PS*** | Federally-Regulated Consumer Product | Non-Weatherized, Condensing Ga | 1726 | 271 |  | 05/25/2023 | 51824 | 10509497 | 05/25/2023
American Standard, Inc. | AMERICAN STANDARD | S9V2B060U3VS*** | Federally-Regulated Consumer Product | Non-Weatherized, Condensing Ga | 1418 | 257 |  | 05/25/2023 | 38583 | 10591644 | 05/25/2023
American Standard, Inc. | AMERICAN STANDARD | ADD2B080ACV32* | Federally-Regulated Consumer Product | Non-Weatherized, Non-Condensin | 1378 | 243 |  | 05/25/2023 | 56415 | 2016789 | 05/25/2023
American Standard, Inc. | AMERICAN STANDARD | S8X1A040M3PS*** | Federally-Regulated Consumer Product | Non-Weatherized, Non-Condensin | 1395 | 243 |  | 05/25/2023 | 39539 | 202408090 | 05/25/2023
American Standard, Inc. | AMERICAN STANDARD | ADD2C100ACV52* | Federally-Regulated Consumer Product | Non-Weatherized, Non-Condensin | 1948 | 268 |  | 05/25/2023 | 63803 | 2016787 | 05/25/2023
American Standard, Inc. | AMERICAN STANDARD | S9X2C080U5PSB** | Federally-Regulated Consumer Product | Non-Weatherized, Condensing Ga | 2411 | 301 |  | 05/25/2023 | 52308 | 203909123 | 05/25/2023
American Standard, Inc. | AMERICAN STANDARD | ADD2B060ACV32* | Federally-Regulated Consumer Product | Non-Weatherized, Non-Condensin | 1628 | 254 |  | 05/25/2023 | 38329 | 2016788 | 05/25/2023
American Standard, Inc. | AMERICAN STANDARD | 4YCC4030E1070** | Federally-Regulated Consumer Product | Weatherized Non-Condensing Gas | 1221 | 253 |  | 05/25/2023 | 70370 | 210606817 | 05/25/2023
American Standard, Inc. | AMERICAN STANDARD | 4YCC4060E1090** | Federally-Regulated Consumer Product | Weatherized Non-Condensing Gas | 2282 | 299 |  | 05/25/2023 | 89050 | 210606831 | 05/25/2023
American Standard, Inc. | AMERICAN STANDARD | S8X1B080M4PS*** | Federally-Regulated Consumer Product | Non-Weatherized, Non-Condensin | 1891 | 265 |  | 05/25/2023 | 80284 | 202408094 | 05/25/2023
American Standard, Inc. | AMERICAN STANDARD | 4YCZ6024A106** | Federally-Regulated Consumer Product | Weatherized Non-Condensing Gas | 1056 | 245 |  | 05/25/2023 | 60351 | 10337166 | 05/25/2023
American Standard, Inc. | AMERICAN STANDARD | S8X1C100M5PT*** | Federally-Regulated Consumer Product | Non-Weatherized, Non-Condensin | 2443 | 289 |  | 05/25/2023 | 98371 | 202865498 | 05/25/2023
American Standard, Inc. | AMERICAN STANDARD | AUD2B060A9V3VB* | Federally-Regulated Consumer Product | Non-Weatherized, Non-Condensin | 1300 | 239 |  | 05/25/2023 | 39008 | 5454382 | 05/25/2023
American Standard, Inc. | AMERICAN STANDARD | 4YCC4036E1070** | Federally-Regulated Consumer Product | Weatherized Non-Condensing Gas | 1454 | 263 |  | 05/25/2023 | 69449 | 210606819 | 05/25/2023
American Standard, Inc. | AMERICAN STANDARD | S9V2D120D5PS*** | Federally-Regulated Consumer Product | Non-Weatherized, Condensing Ga | 2102 | 287 |  | 05/25/2023 | 77659 | 10509505 | 05/25/2023
American Standard, Inc. | AMERICAN STANDARD | 4YCZ6048C1115** | Federally-Regulated Consumer Product | Weatherized Non-Condensing Gas | 1867 | 281 |  | 05/25/2023 | 91535 | 7795890 | 05/25/2023
American Standard, Inc. | AMERICAN STANDARD | S9V2B040U3PS*** | Federally-Regulated Consumer Product | Non-Weatherized, Condensing Ga | 1228 | 249 |  | 05/25/2023 | 25735 | 10509492 | 05/25/2023
American Standard, Inc. | AMERICAN STANDARD | S8B1B060M4PT*** | Federally-Regulated Consumer Product | Non-Weatherized, Non-Condensin | 1803 | 261 |  | 05/25/2023 | 59449 | 202865520 | 05/25/2023
American Standard, Inc. | AMERICAN STANDARD | 4YCC4042E1090** | Federally-Regulated Consumer Product | Weatherized Non-Condensing Gas | 1729 | 275 |  | 05/25/2023 | 89458 | 210606825 | 05/25/2023
American Standard, Inc. | AMERICAN STANDARD | ADHMD120BCV5VB* | Federally-Regulated Consumer Product | Non-Weatherized, Condensing Ga | 1901 | 279 |  | 05/25/2023 | 48072 | 5722432 | 05/25/2023
American Standard, Inc. | AMERICAN STANDARD | AUD2B080A9V3V** | Federally-Regulated Consumer Product | Non-Weatherized, Non-Condensin | 1404 | 244 |  | 05/25/2023 | 77229 | 5493971 | 05/25/2023
American Standard, Inc. | AMERICAN STANDARD | 4YCY5048A1090** | Federally-Regulated Consumer Product | Weatherized Non-Condensing Gas | 1874 | 281 |  | 05/25/2023 | 71942 | 9100606 | 05/25/2023
American Standard, Inc. | AMERICAN STANDARD | 4YCZ5036E1070** | Federally-Regulated Consumer Product | Weatherized Non-Condensing Gas | 1504 | 265 |  | 05/25/2023 | 55291 | 210606838 | 05/25/2023
American Standard, Inc. | AMERICAN STANDARD | AUD2B080ACV32* | Federally-Regulated Consumer Product | Non-Weatherized, Non-Condensin | 1508 | 248 |  | 05/25/2023 | 53736 | 2016794 | 05/25/2023
American Standard, Inc. | AMERICAN STANDARD | AUD2C080ACV42* | Federally-Regulated Consumer Product | Non-Weatherized, Non-Condensin | 1927 | 267 |  | 05/25/2023 | 51581 | 2016793 | 05/25/2023
American Standard, Inc. | AMERICAN STANDARD | S8B1B060M4PS*** | Federally-Regulated Consumer Product | Non-Weatherized, Non-Condensin | 1803 | 261 |  | 05/25/2023 | 59449 | 202576811 | 05/25/2023
American Standard, Inc. | AMERICAN STANDARD | S9V2C080U5PS*** | Federally-Regulated Consumer Product | Non-Weatherized, Condensing Ga | 2136 | 289 |  | 05/25/2023 | 52430 | 10509500 | 05/25/2023
American Standard, Inc. | AMERICAN STANDARD | S8B1B040M2PT*** | Federally-Regulated Consumer Product | Non-Weatherized, Non-Condensin | 959 | 224 |  | 05/25/2023 | 40074 | 202865518 | 05/25/2023
American Standard, Inc. | AMERICAN STANDARD | S8V2C100M5PC*** | Federally-Regulated Consumer Product | Non-Weatherized, Non-Condensin | 2317 | 283 |  | 05/25/2023 | 65323 | 210532646 | 05/25/2023
American Standard, Inc. | AMERICAN STANDARD | S8X2B060M4PS*** | Federally-Regulated Consumer Product | Non-Weatherized, Non-Condensin | 1756 | 259 |  | 05/25/2023 | 39182 | 202408100 | 05/25/2023
American Standard, Inc. | AMERICAN STANDARD | S8V2B080M4PC*** | Federally-Regulated Consumer Product | Non-Weatherized, Non-Condensin | 1957 | 268 |  | 05/25/2023 | 51892 | 210532644 | 05/25/2023
American Standard, Inc. | AMERICAN STANDARD | 4DCZ5036E1070** | Federally-Regulated Consumer Product | Weatherized Non-Condensing Gas | 1504 | 265 |  | 05/25/2023 | 55291 | 210606808 | 05/25/2023
American Standard, Inc. | AMERICAN STANDARD | 4YCY5048A1115** | Federally-Regulated Consumer Product | Weatherized Non-Condensing Gas | 1867 | 281 |  | 05/25/2023 | 91535 | 9100607 | 05/25/2023
American Standard, Inc. | AMERICAN STANDARD | S8X1B040M2PS*** | Federally-Regulated Consumer Product | Non-Weatherized, Non-Condensin | 959 | 224 |  | 05/25/2023 | 40074 | 202408091 | 05/25/2023
Rheem Sales Company, Inc. | Thermal Zone | RGEAZR036AJT06XNA | Federally-Regulated Consumer Product | Weatherized Non-Condensing Gas | 1259 | 254 |  | 05/25/2023 | 58986 | 208698831 | 05/25/2023
Rheem Sales Company, Inc. | Thermal Zone | TZ80DDV100C50XB | Federally-Regulated Consumer Product | Non-Weatherized, Non-Condensin | 2291 | 283 |  | 05/25/2023 | 70210 | 8087226 | 05/25/2023
Rheem Sales Company, Inc. | Thermal Zone | TZ96M42V070C5SA | Federally-Regulated Consumer Product | Non-Weatherized, Condensing Ga | 1923 | 280 |  | 05/25/2023 | 49235 | 208430246 | 05/25/2023
Rheem Sales Company, Inc. | Thermal Zone | TZ80UH1T070B3UA | Federally-Regulated Consumer Product | Non-Weatherized, Non-Condensin | 1189 | 234 |  | 05/25/2023 | 70542 | 208486687 | 05/25/2023
Rheem Sales Company, Inc. | Thermal Zone | RGEAZR036AJT08UNA | Federally-Regulated Consumer Product | Weatherized Non-Condensing Gas | 1382 | 260 |  | 05/25/2023 | 80891 | 208698832 | 05/25/2023
Rheem Sales Company, Inc. | Thermal Zone | TZ80DZ2V125D5SABAP | Federally-Regulated Consumer Product | Non-Weatherized, Non-Condensin | 2179 | 278 |  | 05/25/2023 | 86625 | 211873438 | 05/25/2023
Rheem Sales Company, Inc. | Thermal Zone | TZ80UH2V100C5SA | Federally-Regulated Consumer Product | Non-Weatherized, Non-Condensin | 1905 | 266 |  | 05/25/2023 | 70000 | 208430235 | 05/25/2023
Rheem Sales Company, Inc. | Thermal Zone | RGEAZR036AJT061NA | Federally-Regulated Consumer Product | Weatherized Non-Condensing Gas | 1259 | 254 |  | 05/25/2023 | 58986 | 208698809 | 05/25/2023
Rheem Sales Company, Inc. | Thermal Zone | TZ80MDX150D50XA | Federally-Regulated Consumer Product | Non-Weatherized, Non-Condensin | 2092 | 274 |  | 05/25/2023 | 104565 | 204100512 | 05/25/2023
Rheem Sales Company, Inc. | Thermal Zone | TZ95M41V070C5S | Federally-Regulated Consumer Product | Non-Weatherized, Condensing Ga | 1835 | 248 |  | 05/25/2023 | 69808 | 208676730 | 05/25/2023
Rheem Sales Company, Inc. | Thermal Zone | TZ95M41T070C5S | Federally-Regulated Consumer Product | Non-Weatherized, Condensing Ga | 1983 | 282 |  | 05/25/2023 | 70360 | 208676716 | 05/25/2023
Rheem Sales Company, Inc. | Thermal Zone | RGEAZR048AJT081NA | Federally-Regulated Consumer Product | Weatherized Non-Condensing Gas | 1847 | 280 |  | 05/25/2023 | 80515 | 208698814 | 05/25/2023
Rheem Sales Company, Inc. | Thermal Zone | TZ80MSV070B40UA | Federally-Regulated Consumer Product | Non-Weatherized, Non-Condensin | 1550 | 250 |  | 05/25/2023 | 70502 | 205354994 | 05/25/2023
Rheem Sales Company, Inc. | Thermal Zone | TZ80UH2V125D5NA | Federally-Regulated Consumer Product | Non-Weatherized, Non-Condensin | 2073 | 273 |  | 05/25/2023 | 87500 | 208430242 | 05/25/2023
Rheem Sales Company, Inc. | Thermal Zone | RGEAZR024AJT04XNA | Federally-Regulated Consumer Product | Weatherized Non-Condensing Gas | 1205 | 252 |  | 05/25/2023 | 40798 | 208698820 | 05/25/2023
Rheem Sales Company, Inc. | Thermal Zone | TZ95M41V060B3S | Federally-Regulated Consumer Product | Non-Weatherized, Condensing Ga | 1356 | 249 |  | 05/25/2023 | 56054 | 208676728 | 05/25/2023
Rheem Sales Company, Inc. | Thermal Zone | RGEAZR024AJT081NA | Federally-Regulated Consumer Product | Weatherized Non-Condensing Gas | 1202 | 252 |  | 05/25/2023 | 79659 | 208698804 | 05/25/2023
Rheem Sales Company, Inc. | Thermal Zone | TZ80UH2V100C5SABAP | Federally-Regulated Consumer Product | Non-Weatherized, Non-Condensin | 1905 | 266 |  | 05/25/2023 | 70000 | 210728270 | 05/25/2023
Rheem Sales Company, Inc. | Thermal Zone | RGEA14048AJT10UAA | Federally-Regulated Consumer Product | Weatherized Non-Condensing Gas | 1832 | 280 |  | 05/25/2023 | 100370 | 205965602 | 05/25/2023
Rheem Sales Company, Inc. | Thermal Zone | TZ80UH1T070B4UA | Federally-Regulated Consumer Product | Non-Weatherized, Non-Condensin | 1823 | 262 |  | 05/25/2023 | 70109 | 208486688 | 05/25/2023
Rheem Sales Company, Inc. | Thermal Zone | RGEAZR024AJT061NA | Federally-Regulated Consumer Product | Weatherized Non-Condensing Gas | 1270 | 255 |  | 05/25/2023 | 61123 | 208698803 | 05/25/2023
Rheem Sales Company, Inc. | Thermal Zone | RGEAZS036AJV082CA | Federally-Regulated Consumer Product | Weatherized Non-Condensing Gas | 1662 | 272 |  | 05/25/2023 | 60830 | 212406420 | 05/25/2023
Rheem Sales Company, Inc. | Thermal Zone | TZ80MSX050B40UA | Federally-Regulated Consumer Product | Non-Weatherized, Non-Condensin | 1502 | 248 |  | 05/25/2023 | 50342 | 204515052 | 05/25/2023
Rheem Sales Company, Inc. | Thermal Zone | TZ96MDV070B30A | Federally-Regulated Consumer Product | Non-Weatherized, Condensing Ga | 1290 | 252 |  | 05/25/2023 | 48940 | 7502137 | 05/25/2023
Rheem Sales Company, Inc. | Thermal Zone | RGEAZS036ACV102CA | Federally-Regulated Consumer Product | Weatherized Non-Condensing Gas | 1707 | 268 |  | 05/25/2023 | 75935 | 212406416 | 05/25/2023
Rheem Sales Company, Inc. | Thermal Zone | RGEAZS036ACV082CA | Federally-Regulated Consumer Product | Weatherized Non-Condensing Gas | 1662 | 272 |  | 05/25/2023 | 60830 | 212406414 | 05/25/2023
Rheem Sales Company, Inc. | Thermal Zone | TZ95M41V085C5S | Federally-Regulated Consumer Product | Non-Weatherized, Condensing Ga | 1851 | 246 |  | 05/25/2023 | 84247 | 208676731 | 05/25/2023
Rheem Sales Company, Inc. | Thermal Zone | RGEAZS036AJV062CA | Federally-Regulated Consumer Product | Weatherized Non-Condensing Gas | 1702 | 248 |  | 05/25/2023 | 46772 | 212406418 | 05/25/2023
Rheem Sales Company, Inc. | Thermal Zone | TZ80UH1T100C4UA | Federally-Regulated Consumer Product | Non-Weatherized, Non-Condensin | 1861 | 264 |  | 05/25/2023 | 98348 | 208486689 | 05/25/2023
Rheem Sales Company, Inc. | Thermal Zone | TZ80MDV050B30SA | Federally-Regulated Consumer Product | Non-Weatherized, Non-Condensin | 1318 | 240 |  | 05/25/2023 | 35484 | 7979940 | 05/25/2023
Rheem Sales Company, Inc. | Thermal Zone | TZ80MDV100C50XA | Federally-Regulated Consumer Product | Non-Weatherized, Non-Condensin | 1905 | 266 |  | 05/25/2023 | 70000 | 7979986 | 05/25/2023
Rheem Sales Company, Inc. | Thermal Zone | TZ80MDX100B40XA | Federally-Regulated Consumer Product | Non-Weatherized, Non-Condensin | 1730 | 258 |  | 05/25/2023 | 70020 | 204100509 | 05/25/2023
Rheem Sales Company, Inc. | Thermal Zone | TZ80MDX050A30XA | Federally-Regulated Consumer Product | Non-Weatherized, Non-Condensin | 1260 | 237 |  | 05/25/2023 | 35654 | 204100506 | 05/25/2023
Rheem Sales Company, Inc. | Thermal Zone | RGEAZR060AJT08XNA | Federally-Regulated Consumer Product | Weatherized Non-Condensing Gas | 2041 | 289 |  | 05/25/2023 | 79422 | 208698844 | 05/25/2023
Rheem Sales Company, Inc. | Thermal Zone | TZ80UH2V150D5SABAP | Federally-Regulated Consumer Product | Non-Weatherized, Non-Condensin | 2092 | 274 |  | 05/25/2023 | 104565 | 210728272 | 05/25/2023
Rheem Sales Company, Inc. | Thermal Zone | TZ80DSC100C50SA | Federally-Regulated Consumer Product | Non-Weatherized, Non-Condensin | 1895 | 265 |  | 05/25/2023 | 100302 | 203327221 | 05/25/2023
Rheem Sales Company, Inc. | Thermal Zone | TZ92M41T060B3S | Federally-Regulated Consumer Product | Non-Weatherized, Condensing Ga | 1156 | 246 |  | 05/25/2023 | 55624 | 208676707 | 05/25/2023
Rheem Sales Company, Inc. | Thermal Zone | RGEAZS036ACV062CA | Federally-Regulated Consumer Product | Weatherized Non-Condensing Gas | 1702 | 248 |  | 05/25/2023 | 46772 | 212406412 | 05/25/2023
Rheem Sales Company, Inc. | Thermal Zone | RGEAZR036AJT06UNA | Federally-Regulated Consumer Product | Weatherized Non-Condensing Gas | 1434 | 262 |  | 05/25/2023 | 60723 | 208698830 | 05/25/2023
Rheem Sales Company, Inc. | Thermal Zone | TZ80MDX075B40XA | Federally-Regulated Consumer Product | Non-Weatherized, Non-Condensin | 1884 | 265 |  | 05/25/2023 | 52545 | 204100508 | 05/25/2023
Rheem Sales Company, Inc. | Thermal Zone | RGEAZS036AJV06TCA | Federally-Regulated Consumer Product | Weatherized Non-Condensing Gas | 1702 | 248 |  | 05/25/2023 | 46772 | 212406419 | 05/25/2023
Rheem Sales Company, Inc. | Thermal Zone | RGEAZR042AJT10XNA | Federally-Regulated Consumer Product | Weatherized Non-Condensing Gas | 1774 | 277 |  | 05/25/2023 | 100987 | 208698838 | 05/25/2023
Rheem Sales Company, Inc. | Thermal Zone | TZ92M41T040B3S | Federally-Regulated Consumer Product | Non-Weatherized, Condensing Ga | 1107 | 244 |  | 05/25/2023 | 41877 | 208676706 | 05/25/2023
Rheem Sales Company, Inc. | Thermal Zone | RGEAZR024AJT041NA | Federally-Regulated Consumer Product | Weatherized Non-Condensing Gas | 1205 | 252 |  | 05/25/2023 | 40798 | 208698802 | 05/25/2023
Rheem Sales Company, Inc. | Thermal Zone | TZ80UH1V050B4SABAP | Federally-Regulated Consumer Product | Non-Weatherized, Non-Condensin | 1682 | 256 |  | 05/25/2023 | 50501 | 211873422 | 05/25/2023
Rheem Sales Company, Inc. | Thermal Zone | TZ80UH1T100C5UA | Federally-Regulated Consumer Product | Non-Weatherized, Non-Condensin | 2096 | 274 |  | 05/25/2023 | 100583 | 208486690 | 05/25/2023
Rheem Sales Company, Inc. | Thermal Zone | RGEA14036AJT08UAA | Federally-Regulated Consumer Product | Weatherized Non-Condensing Gas | 1382 | 260 |  | 05/25/2023 | 80891 | 205965600 | 05/25/2023
Rheem Sales Company, Inc. | Thermal Zone | RGEAZR030AJT04UNA | Federally-Regulated Consumer Product | Weatherized Non-Condensing Gas | 1189 | 251 |  | 05/25/2023 | 39887 | 208698824 | 05/25/2023
Rheem Sales Company, Inc. | Thermal Zone | RGEAZR042AJT081NA | Federally-Regulated Consumer Product | Weatherized Non-Condensing Gas | 1820 | 279 |  | 05/25/2023 | 81578 | 208698812 | 05/25/2023
Rheem Sales Company, Inc. | Thermal Zone | TZ80MDX125D50XA | Federally-Regulated Consumer Product | Non-Weatherized, Non-Condensin | 1899 | 266 |  | 05/25/2023 | 87546 | 204100511 | 05/25/2023
Rheem Sales Company, Inc. | Thermal Zone | TZ95M41T060B3S | Federally-Regulated Consumer Product | Non-Weatherized, Condensing Ga | 1156 | 246 |  | 05/25/2023 | 55624 | 208676714 | 05/25/2023
Rheem Sales Company, Inc. | Thermal Zone | TZ80MSV050B40UA | Federally-Regulated Consumer Product | Non-Weatherized, Non-Condensin | 1298 | 234 |  | 05/25/2023 | 50335 | 205354993 | 05/25/2023
Rheem Sales Company, Inc. | Thermal Zone | TZ80DSC125D50XA | Federally-Regulated Consumer Product | Non-Weatherized, Non-Condensin | 1835 | 263 |  | 05/25/2023 | 124289 | 203327224 | 05/25/2023
Rheem Sales Company, Inc. | Thermal Zone | TZ80UH2V150D5SA | Federally-Regulated Consumer Product | Non-Weatherized, Non-Condensin | 2092 | 274 |  | 05/25/2023 | 104565 | 208430250 | 05/25/2023
Rheem Sales Company, Inc. | Thermal Zone | TZ80MSX070B40UA | Federally-Regulated Consumer Product | Non-Weatherized, Non-Condensin | 1823 | 262 |  | 05/25/2023 | 70109 | 204515053 | 05/25/2023
Rheem Sales Company, Inc. | Thermal Zone | TZ80UH1V075B4NABAP | Federally-Regulated Consumer Product | Non-Weatherized, Non-Condensin | 1830 | 223 |  | 05/25/2023 | 75693 | 210802825 | 05/25/2023
Rheem Sales Company, Inc. | Thermal Zone | TZ80UH1V100C5NABAP | Federally-Regulated Consumer Product | Non-Weatherized, Non-Condensin | 2027 | 188 |  | 05/25/2023 | 100725 | 210802827 | 05/25/2023
Rheem Sales Company, Inc. | Thermal Zone | TZ80DSC050A30XA | Federally-Regulated Consumer Product | Non-Weatherized, Non-Condensin | 1223 | 236 |  | 05/25/2023 | 51119 | 205001036 | 05/25/2023
Rheem Sales Company, Inc. | Thermal Zone | TZ80DDV125D50SB | Federally-Regulated Consumer Product | Non-Weatherized, Non-Condensin | 2322 | 284 |  | 05/25/2023 | 87684 | 8087231 | 05/25/2023
Rheem Sales Company, Inc. | Thermal Zone | RGEAZR048AJT10XNA | Federally-Regulated Consumer Product | Weatherized Non-Condensing Gas | 2001 | 287 |  | 05/25/2023 | 101705 | 208698842 | 05/25/2023
Rheem Sales Company, Inc. | Thermal Zone | RGEAZR030AJT04XNA | Federally-Regulated Consumer Product | Weatherized Non-Condensing Gas | 1342 | 258 |  | 05/25/2023 | 39842 | 208698825 | 05/25/2023
Rheem Sales Company, Inc. | Thermal Zone | TZ80MSV100C50UA | Federally-Regulated Consumer Product | Non-Weatherized, Non-Condensin | 2054 | 272 |  | 05/25/2023 | 98467 | 205354995 | 05/25/2023
Rheem Sales Company, Inc. | Thermal Zone | TZ80UH2V075C5NA | Federally-Regulated Consumer Product | Non-Weatherized, Non-Condensin | 1718 | 258 |  | 05/25/2023 | 52500 | 208430239 | 05/25/2023
Rheem Sales Company, Inc. | Thermal Zone | TZ80MDX075B30XA | Federally-Regulated Consumer Product | Non-Weatherized, Non-Condensin | 1539 | 250 |  | 05/25/2023 | 52505 | 204100507 | 05/25/2023
Rheem Sales Company, Inc. | Thermal Zone | TZ80MDX075B40SA | Federally-Regulated Consumer Product | Non-Weatherized, Non-Condensin | 1884 | 265 |  | 05/25/2023 | 52545 | 204007897 | 05/25/2023
Rheem Sales Company, Inc. | Thermal Zone | RGEAZS036ACV06TCA | Federally-Regulated Consumer Product | Weatherized Non-Condensing Gas | 1702 | 248 |  | 05/25/2023 | 46772 | 212406413 | 05/25/2023
Rheem Sales Company, Inc. | Thermal Zone | TZ96M42V100C5SA | Federally-Regulated Consumer Product | Non-Weatherized, Condensing Ga | 1858 | 277 |  | 05/25/2023 | 68679 | 208430248 | 05/25/2023
Rheem Sales Company, Inc. | Thermal Zone | TZ92M41V085C5S | Federally-Regulated Consumer Product | Non-Weatherized, Condensing Ga | 1851 | 246 |  | 05/25/2023 | 84247 | 208676724 | 05/25/2023
Rheem Sales Company, Inc. | Thermal Zone | TZ80MSX075C40SA | Federally-Regulated Consumer Product | Non-Weatherized, Non-Condensin | 1634 | 254 |  | 05/25/2023 | 75736 | 8087158 | 05/25/2023
Rheem Sales Company, Inc. | Thermal Zone | TZ80MDV125D50SA | Federally-Regulated Consumer Product | Non-Weatherized, Non-Condensin | 2073 | 273 |  | 05/25/2023 | 87500 | 7979992 | 05/25/2023
Rheem Sales Company, Inc. | Thermal Zone | RGEAZR060AJT10XNA | Federally-Regulated Consumer Product | Weatherized Non-Condensing Gas | 2131 | 293 |  | 05/25/2023 | 101980 | 208698846 | 05/25/2023
Rheem Sales Company, Inc. | Thermal Zone | TZ80MSX075C40XA | Federally-Regulated Consumer Product | Non-Weatherized, Non-Condensin | 1634 | 254 |  | 05/25/2023 | 75736 | 8087162 | 05/25/2023
Rheem Sales Company, Inc. | Thermal Zone | TZ92M41V060B3S | Federally-Regulated Consumer Product | Non-Weatherized, Condensing Ga | 1356 | 249 |  | 05/25/2023 | 56054 | 208676721 | 05/25/2023
Rheem Sales Company, Inc. | Thermal Zone | RGEAZR042AJT08XNA | Federally-Regulated Consumer Product | Weatherized Non-Condensing Gas | 1820 | 279 |  | 05/25/2023 | 81578 | 208698837 | 05/25/2023
Rheem Sales Company, Inc. | Thermal Zone | TZ80MDV100C50SA | Federally-Regulated Consumer Product | Non-Weatherized, Non-Condensin | 1905 | 266 |  | 05/25/2023 | 70000 | 7979980 | 05/25/2023
Rheem Sales Company, Inc. | Thermal Zone | TZ80UH1V125D5S | Federally-Regulated Consumer Product | Non-Weatherized, Non-Condensin | 2027 | 188 |  | 05/25/2023 | 100725 | 208676738 | 05/25/2023
Rheem Sales Company, Inc. | Thermal Zone | TZ92M41V115D5S | Federally-Regulated Consumer Product | Non-Weatherized, Condensing Ga | 2137 | 231 |  | 05/25/2023 | 111605 | 208676726 | 05/25/2023
Rheem Sales Company, Inc. | Thermal Zone | TZ80DZ2V075B4SABAP | Federally-Regulated Consumer Product | Non-Weatherized, Non-Condensin | 1628 | 254 |  | 05/25/2023 | 52707 | 211873432 | 05/25/2023
Rheem Sales Company, Inc. | Thermal Zone | TZ95M41V100C5S | Federally-Regulated Consumer Product | Non-Weatherized, Condensing Ga | 2153 | 271 |  | 05/25/2023 | 98911 | 208676732 | 05/25/2023
Rheem Sales Company, Inc. | Thermal Zone | TZ92M41T085C5S | Federally-Regulated Consumer Product | Non-Weatherized, Condensing Ga | 1929 | 280 |  | 05/25/2023 | 84515 | 208676710 | 05/25/2023
Rheem Sales Company, Inc. | Thermal Zone | RGEAZR024AJT06UNA | Federally-Regulated Consumer Product | Weatherized Non-Condensing Gas | 1236 | 253 |  | 05/25/2023 | 61566 | 208698821 | 05/25/2023
Rheem Sales Company, Inc. | Thermal Zone | TZ80UH1V125D5NABAP | Federally-Regulated Consumer Product | Non-Weatherized, Non-Condensin | 2076 | 258 |  | 05/25/2023 | 124802 | 210802828 | 05/25/2023
Rheem Sales Company, Inc. | Thermal Zone | TZ80MSX100C50XA | Federally-Regulated Consumer Product | Non-Weatherized, Non-Condensin | 1812 | 262 |  | 05/25/2023 | 99863 | 7490401 | 05/25/2023
Rheem Sales Company, Inc. | Thermal Zone | TZ80UH1V075B4S | Federally-Regulated Consumer Product | Non-Weatherized, Non-Condensin | 1830 | 223 |  | 05/25/2023 | 75693 | 208676735 | 05/25/2023
Rheem Sales Company, Inc. | Thermal Zone | TZ96M42V070B3SA | Federally-Regulated Consumer Product | Non-Weatherized, Condensing Ga | 1290 | 252 |  | 05/25/2023 | 48940 | 208430245 | 05/25/2023
Rheem Sales Company, Inc. | Thermal Zone | TZ80MDX100C50SA | Federally-Regulated Consumer Product | Non-Weatherized, Non-Condensin | 1952 | 268 |  | 05/25/2023 | 70078 | 204007899 | 05/25/2023
Rheem Sales Company, Inc. | Thermal Zone | TZ95MSX085C50C | Federally-Regulated Consumer Product | Non-Weatherized, Condensing Ga | 1929 | 280 |  | 05/25/2023 | 84515 | 8934620 | 05/25/2023
Rheem Sales Company, Inc. | Thermal Zone | TZ95MSX060B30C | Federally-Regulated Consumer Product | Non-Weatherized, Condensing Ga | 1156 | 246 |  | 05/25/2023 | 55624 | 8934612 | 05/25/2023
Rheem Sales Company, Inc. | Thermal Zone | RGEAZR030AJT041NA | Federally-Regulated Consumer Product | Weatherized Non-Condensing Gas | 1342 | 258 |  | 05/25/2023 | 39842 | 208698805 | 05/25/2023
Rheem Sales Company, Inc. | Thermal Zone | TZ80DZ1T075B3NA | Federally-Regulated Consumer Product | Non-Weatherized, Non-Condensin | 1253 | 237 |  | 05/25/2023 | 74903 | 208430227 | 05/25/2023
Rheem Sales Company, Inc. | Thermal Zone | TZ95M41V070B3S | Federally-Regulated Consumer Product | Non-Weatherized, Condensing Ga | 1166 | 246 |  | 05/25/2023 | 70001 | 208676729 | 05/25/2023
Rheem Sales Company, Inc. | Thermal Zone | TZ96MDX070C50A | Federally-Regulated Consumer Product | Non-Weatherized, Condensing Ga | 1854 | 277 |  | 05/25/2023 | 49250 | 203261731 | 05/25/2023
Rheem Sales Company, Inc. | Thermal Zone | TZ80UH2V150D5NA | Federally-Regulated Consumer Product | Non-Weatherized, Non-Condensin | 2092 | 274 |  | 05/25/2023 | 104565 | 208430251 | 05/25/2023
Rheem Sales Company, Inc. | Thermal Zone | TZ80DDV075B30SB | Federally-Regulated Consumer Product | Non-Weatherized, Non-Condensin | 1324 | 240 |  | 05/25/2023 | 52495 | 8087199 | 05/25/2023
Rheem Sales Company, Inc. | Thermal Zone | TZ80DDV125D50XB | Federally-Regulated Consumer Product | Non-Weatherized, Non-Condensin | 2322 | 284 |  | 05/25/2023 | 87684 | 8087236 | 05/25/2023
Rheem Sales Company, Inc. | Thermal Zone | RGEAZR036AJT081NA | Federally-Regulated Consumer Product | Weatherized Non-Condensing Gas | 1387 | 260 |  | 05/25/2023 | 80632 | 208698810 | 05/25/2023
Rheem Sales Company, Inc. | Thermal Zone | TZ80UH1V050B4NABAP | Federally-Regulated Consumer Product | Non-Weatherized, Non-Condensin | 1682 | 256 |  | 05/25/2023 | 50501 | 211873421 | 05/25/2023
Rheem Sales Company, Inc. | Thermal Zone | TZ80UH1V100C5S | Federally-Regulated Consumer Product | Non-Weatherized, Non-Condensin | 2027 | 188 |  | 05/25/2023 | 100725 | 208676737 | 05/25/2023
Rheem Sales Company, Inc. | Thermal Zone | RGEAZR048AJT08XNA | Federally-Regulated Consumer Product | Weatherized Non-Condensing Gas | 1847 | 280 |  | 05/25/2023 | 80515 | 208698840 | 05/25/2023
Rheem Sales Company, Inc. | Thermal Zone | TZ80DDV075C40SB | Federally-Regulated Consumer Product | Non-Weatherized, Non-Condensin | 2017 | 271 |  | 05/25/2023 | 52471 | 8087211 | 05/25/2023
Nordyne, LLC | Nutone | KG7TA-120C-V35CP | Federally-Regulated Consumer Product | Non-Weatherized, Non-Condensin | 2383 | 287 |  | 10/20/2022 | 76546 | 207456086 | 05/25/2023
Nordyne, LLC | Nutone | FG7SK-090C-T24BP | Federally-Regulated Consumer Product | Non-Weatherized, Non-Condensin | 1564 | 251 |  | 10/20/2022 | 90265 | 207456001 | 05/25/2023
Nordyne, LLC | Nutone | FG7SK-054C-T23AP | Federally-Regulated Consumer Product | Non-Weatherized, Non-Condensin | 1338 | 241 |  | 10/20/2022 | 52857 | 207455972 | 05/25/2023
Nordyne, LLC | Nutone | FG7TE-035D-E23AP | Federally-Regulated Consumer Product | Non-Weatherized, Condensing Ga | 1240 | 250 |  | 10/20/2022 | 22621 | 207456345 | 05/25/2023
Nordyne, LLC | Nutone | FG7TA-120C-V35C1 | Federally-Regulated Consumer Product | Non-Weatherized, Non-Condensin | 2383 | 287 |  | 02/09/2022 | 76546 | 205962949 | 05/25/2023
Nordyne, LLC | Nutone | KG7TC-120*-E45DP | Federally-Regulated Consumer Product | Non-Weatherized, Condensing Ga | 2160 | 290 |  | 10/20/2022 | 77603 | 207456218 | 05/25/2023
Nordyne, LLC | Nutone | KG7TA-060C-E23AP | Federally-Regulated Consumer Product | Non-Weatherized, Non-Condensin | 1266 | 238 |  | 10/20/2022 | 39577 | 207456100 | 05/25/2023
Nordyne, LLC | Nutone | FG7SA-090C-T35CP | Federally-Regulated Consumer Product | Non-Weatherized, Non-Condensin | 1992 | 270 |  | 10/20/2022 | 85266 | 207455994 | 05/25/2023
Nordyne, LLC | Nutone | FG7TA-120C-V35CP | Federally-Regulated Consumer Product | Non-Weatherized, Non-Condensin | 2383 | 287 |  | 10/20/2022 | 76546 | 207456083 | 05/25/2023
Nordyne, LLC | Nutone | KG7SA-108C-T35CP | Federally-Regulated Consumer Product | Non-Weatherized, Non-Condensin | 2230 | 238 |  | 10/20/2022 | 108250 | 207455981 | 05/25/2023
Nordyne, LLC | Nutone | FG7TN-060D-V24BP | Federally-Regulated Consumer Product | Non-Weatherized, Condensing Ga | 1405 | 257 |  | 10/20/2022 | 38964 | 207456199 | 05/25/2023
Nordyne, LLC | Nutone | FG7SA-108C-T35CP | Federally-Regulated Consumer Product | Non-Weatherized, Non-Condensin | 2230 | 238 |  | 10/20/2022 | 108250 | 207455978 | 05/25/2023
Nordyne, LLC | Nutone | KG7SC-108*-T45D* | Federally-Regulated Consumer Product | Non-Weatherized, Condensing Ga | 1956 | 281 |  | 10/20/2022 | 107378 | 205234655 | 05/25/2023
Nordyne, LLC | Nutone | KG7SK-108C-T35CP | Federally-Regulated Consumer Product | Non-Weatherized, Non-Condensin | 2216 | 280 |  | 10/20/2022 | 109081 | 207456042 | 05/25/2023
Nordyne, LLC | Nutone | FG7TA-060C-V23AP | Federally-Regulated Consumer Product | Non-Weatherized, Non-Condensin | 1266 | 238 |  | 10/20/2022 | 39577 | 207456103 | 05/25/2023
Nordyne, LLC | Nutone | KG7SK-054C-T23AP | Federally-Regulated Consumer Product | Non-Weatherized, Non-Condensin | 1338 | 241 |  | 10/20/2022 | 52857 | 207455975 | 05/25/2023
Nordyne, LLC | Nutone | FG7SA-072C-T35CP | Federally-Regulated Consumer Product | Non-Weatherized, Non-Condensin | 1719 | 257 |  | 10/20/2022 | 73962 | 207456048 | 05/25/2023
Nordyne, LLC | Nutone | FG7SA-054C-T23AP | Federally-Regulated Consumer Product | Non-Weatherized, Non-Condensin | 1278 | 238 |  | 10/20/2022 | 52950 | 207455953 | 05/25/2023
Nordyne, LLC | Nutone | KG7TN-080D-E35CP | Federally-Regulated Consumer Product | Non-Weatherized, Condensing Ga | 1718 | 271 |  | 10/20/2022 | 52461 | 207456151 | 05/25/2023
Nordyne, LLC | Nutone | FG7TC-060*-V24BP | Federally-Regulated Consumer Product | Non-Weatherized, Condensing Ga | 1339 | 254 |  | 10/20/2022 | 38422 | 207456223 | 05/25/2023
Nordyne, LLC | Nutone | FG8SD-070U-T24B* | Federally-Regulated Consumer Product | Non-Weatherized, Condensing Ga | 1626 | 267 |  | 10/20/2022 | 68900 | 207139306 | 05/25/2023
Nordyne, LLC | Nutone | FG7TA-060C-V23A1 | Federally-Regulated Consumer Product | Non-Weatherized, Non-Condensin | 1266 | 238 |  | 02/09/2022 | 39577 | 207071432 | 05/25/2023
Nordyne, LLC | Nutone | FG7TE-100D-V35CP | Federally-Regulated Consumer Product | Non-Weatherized, Condensing Ga | 1819 | 275 |  | 10/20/2022 | 65338 | 207456304 | 05/25/2023
Nordyne, LLC | Nutone | KG7SK-090C-T24BP | Federally-Regulated Consumer Product | Non-Weatherized, Non-Condensin | 1564 | 251 |  | 10/20/2022 | 90265 | 207456004 | 05/25/2023
Nordyne, LLC | Nutone | DF6SF-X36K100CB | Federally-Regulated Consumer Product | Weatherized Non-Condensing Gas | 1575 | 268 |  | 10/20/2022 | 65500 | 201710123 | 05/25/2023
Nordyne, LLC | Nutone | FG7TC-100*-V35CP | Federally-Regulated Consumer Product | Non-Weatherized, Condensing Ga | 1826 | 275 |  | 10/20/2022 | 64473 | 207456233 | 05/25/2023
Nordyne, LLC | Nutone | FG7SA-108C-T35C1 | Federally-Regulated Consumer Product | Non-Weatherized, Non-Condensin | 2230 | 238 |  | 02/09/2022 | 108250 | 205000501 | 05/25/2023
Nordyne, LLC | Nutone | KG7SA-126C-T45D* | Federally-Regulated Consumer Product | Non-Weatherized, Non-Condensin | 2213 | 279 |  | 10/20/2022 | 120195 | 205147094 | 05/25/2023
Nordyne, LLC | Nutone | KG7TA-120C-V35C1 | Federally-Regulated Consumer Product | Non-Weatherized, Non-Condensin | 2383 | 287 |  | 02/09/2022 | 76546 | 205962952 | 05/25/2023
Nordyne, LLC | Nutone | KG7SA-072C-T24BP | Federally-Regulated Consumer Product | Non-Weatherized, Non-Condensin | 1457 | 246 |  | 10/20/2022 | 69586 | 207456018 | 05/25/2023
Nordyne, LLC | Nutone | KG7SC-072D-T24BP | Federally-Regulated Consumer Product | Non-Weatherized, Condensing Ga | 1603 | 266 |  | 10/20/2022 | 71640 | 207455963 | 05/25/2023
Nordyne, LLC | Nutone | KG7TC-080D-E35CP | Federally-Regulated Consumer Product | Non-Weatherized, Condensing Ga | 1686 | 269 |  | 10/20/2022 | 51925 | 207456120 | 05/25/2023
Nordyne, LLC | Nutone | KG7TC-080*-E35CP | Federally-Regulated Consumer Product | Non-Weatherized, Condensing Ga | 1686 | 269 |  | 10/20/2022 | 51925 | 207456209 | 05/25/2023
Nordyne, LLC | Nutone | KG7SA-054C-T23A1 | Federally-Regulated Consumer Product | Non-Weatherized, Non-Condensin | 1278 | 238 |  | 02/09/2022 | 52950 | 204834981 | 05/25/2023
Nordyne, LLC | Nutone | FG7TC-060D-V24BP | Federally-Regulated Consumer Product | Non-Weatherized, Condensing Ga | 1339 | 254 |  | 10/20/2022 | 38422 | 207456115 | 05/25/2023
Nordyne, LLC | Nutone | FG7SA-126C-T45D* | Federally-Regulated Consumer Product | Non-Weatherized, Non-Condensin | 2213 | 279 |  | 10/20/2022 | 120195 | 205147091 | 05/25/2023
Nordyne, LLC | Nutone | KG7SA-072C-T35C1 | Federally-Regulated Consumer Product | Non-Weatherized, Non-Condensin | 1719 | 257 |  | 02/09/2022 | 73962 | 205751676 | 05/25/2023
Nordyne, LLC | Nutone | KG7SC-120*-T45D* | Federally-Regulated Consumer Product | Non-Weatherized, Condensing Ga | 2047 | 272 |  | 10/20/2022 | 120160 | 205147073 | 05/25/2023
Nordyne, LLC | Nutone | FG7TC-120D-E45DP | Federally-Regulated Consumer Product | Non-Weatherized, Condensing Ga | 2160 | 290 |  | 10/20/2022 | 77603 | 207769470 | 05/25/2023
Nordyne, LLC | Nutone | FG7SA-045C-T23AP | Federally-Regulated Consumer Product | Non-Weatherized, Non-Condensin | 1249 | 235 |  | 10/20/2022 | 45676 | 207456062 | 05/25/2023
Nordyne, LLC | Nutone | FG7TN-080D-V35CP | Federally-Regulated Consumer Product | Non-Weatherized, Condensing Ga | 1785 | 274 |  | 10/20/2022 | 52907 | 207456158 | 05/25/2023
Nordyne, LLC | Nutone | FG7TE-115D-V45DP | Federally-Regulated Consumer Product | Non-Weatherized, Condensing Ga | 1999 | 283 |  | 10/20/2022 | 74875 | 207456327 | 05/25/2023
Nordyne, LLC | Nutone | FG7SA-072C-T35C1 | Federally-Regulated Consumer Product | Non-Weatherized, Non-Condensin | 1719 | 257 |  | 02/09/2022 | 73962 | 205751673 | 05/25/2023
Nordyne, LLC | Nutone | FG7SK-072C-T24BP | Federally-Regulated Consumer Product | Non-Weatherized, Non-Condensin | 1723 | 258 |  | 10/20/2022 | 73937 | 207456055 | 05/25/2023
Nordyne, LLC | Nutone | FG7SA-090C-T24BP | Federally-Regulated Consumer Product | Non-Weatherized, Non-Condensin | 1544 | 250 |  | 10/20/2022 | 89091 | 207455946 | 05/25/2023
Nordyne, LLC | Nutone | FG7TN-115D-V45CP | Federally-Regulated Consumer Product | Non-Weatherized, Condensing Ga | 1798 | 274 |  | 10/20/2022 | 74070 | 207456174 | 05/25/2023
Nordyne, LLC | Nutone | FG7TE-080D-V35CP | Federally-Regulated Consumer Product | Non-Weatherized, Condensing Ga | 1829 | 275 |  | 10/20/2022 | 52182 | 207456181 | 05/25/2023
Nordyne, LLC | Nutone | FG7SC-108*-T45D* | Federally-Regulated Consumer Product | Non-Weatherized, Condensing Ga | 1956 | 281 |  | 10/20/2022 | 107378 | 205234652 | 05/25/2023
Nordyne, LLC | Nutone | KG7SA-090C-T35CP | Federally-Regulated Consumer Product | Non-Weatherized, Non-Condensin | 1992 | 270 |  | 10/20/2022 | 85266 | 207455997 | 05/25/2023
Nordyne, LLC | Nutone | KG7TE-100D-E35CP | Federally-Regulated Consumer Product | Non-Weatherized, Condensing Ga | 1783 | 273 |  | 10/20/2022 | 64758 | 207456146 | 05/25/2023
Nordyne, LLC | Nutone | KG7SA-045C-T23AP | Federally-Regulated Consumer Product | Non-Weatherized, Non-Condensin | 1249 | 235 |  | 10/20/2022 | 45676 | 207456065 | 05/25/2023
Nordyne, LLC | Nutone | FG7TE-060D-E24BP | Federally-Regulated Consumer Product | Non-Weatherized, Condensing Ga | 1315 | 252 |  | 10/20/2022 | 38212 | 207456235 | 05/25/2023
Nordyne, LLC | Nutone | KG7SA-072C-T24B1 | Federally-Regulated Consumer Product | Non-Weatherized, Non-Condensin | 1457 | 246 |  | 02/09/2022 | 69586 | 205124057 | 05/25/2023
Nordyne, LLC | Nutone | FG7TE-100D-E35CP | Federally-Regulated Consumer Product | Non-Weatherized, Condensing Ga | 1783 | 273 |  | 10/20/2022 | 64758 | 207456142 | 05/25/2023
Nordyne, LLC | Nutone | KG7SA-090C-T24BP | Federally-Regulated Consumer Product | Non-Weatherized, Non-Condensin | 1544 | 250 |  | 10/20/2022 | 89091 | 207455949 | 05/25/2023
Nordyne, LLC | Nutone | FG7SC-090D-T35CP | Federally-Regulated Consumer Product | Non-Weatherized, Condensing Ga | 1980 | 282 |  | 10/20/2022 | 90343 | 207456008 | 05/25/2023
Nordyne, LLC | Nutone | KG7TE-035D-E23AP | Federally-Regulated Consumer Product | Non-Weatherized, Condensing Ga | 1240 | 250 |  | 10/20/2022 | 22621 | 207456348 | 05/25/2023
Nordyne, LLC | Nutone | FG7SA-072C-T24B1 | Federally-Regulated Consumer Product | Non-Weatherized, Non-Condensin | 1457 | 246 |  | 02/09/2022 | 69586 | 205124054 | 05/25/2023
Nordyne, LLC | Nutone | FG7TC-080*-V35CP | Federally-Regulated Consumer Product | Non-Weatherized, Condensing Ga | 1873 | 277 |  | 10/20/2022 | 50261 | 207456228 | 05/25/2023
Nordyne, LLC | Nutone | KG7TC-100*-E35CP | Federally-Regulated Consumer Product | Non-Weatherized, Condensing Ga | 1763 | 273 |  | 10/20/2022 | 64473 | 207456214 | 05/25/2023
Nordyne, LLC | Nutone | FG7TC-080D-V35CP | Federally-Regulated Consumer Product | Non-Weatherized, Condensing Ga | 1873 | 277 |  | 10/20/2022 | 50261 | 207456125 | 05/25/2023
Nordyne, LLC | Nutone | KG7SD-072D-T35C* | Federally-Regulated Consumer Product | Non-Weatherized, Condensing Ga | 1826 | 275 |  | 10/20/2022 | 72142 | 205282687 | 05/25/2023
Nordyne, LLC | Nutone | FG7SC-120*-T45D* | Federally-Regulated Consumer Product | Non-Weatherized, Condensing Ga | 2047 | 272 |  | 10/20/2022 | 120160 | 205147070 | 05/25/2023
Nordyne, LLC | Nutone | FG7SA-072C-T24BP | Federally-Regulated Consumer Product | Non-Weatherized, Non-Condensin | 1457 | 246 |  | 10/20/2022 | 69586 | 207456015 | 05/25/2023
Nordyne, LLC | Nutone | KG7SK-126C-T45DP | Federally-Regulated Consumer Product | Non-Weatherized, Non-Condensin | 1904 | 266 |  | 10/20/2022 | 119921 | 207456073 | 05/25/2023
Nordyne, LLC | Nutone | KG7TN-115D-E45DP | Federally-Regulated Consumer Product | Non-Weatherized, Condensing Ga | 2198 | 292 |  | 10/20/2022 | 75317 | 207456167 | 05/25/2023
Nordyne, LLC | Nutone | FG7TA-100C-V35CP | Federally-Regulated Consumer Product | Non-Weatherized, Non-Condensin | 1795 | 261 |  | 10/20/2022 | 65499 | 207456079 | 05/25/2023
Nordyne, LLC | Nutone | KG7TC-060*-E24BP | Federally-Regulated Consumer Product | Non-Weatherized, Condensing Ga | 1222 | 249 |  | 10/20/2022 | 39014 | 207456204 | 05/25/2023
Nordyne, LLC | Nutone | FG7SA-045C-T23A1 | Federally-Regulated Consumer Product | Non-Weatherized, Non-Condensin | 1249 | 235 |  | 02/09/2022 | 45676 | 205751687 | 05/25/2023
Nordyne, LLC | Nutone | FG7TE-115D-E45DP | Federally-Regulated Consumer Product | Non-Weatherized, Condensing Ga | 1999 | 283 |  | 10/20/2022 | 74875 | 207456320 | 05/25/2023
Nordyne, LLC | Nutone | KG7SA-054C-T23AP | Federally-Regulated Consumer Product | Non-Weatherized, Non-Condensin | 1278 | 238 |  | 10/20/2022 | 52950 | 207455956 | 05/25/2023
Nordyne, LLC | Nutone | FG7SK-126C-T45DP | Federally-Regulated Consumer Product | Non-Weatherized, Non-Condensin | 1904 | 266 |  | 10/20/2022 | 119921 | 207456070 | 05/25/2023
Nordyne, LLC | Nutone | KG7SA-108C-T35C1 | Federally-Regulated Consumer Product | Non-Weatherized, Non-Condensin | 2230 | 238 |  | 02/09/2022 | 108250 | 205000504 | 05/25/2023
Nordyne, LLC | Nutone | FG7SD-072D-T35C* | Federally-Regulated Consumer Product | Non-Weatherized, Condensing Ga | 1826 | 275 |  | 10/20/2022 | 72142 | 205282684 | 05/25/2023
Nordyne, LLC | Nutone | KG7SA-045C-T23A1 | Federally-Regulated Consumer Product | Non-Weatherized, Non-Condensin | 1249 | 235 |  | 02/09/2022 | 45676 | 205751690 | 05/25/2023
Nordyne, LLC | Nutone | FG7TE-080D-E35CP | Federally-Regulated Consumer Product | Non-Weatherized, Condensing Ga | 1764 | 273 |  | 10/20/2022 | 52933 | 207456178 | 05/25/2023
Nordyne, LLC | Nutone | FG7TE-060D-V24BP | Federally-Regulated Consumer Product | Non-Weatherized, Condensing Ga | 1334 | 254 |  | 10/20/2022 | 38697 | 207456307 | 05/25/2023
Nordyne, LLC | Nutone | FG7SA-054C-T23A1 | Federally-Regulated Consumer Product | Non-Weatherized, Non-Condensin | 1278 | 238 |  | 02/09/2022 | 52950 | 204834978 | 05/25/2023
Nordyne, LLC | Nutone | KG7TN-060D-E24BP | Federally-Regulated Consumer Product | Non-Weatherized, Condensing Ga | 1304 | 252 |  | 10/20/2022 | 39517 | 207456193 | 05/25/2023
Nordyne, LLC | Nutone | KG7TA-100C-E35CP | Federally-Regulated Consumer Product | Non-Weatherized, Non-Condensin | 1668 | 255 |  | 10/20/2022 | 63969 | 207455921 | 05/25/2023
Nordyne, LLC | Nutone | KG7TE-115D-E45DP | Federally-Regulated Consumer Product | Non-Weatherized, Condensing Ga | 1999 | 283 |  | 10/20/2022 | 74875 | 207456323 | 05/25/2023
Nordyne, LLC | Nutone | KG7SC-090D-T35CP | Federally-Regulated Consumer Product | Non-Weatherized, Condensing Ga | 1980 | 282 |  | 10/20/2022 | 90343 | 207456011 | 05/25/2023
Nordyne, LLC | Nutone | KG7TA-060C-E23A1 | Federally-Regulated Consumer Product | Non-Weatherized, Non-Condensin | 1266 | 238 |  | 02/09/2022 | 39577 | 207071429 | 05/25/2023
Nordyne, LLC | Nutone | KG7SK-072C-T24BP | Federally-Regulated Consumer Product | Non-Weatherized, Non-Condensin | 1723 | 258 |  | 10/20/2022 | 73937 | 207456058 | 05/25/2023
Nordyne, LLC | Nutone | FG7TA-100C-V35C1 | Federally-Regulated Consumer Product | Non-Weatherized, Non-Condensin | 1795 | 261 |  | 02/09/2022 | 65499 | 205962945 | 05/25/2023
Nordyne, LLC | Nutone | KG7TA-120C-V35CP | Federally-Regulated Consumer Product | Non-Weatherized, Non-Condensin | 2383 | 287 |  | 05/25/2023 | 76546 | 207456086 | 05/25/2023
Nordyne, LLC | Nutone | FG7SK-090C-T24BP | Federally-Regulated Consumer Product | Non-Weatherized, Non-Condensin | 1564 | 251 |  | 05/25/2023 | 90265 | 207456001 | 05/25/2023
Nordyne, LLC | Nutone | FG7SK-054C-T23AP | Federally-Regulated Consumer Product | Non-Weatherized, Non-Condensin | 1338 | 241 |  | 05/25/2023 | 52857 | 207455972 | 05/25/2023
Nordyne, LLC | Nutone | FG7TE-035D-E23AP | Federally-Regulated Consumer Product | Non-Weatherized, Condensing Ga | 1240 | 250 |  | 05/25/2023 | 22621 | 207456345 | 05/25/2023
Nordyne, LLC | Nutone | FG7TA-120C-V35C1 | Federally-Regulated Consumer Product | Non-Weatherized, Non-Condensin | 2383 | 287 |  | 05/25/2023 | 76546 | 205962949 | 05/25/2023
Nordyne, LLC | Nutone | KG7TC-120*-E45DP | Federally-Regulated Consumer Product | Non-Weatherized, Condensing Ga | 2160 | 290 |  | 05/25/2023 | 77603 | 207456218 | 05/25/2023
Nordyne, LLC | Nutone | KG7TA-060C-E23AP | Federally-Regulated Consumer Product | Non-Weatherized, Non-Condensin | 1266 | 238 |  | 05/25/2023 | 39577 | 207456100 | 05/25/2023
Nordyne, LLC | Nutone | FG7SA-090C-T35CP | Federally-Regulated Consumer Product | Non-Weatherized, Non-Condensin | 1992 | 270 |  | 05/25/2023 | 85266 | 207455994 | 05/25/2023
Nordyne, LLC | Nutone | FG7TA-120C-V35CP | Federally-Regulated Consumer Product | Non-Weatherized, Non-Condensin | 2383 | 287 |  | 05/25/2023 | 76546 | 207456083 | 05/25/2023
Nordyne, LLC | Nutone | KG7SA-108C-T35CP | Federally-Regulated Consumer Product | Non-Weatherized, Non-Condensin | 2230 | 238 |  | 05/25/2023 | 108250 | 207455981 | 05/25/2023
Nordyne, LLC | Nutone | FG7TN-060D-V24BP | Federally-Regulated Consumer Product | Non-Weatherized, Condensing Ga | 1405 | 257 |  | 05/25/2023 | 38964 | 207456199 | 05/25/2023
Nordyne, LLC | Nutone | FG7SA-108C-T35CP | Federally-Regulated Consumer Product | Non-Weatherized, Non-Condensin | 2230 | 238 |  | 05/25/2023 | 108250 | 207455978 | 05/25/2023
Nordyne, LLC | Nutone | KG7SC-108*-T45D* | Federally-Regulated Consumer Product | Non-Weatherized, Condensing Ga | 1956 | 281 |  | 05/25/2023 | 107378 | 205234655 | 05/25/2023
Nordyne, LLC | Nutone | KG7SK-108C-T35CP | Federally-Regulated Consumer Product | Non-Weatherized, Non-Condensin | 2216 | 280 |  | 05/25/2023 | 109081 | 207456042 | 05/25/2023
Nordyne, LLC | Nutone | FG7TA-060C-V23AP | Federally-Regulated Consumer Product | Non-Weatherized, Non-Condensin | 1266 | 238 |  | 05/25/2023 | 39577 | 207456103 | 05/25/2023
Nordyne, LLC | Nutone | KG7SK-054C-T23AP | Federally-Regulated Consumer Product | Non-Weatherized, Non-Condensin | 1338 | 241 |  | 05/25/2023 | 52857 | 207455975 | 05/25/2023
Nordyne, LLC | Nutone | FG7SA-072C-T35CP | Federally-Regulated Consumer Product | Non-Weatherized, Non-Condensin | 1719 | 257 |  | 05/25/2023 | 73962 | 207456048 | 05/25/2023
Nordyne, LLC | Nutone | FG7SA-054C-T23AP | Federally-Regulated Consumer Product | Non-Weatherized, Non-Condensin | 1278 | 238 |  | 05/25/2023 | 52950 | 207455953 | 05/25/2023
Nordyne, LLC | Nutone | KG7TN-080D-E35CP | Federally-Regulated Consumer Product | Non-Weatherized, Condensing Ga | 1718 | 271 |  | 05/25/2023 | 52461 | 207456151 | 05/25/2023
Nordyne, LLC | Nutone | FG7TC-060*-V24BP | Federally-Regulated Consumer Product | Non-Weatherized, Condensing Ga | 1339 | 254 |  | 05/25/2023 | 38422 | 207456223 | 05/25/2023
Nordyne, LLC | Nutone | FG8SD-070U-T24B* | Federally-Regulated Consumer Product | Non-Weatherized, Condensing Ga | 1626 | 267 |  | 05/25/2023 | 68900 | 207139306 | 05/25/2023
Nordyne, LLC | Nutone | FG7TA-060C-V23A1 | Federally-Regulated Consumer Product | Non-Weatherized, Non-Condensin | 1266 | 238 |  | 05/25/2023 | 39577 | 207071432 | 05/25/2023
Nordyne, LLC | Nutone | FG7TE-100D-V35CP | Federally-Regulated Consumer Product | Non-Weatherized, Condensing Ga | 1819 | 275 |  | 05/25/2023 | 65338 | 207456304 | 05/25/2023
Nordyne, LLC | Nutone | KG7SK-090C-T24BP | Federally-Regulated Consumer Product | Non-Weatherized, Non-Condensin | 1564 | 251 |  | 05/25/2023 | 90265 | 207456004 | 05/25/2023
Nordyne, LLC | Nutone | DF6SF-X36K100CB | Federally-Regulated Consumer Product | Weatherized Non-Condensing Gas | 1575 | 268 |  | 05/25/2023 | 65500 | 201710123 | 05/25/2023
Nordyne, LLC | Nutone | FG7TC-100*-V35CP | Federally-Regulated Consumer Product | Non-Weatherized, Condensing Ga | 1826 | 275 |  | 05/25/2023 | 64473 | 207456233 | 05/25/2023
Nordyne, LLC | Nutone | FG7SA-108C-T35C1 | Federally-Regulated Consumer Product | Non-Weatherized, Non-Condensin | 2230 | 238 |  | 05/25/2023 | 108250 | 205000501 | 05/25/2023
Nordyne, LLC | Nutone | KG7SA-126C-T45D* | Federally-Regulated Consumer Product | Non-Weatherized, Non-Condensin | 2213 | 279 |  | 05/25/2023 | 120195 | 205147094 | 05/25/2023
Nordyne, LLC | Nutone | KG7TA-120C-V35C1 | Federally-Regulated Consumer Product | Non-Weatherized, Non-Condensin | 2383 | 287 |  | 05/25/2023 | 76546 | 205962952 | 05/25/2023
Nordyne, LLC | Nutone | KG7SA-072C-T24BP | Federally-Regulated Consumer Product | Non-Weatherized, Non-Condensin | 1457 | 246 |  | 05/25/2023 | 69586 | 207456018 | 05/25/2023
Nordyne, LLC | Nutone | KG7SC-072D-T24BP | Federally-Regulated Consumer Product | Non-Weatherized, Condensing Ga | 1603 | 266 |  | 05/25/2023 | 71640 | 207455963 | 05/25/2023
Nordyne, LLC | Nutone | KG7TC-080D-E35CP | Federally-Regulated Consumer Product | Non-Weatherized, Condensing Ga | 1686 | 269 |  | 05/25/2023 | 51925 | 207456120 | 05/25/2023
Nordyne, LLC | Nutone | KG7TC-080*-E35CP | Federally-Regulated Consumer Product | Non-Weatherized, Condensing Ga | 1686 | 269 |  | 05/25/2023 | 51925 | 207456209 | 05/25/2023
Nordyne, LLC | Nutone | KG7SA-054C-T23A1 | Federally-Regulated Consumer Product | Non-Weatherized, Non-Condensin | 1278 | 238 |  | 05/25/2023 | 52950 | 204834981 | 05/25/2023
Nordyne, LLC | Nutone | FG7TC-060D-V24BP | Federally-Regulated Consumer Product | Non-Weatherized, Condensing Ga | 1339 | 254 |  | 05/25/2023 | 38422 | 207456115 | 05/25/2023
Nordyne, LLC | Nutone | FG7SA-126C-T45D* | Federally-Regulated Consumer Product | Non-Weatherized, Non-Condensin | 2213 | 279 |  | 05/25/2023 | 120195 | 205147091 | 05/25/2023
Nordyne, LLC | Nutone | KG7SA-072C-T35C1 | Federally-Regulated Consumer Product | Non-Weatherized, Non-Condensin | 1719 | 257 |  | 05/25/2023 | 73962 | 205751676 | 05/25/2023
Nordyne, LLC | Nutone | KG7SC-120*-T45D* | Federally-Regulated Consumer Product | Non-Weatherized, Condensing Ga | 2047 | 272 |  | 05/25/2023 | 120160 | 205147073 | 05/25/2023
Nordyne, LLC | Nutone | FG7TC-120D-E45DP | Federally-Regulated Consumer Product | Non-Weatherized, Condensing Ga | 2160 | 290 |  | 05/25/2023 | 77603 | 207769470 | 05/25/2023
Nordyne, LLC | Nutone | FG7SA-045C-T23AP | Federally-Regulated Consumer Product | Non-Weatherized, Non-Condensin | 1249 | 235 |  | 05/25/2023 | 45676 | 207456062 | 05/25/2023
Nordyne, LLC | Nutone | FG7TN-080D-V35CP | Federally-Regulated Consumer Product | Non-Weatherized, Condensing Ga | 1785 | 274 |  | 05/25/2023 | 52907 | 207456158 | 05/25/2023
Nordyne, LLC | Nutone | FG7TE-115D-V45DP | Federally-Regulated Consumer Product | Non-Weatherized, Condensing Ga | 1999 | 283 |  | 05/25/2023 | 74875 | 207456327 | 05/25/2023
Nordyne, LLC | Nutone | FG7SA-072C-T35C1 | Federally-Regulated Consumer Product | Non-Weatherized, Non-Condensin | 1719 | 257 |  | 05/25/2023 | 73962 | 205751673 | 05/25/2023
Nordyne, LLC | Nutone | FG7SK-072C-T24BP | Federally-Regulated Consumer Product | Non-Weatherized, Non-Condensin | 1723 | 258 |  | 05/25/2023 | 73937 | 207456055 | 05/25/2023
Nordyne, LLC | Nutone | FG7SA-090C-T24BP | Federally-Regulated Consumer Product | Non-Weatherized, Non-Condensin | 1544 | 250 |  | 05/25/2023 | 89091 | 207455946 | 05/25/2023
Nordyne, LLC | Nutone | FG7TN-115D-V45CP | Federally-Regulated Consumer Product | Non-Weatherized, Condensing Ga | 1798 | 274 |  | 05/25/2023 | 74070 | 207456174 | 05/25/2023
Nordyne, LLC | Nutone | FG7TE-080D-V35CP | Federally-Regulated Consumer Product | Non-Weatherized, Condensing Ga | 1829 | 275 |  | 05/25/2023 | 52182 | 207456181 | 05/25/2023
Nordyne, LLC | Nutone | FG7SC-108*-T45D* | Federally-Regulated Consumer Product | Non-Weatherized, Condensing Ga | 1956 | 281 |  | 05/25/2023 | 107378 | 205234652 | 05/25/2023
Nordyne, LLC | Nutone | KG7SA-090C-T35CP | Federally-Regulated Consumer Product | Non-Weatherized, Non-Condensin | 1992 | 270 |  | 05/25/2023 | 85266 | 207455997 | 05/25/2023
Nordyne, LLC | Nutone | KG7TE-100D-E35CP | Federally-Regulated Consumer Product | Non-Weatherized, Condensing Ga | 1783 | 273 |  | 05/25/2023 | 64758 | 207456146 | 05/25/2023
Nordyne, LLC | Nutone | KG7SA-045C-T23AP | Federally-Regulated Consumer Product | Non-Weatherized, Non-Condensin | 1249 | 235 |  | 05/25/2023 | 45676 | 207456065 | 05/25/2023
Nordyne, LLC | Nutone | FG7TE-060D-E24BP | Federally-Regulated Consumer Product | Non-Weatherized, Condensing Ga | 1315 | 252 |  | 05/25/2023 | 38212 | 207456235 | 05/25/2023
Nordyne, LLC | Nutone | KG7SA-072C-T24B1 | Federally-Regulated Consumer Product | Non-Weatherized, Non-Condensin | 1457 | 246 |  | 05/25/2023 | 69586 | 205124057 | 05/25/2023
Nordyne, LLC | Nutone | FG7TE-100D-E35CP | Federally-Regulated Consumer Product | Non-Weatherized, Condensing Ga | 1783 | 273 |  | 05/25/2023 | 64758 | 207456142 | 05/25/2023
Nordyne, LLC | Nutone | KG7SA-090C-T24BP | Federally-Regulated Consumer Product | Non-Weatherized, Non-Condensin | 1544 | 250 |  | 05/25/2023 | 89091 | 207455949 | 05/25/2023
Nordyne, LLC | Nutone | FG7SC-090D-T35CP | Federally-Regulated Consumer Product | Non-Weatherized, Condensing Ga | 1980 | 282 |  | 05/25/2023 | 90343 | 207456008 | 05/25/2023
Nordyne, LLC | Nutone | KG7TE-035D-E23AP | Federally-Regulated Consumer Product | Non-Weatherized, Condensing Ga | 1240 | 250 |  | 05/25/2023 | 22621 | 207456348 | 05/25/2023
Nordyne, LLC | Nutone | FG7SA-072C-T24B1 | Federally-Regulated Consumer Product | Non-Weatherized, Non-Condensin | 1457 | 246 |  | 05/25/2023 | 69586 | 205124054 | 05/25/2023
Nordyne, LLC | Nutone | FG7TC-080*-V35CP | Federally-Regulated Consumer Product | Non-Weatherized, Condensing Ga | 1873 | 277 |  | 05/25/2023 | 50261 | 207456228 | 05/25/2023
Nordyne, LLC | Nutone | KG7TC-100*-E35CP | Federally-Regulated Consumer Product | Non-Weatherized, Condensing Ga | 1763 | 273 |  | 05/25/2023 | 64473 | 207456214 | 05/25/2023
Nordyne, LLC | Nutone | FG7TC-080D-V35CP | Federally-Regulated Consumer Product | Non-Weatherized, Condensing Ga | 1873 | 277 |  | 05/25/2023 | 50261 | 207456125 | 05/25/2023
Nordyne, LLC | Nutone | KG7SD-072D-T35C* | Federally-Regulated Consumer Product | Non-Weatherized, Condensing Ga | 1826 | 275 |  | 05/25/2023 | 72142 | 205282687 | 05/25/2023
Nordyne, LLC | Nutone | FG7SC-120*-T45D* | Federally-Regulated Consumer Product | Non-Weatherized, Condensing Ga | 2047 | 272 |  | 05/25/2023 | 120160 | 205147070 | 05/25/2023
Nordyne, LLC | Nutone | FG7SA-072C-T24BP | Federally-Regulated Consumer Product | Non-Weatherized, Non-Condensin | 1457 | 246 |  | 05/25/2023 | 69586 | 207456015 | 05/25/2023
Nordyne, LLC | Nutone | KG7SK-126C-T45DP | Federally-Regulated Consumer Product | Non-Weatherized, Non-Condensin | 1904 | 266 |  | 05/25/2023 | 119921 | 207456073 | 05/25/2023
Nordyne, LLC | Nutone | KG7TN-115D-E45DP | Federally-Regulated Consumer Product | Non-Weatherized, Condensing Ga | 2198 | 292 |  | 05/25/2023 | 75317 | 207456167 | 05/25/2023
Nordyne, LLC | Nutone | FG7TA-100C-V35CP | Federally-Regulated Consumer Product | Non-Weatherized, Non-Condensin | 1795 | 261 |  | 05/25/2023 | 65499 | 207456079 | 05/25/2023
Nordyne, LLC | Nutone | KG7TC-060*-E24BP | Federally-Regulated Consumer Product | Non-Weatherized, Condensing Ga | 1222 | 249 |  | 05/25/2023 | 39014 | 207456204 | 05/25/2023
Nordyne, LLC | Nutone | FG7SA-045C-T23A1 | Federally-Regulated Consumer Product | Non-Weatherized, Non-Condensin | 1249 | 235 |  | 05/25/2023 | 45676 | 205751687 | 05/25/2023
Nordyne, LLC | Nutone | FG7TE-115D-E45DP | Federally-Regulated Consumer Product | Non-Weatherized, Condensing Ga | 1999 | 283 |  | 05/25/2023 | 74875 | 207456320 | 05/25/2023
Nordyne, LLC | Nutone | KG7SA-054C-T23AP | Federally-Regulated Consumer Product | Non-Weatherized, Non-Condensin | 1278 | 238 |  | 05/25/2023 | 52950 | 207455956 | 05/25/2023
Nordyne, LLC | Nutone | FG7SK-126C-T45DP | Federally-Regulated Consumer Product | Non-Weatherized, Non-Condensin | 1904 | 266 |  | 05/25/2023 | 119921 | 207456070 | 05/25/2023
Nordyne, LLC | Nutone | KG7SA-108C-T35C1 | Federally-Regulated Consumer Product | Non-Weatherized, Non-Condensin | 2230 | 238 |  | 05/25/2023 | 108250 | 205000504 | 05/25/2023
Nordyne, LLC | Nutone | FG7SD-072D-T35C* | Federally-Regulated Consumer Product | Non-Weatherized, Condensing Ga | 1826 | 275 |  | 05/25/2023 | 72142 | 205282684 | 05/25/2023
Nordyne, LLC | Nutone | KG7SA-045C-T23A1 | Federally-Regulated Consumer Product | Non-Weatherized, Non-Condensin | 1249 | 235 |  | 05/25/2023 | 45676 | 205751690 | 05/25/2023
Nordyne, LLC | Nutone | FG7TE-080D-E35CP | Federally-Regulated Consumer Product | Non-Weatherized, Condensing Ga | 1764 | 273 |  | 05/25/2023 | 52933 | 207456178 | 05/25/2023
Nordyne, LLC | Nutone | FG7TE-060D-V24BP | Federally-Regulated Consumer Product | Non-Weatherized, Condensing Ga | 1334 | 254 |  | 05/25/2023 | 38697 | 207456307 | 05/25/2023
Nordyne, LLC | Nutone | FG7SA-054C-T23A1 | Federally-Regulated Consumer Product | Non-Weatherized, Non-Condensin | 1278 | 238 |  | 05/25/2023 | 52950 | 204834978 | 05/25/2023
Nordyne, LLC | Nutone | KG7TN-060D-E24BP | Federally-Regulated Consumer Product | Non-Weatherized, Condensing Ga | 1304 | 252 |  | 05/25/2023 | 39517 | 207456193 | 05/25/2023
Nordyne, LLC | Nutone | KG7TA-100C-E35CP | Federally-Regulated Consumer Product | Non-Weatherized, Non-Condensin | 1668 | 255 |  | 05/25/2023 | 63969 | 207455921 | 05/25/2023
Nordyne, LLC | Nutone | KG7TE-115D-E45DP | Federally-Regulated Consumer Product | Non-Weatherized, Condensing Ga | 1999 | 283 |  | 05/25/2023 | 74875 | 207456323 | 05/25/2023
Nordyne, LLC | Nutone | KG7SC-090D-T35CP | Federally-Regulated Consumer Product | Non-Weatherized, Condensing Ga | 1980 | 282 |  | 05/25/2023 | 90343 | 207456011 | 05/25/2023
Nordyne, LLC | Nutone | KG7TA-060C-E23A1 | Federally-Regulated Consumer Product | Non-Weatherized, Non-Condensin | 1266 | 238 |  | 05/25/2023 | 39577 | 207071429 | 05/25/2023
Nordyne, LLC | Nutone | KG7SK-072C-T24BP | Federally-Regulated Consumer Product | Non-Weatherized, Non-Condensin | 1723 | 258 |  | 05/25/2023 | 73937 | 207456058 | 05/25/2023
Nordyne, LLC | Nutone | FG7TA-100C-V35C1 | Federally-Regulated Consumer Product | Non-Weatherized, Non-Condensin | 1795 | 261 |  | 05/25/2023 | 65499 | 205962945 | 05/25/2023
Carrier Corp. - Indianapolis | Maratherm | R80ESN0701712A | Federally-Regulated Consumer Product | Non-Weatherized, Non-Condensin | 1051 | 228 | 228.244 | 07/22/2020 | 65904 | 203359885 | 05/25/2023
Carrier Corp. - Indianapolis | Maratherm | R80MSN0902120A | Federally-Regulated Consumer Product | Non-Weatherized, Non-Condensin | 2438 | 289 |  | 03/30/2023 | 88368 | 211780018 | 05/25/2023
Carrier Corp. - Indianapolis | Maratherm | R95ESN0401410A* | Federally-Regulated Consumer Product | Mobile Home Non-Weatherized, C | 950 | 237 |  | 08/05/2020 | 40146 | 203924706 | 05/25/2023
Carrier Corp. - Indianapolis | Maratherm | R80ESL1352420A | Federally-Regulated Consumer Product | Non-Weatherized, Non-Condensin | 1887 | 265 | 265.028 | 07/22/2020 | 131482 | 203360120 | 05/25/2023
Carrier Corp. - Indianapolis | Maratherm | R95ESN0802120A**D | Federally-Regulated Consumer Product | Mobile Home Non-Weatherized, C | 1837 | 276 |  | 12/01/2021 | 79777 | 203360765 | 05/25/2023
Carrier Corp. - Indianapolis | Maratherm | R95ESN0601714A**D | Federally-Regulated Consumer Product | Mobile Home Non-Weatherized, C | 1346 | 254 |  | 12/01/2021 | 60102 | 203360763 | 05/25/2023
Carrier Corp. - Indianapolis | Maratherm | R96MSN0802120A* | Federally-Regulated Consumer Product | Mobile Home Non-Weatherized, C | 2169 | 290 |  | 03/30/2023 | 79638 | 211779610 | 05/25/2023
Carrier Corp. - Indianapolis | Maratherm | R95ESN1202422A*D | Federally-Regulated Consumer Product | Non-Weatherized, Condensing Ga | 2161 | 290 | 290.084 | 07/22/2020 | 119834 | 203360571 | 05/25/2023
Carrier Corp. - Indianapolis | Maratherm | R95ESN0601714A* | Federally-Regulated Consumer Product | Mobile Home Non-Weatherized, C | 1346 | 254 |  | 08/05/2020 | 60102 | 203360757 | 05/25/2023
Carrier Corp. - Indianapolis | Maratherm | R96MSN0801716A*D | Federally-Regulated Consumer Product | Non-Weatherized, Condensing Ga | 1671 | 269 |  | 03/30/2023 | 79335 | 211779606 | 05/25/2023
Carrier Corp. - Indianapolis | Maratherm | R80ESL0701712A | Federally-Regulated Consumer Product | Non-Weatherized, Non-Condensin | 1051 | 228 | 228.244 | 07/22/2020 | 65904 | 203360112 | 05/25/2023
Carrier Corp. - Indianapolis | Maratherm | R95ESN0401410A**D | Federally-Regulated Consumer Product | Mobile Home Non-Weatherized, C | 950 | 237 |  | 08/05/2020 | 40146 | 203924707 | 05/25/2023
Carrier Corp. - Indianapolis | Maratherm | R95ESN1002120A**D | Federally-Regulated Consumer Product | Mobile Home Non-Weatherized, C | 2102 | 287 | 389.242 | 07/22/2020 | 99999 | 203360766 | 05/25/2023
Carrier Corp. - Indianapolis | Maratherm | R96MSN0601716A**D | Federally-Regulated Consumer Product | Mobile Home Non-Weatherized, C | 1611 | 266 |  | 03/30/2023 | 59946 | 211779600 | 05/25/2023
Carrier Corp. - Indianapolis | Maratherm | R92ESN1202420A* | Federally-Regulated Consumer Product | Mobile Home Non-Weatherized, C | 1904 | 279 |  | 07/29/2020 | 119302 | 203359962 | 05/25/2023
Carrier Corp. - Indianapolis | Maratherm | R80ESN0902420A | Federally-Regulated Consumer Product | Non-Weatherized, Non-Condensin | 1987 | 269 | 269.428 | 07/22/2020 | 88320 | 203359895 | 05/25/2023
Carrier Corp. - Indianapolis | Maratherm | R96MSN1002120A | Federally-Regulated Consumer Product | Non-Weatherized, Condensing Ga | 2215 | 292 |  | 03/30/2023 | 99728 | 211779616 | 05/25/2023
Carrier Corp. - Indianapolis | Maratherm | R80ESL0901714A* | Federally-Regulated Consumer Product | Non-Weatherized, Non-Condensin | 1238 | 236 | 236.472 | 07/22/2020 | 88097 | 203360356 | 05/25/2023
Carrier Corp. - Indianapolis | Maratherm | R92MSN0801716A* | Federally-Regulated Consumer Product | Mobile Home Non-Weatherized, C | 1845 | 276 |  | 03/30/2023 | 80520 | 211779042 | 05/25/2023
Carrier Corp. - Indianapolis | Maratherm | R92ESN0802120A* | Federally-Regulated Consumer Product | Mobile Home Non-Weatherized, C | 1832 | 276 |  | 08/05/2020 | 79860 | 203359956 | 05/25/2023
Carrier Corp. - Indianapolis | Maratherm | R96MSN1202422A | Federally-Regulated Consumer Product | Non-Weatherized, Condensing Ga | 2308 | 297 |  | 03/30/2023 | 119661 | 211779624 | 05/25/2023
Carrier Corp. - Indianapolis | Maratherm | R95ESN1402422A | Federally-Regulated Consumer Product | Non-Weatherized, Condensing Ga | 2328 | 297 | 297.432 | 07/22/2020 | 139741 | 203360564 | 05/25/2023
Carrier Corp. - Indianapolis | Maratherm | R92ESN0401410A* | Federally-Regulated Consumer Product | Mobile Home Non-Weatherized, C | 981 | 238 |  | 08/05/2020 | 40102 | 203359940 | 05/25/2023
Carrier Corp. - Indianapolis | Maratherm | R92ESN0401712A | Federally-Regulated Consumer Product | Non-Weatherized, Condensing Ga | 1024 | 240 |  | 08/05/2020 | 39894 | 203359941 | 05/25/2023
Carrier Corp. - Indianapolis | Maratherm | R95ESN0261410A | Federally-Regulated Consumer Product | Non-Weatherized, Condensing Ga | 890 | 234 | 234.16 | 07/22/2020 | 26050 | 203360557 | 05/25/2023
Carrier Corp. - Indianapolis | Maratherm | R80ESL1102420A* | Federally-Regulated Consumer Product | Non-Weatherized, Non-Condensin | 2027 | 271 | 271.188 | 07/22/2020 | 109826 | 203360366 | 05/25/2023
Carrier Corp. - Indianapolis | Maratherm | R96MSN0401410A*D | Federally-Regulated Consumer Product | Non-Weatherized, Condensing Ga | 1017 | 240 |  | 03/30/2023 | 40102 | 211779586 | 05/25/2023
Carrier Corp. - Indianapolis | Maratherm | R95ESN0601412A* | Federally-Regulated Consumer Product | Mobile Home Non-Weatherized, C | 1176 | 247 |  | 08/05/2020 | 59961 | 203924710 | 05/25/2023
Carrier Corp. - Indianapolis | Maratherm | R96MSN0401712A* | Federally-Regulated Consumer Product | Mobile Home Non-Weatherized, C | 1097 | 243 |  | 03/30/2023 | 40216 | 211779590 | 05/25/2023
Carrier Corp. - Indianapolis | Maratherm | R95ESN1202422A | Federally-Regulated Consumer Product | Non-Weatherized, Condensing Ga | 2161 | 290 | 290.084 | 07/22/2020 | 119834 | 203360563 | 05/25/2023
Carrier Corp. - Indianapolis | Maratherm | R95ESN1002120A | Federally-Regulated Consumer Product | Non-Weatherized, Condensing Ga | 2102 | 287 | 287.488 | 07/22/2020 | 99999 | 203360562 | 05/25/2023
Carrier Corp. - Indianapolis | Maratherm | R80MSN0451412A | Federally-Regulated Consumer Product | Non-Weatherized, Non-Condensin | 1161 | 233 |  | 03/30/2023 | 44099 | 211780015 | 05/25/2023
Carrier Corp. - Indianapolis | Maratherm | R96MSN1202422A* | Federally-Regulated Consumer Product | Mobile Home Non-Weatherized, C | 2308 | 297 |  | 03/30/2023 | 119661 | 211779626 | 05/25/2023
Carrier Corp. - Indianapolis | Maratherm | R80ESL1352420A* | Federally-Regulated Consumer Product | Non-Weatherized, Non-Condensin | 1887 | 265 | 265.028 | 07/22/2020 | 131482 | 203360369 | 05/25/2023
Carrier Corp. - Indianapolis | Maratherm | R95ESN0801716A**D | Federally-Regulated Consumer Product | Mobile Home Non-Weatherized, C | 1771 | 273 | 365.741 | 07/22/2020 | 80331 | 203360764 | 05/25/2023
Carrier Corp. - Indianapolis | Maratherm | R80ESL0902420A* | Federally-Regulated Consumer Product | Non-Weatherized, Non-Condensin | 1987 | 269 |  | 07/29/2020 | 88320 | 203360362 | 05/25/2023
Carrier Corp. - Indianapolis | Maratherm | R80MSL0701716A | Federally-Regulated Consumer Product | Non-Weatherized, Non-Condensin | 1776 | 260 |  | 03/30/2023 | 65952 | 211780380 | 05/25/2023
Carrier Corp. - Indianapolis | Maratherm | R80MSL0701716A* | Federally-Regulated Consumer Product | Non-Weatherized, Non-Condensin | 1776 | 260 |  | 03/30/2023 | 65952 | 211780396 | 05/25/2023
Carrier Corp. - Indianapolis | Maratherm | R95ESN1202422A* | Federally-Regulated Consumer Product | Mobile Home Non-Weatherized, C | 2161 | 290 | 393.431 | 07/22/2020 | 119834 | 203360761 | 05/25/2023
Carrier Corp. - Indianapolis | Maratherm | R80ESN0451712A | Federally-Regulated Consumer Product | Non-Weatherized, Non-Condensin | 1206 | 235 | 235.064 | 07/22/2020 | 44058 | 203359881 | 05/25/2023
Carrier Corp. - Indianapolis | Maratherm | R96MSN0401410A | Federally-Regulated Consumer Product | Non-Weatherized, Condensing Ga | 1017 | 240 |  | 03/30/2023 | 40102 | 211779580 | 05/25/2023
Carrier Corp. - Indianapolis | Maratherm | R95ESN1402422A*D | Federally-Regulated Consumer Product | Non-Weatherized, Condensing Ga | 2328 | 297 | 297.432 | 07/22/2020 | 139741 | 203360572 | 05/25/2023
Carrier Corp. - Indianapolis | Maratherm | R96MSN0601716A* | Federally-Regulated Consumer Product | Mobile Home Non-Weatherized, C | 1611 | 266 |  | 03/30/2023 | 59946 | 211779598 | 05/25/2023
Carrier Corp. - Indianapolis | Maratherm | R96MSN0601716A*D | Federally-Regulated Consumer Product | Non-Weatherized, Condensing Ga | 1611 | 266 |  | 03/30/2023 | 59946 | 211779602 | 05/25/2023
Carrier Corp. - Indianapolis | Maratherm | R80MSN1102120A | Federally-Regulated Consumer Product | Non-Weatherized, Non-Condensin | 2444 | 290 |  | 03/30/2023 | 110371 | 211780019 | 05/25/2023
Carrier Corp. - Indianapolis | Maratherm | R92MSN0601714A* | Federally-Regulated Consumer Product | Mobile Home Non-Weatherized, C | 1381 | 256 |  | 03/30/2023 | 60143 | 211779040 | 05/25/2023
Carrier Corp. - Indianapolis | Maratherm | R92MSN0401412A* | Federally-Regulated Consumer Product | Mobile Home Non-Weatherized, C | 1089 | 243 |  | 03/30/2023 | 39846 | 211779038 | 05/25/2023
Carrier Corp. - Indianapolis | Maratherm | R96MSN0401712A*D | Federally-Regulated Consumer Product | Non-Weatherized, Condensing Ga | 1097 | 243 |  | 03/30/2023 | 40216 | 211779594 | 05/25/2023
Carrier Corp. - Indianapolis | Maratherm | R80ESL1102420A | Federally-Regulated Consumer Product | Non-Weatherized, Non-Condensin | 2027 | 271 | 271.188 | 07/22/2020 | 109826 | 203360119 | 05/25/2023
Carrier Corp. - Indianapolis | Maratherm | R80ESL0901714A | Federally-Regulated Consumer Product | Non-Weatherized, Non-Condensin | 1238 | 236 |  | 08/05/2020 | 88097 | 203360114 | 05/25/2023
Carrier Corp. - Indianapolis | Maratherm | R80MSL0902120A* | Federally-Regulated Consumer Product | Non-Weatherized, Non-Condensin | 2438 | 289 |  | 03/30/2023 | 88368 | 211780244 | 05/25/2023
Carrier Corp. - Indianapolis | Maratherm | R80MSN0701412A | Federally-Regulated Consumer Product | Non-Weatherized, Non-Condensin | 1170 | 233 |  | 03/30/2023 | 65912 | 211780016 | 05/25/2023
Carrier Corp. - Indianapolis | Maratherm | R92ESN0601714A | Federally-Regulated Consumer Product | Non-Weatherized, Condensing Ga | 1205 | 248 |  | 08/05/2020 | 60119 | 203359948 | 05/25/2023
Carrier Corp. - Indianapolis | Maratherm | R80ESN1102420A | Federally-Regulated Consumer Product | Non-Weatherized, Non-Condensin | 2027 | 271 | 271.188 | 07/22/2020 | 109826 | 203359899 | 05/25/2023
Carrier Corp. - Indianapolis | Maratherm | R96MSN0801716A**D | Federally-Regulated Consumer Product | Mobile Home Non-Weatherized, C | 1671 | 269 |  | 03/30/2023 | 79335 | 211779604 | 05/25/2023
Carrier Corp. - Indianapolis | Maratherm | R95ESN1002120A*D | Federally-Regulated Consumer Product | Non-Weatherized, Condensing Ga | 2102 | 287 | 287.488 | 07/22/2020 | 99999 | 203360570 | 05/25/2023
Carrier Corp. - Indianapolis | Maratherm | R80ESL0701712A* | Federally-Regulated Consumer Product | Non-Weatherized, Non-Condensin | 1051 | 228 | 228.244 | 07/22/2020 | 65904 | 203360352 | 05/25/2023
Carrier Corp. - Indianapolis | Maratherm | R95ESN0802120A* | Federally-Regulated Consumer Product | Mobile Home Non-Weatherized, C | 1837 | 276 |  | 12/01/2021 | 79777 | 203360759 | 05/25/2023
Carrier Corp. - Indianapolis | Maratherm | R95ESN0401712A**D | Federally-Regulated Consumer Product | Mobile Home Non-Weatherized, C | 998 | 239 |  | 12/01/2021 | 40139 | 203360762 | 05/25/2023
Carrier Corp. - Indianapolis | Maratherm | R95ESN0401712A* | Federally-Regulated Consumer Product | Mobile Home Non-Weatherized, C | 998 | 239 |  | 08/05/2020 | 40139 | 203360756 | 05/25/2023
Carrier Corp. - Indianapolis | Maratherm | R96MSN0401712A | Federally-Regulated Consumer Product | Non-Weatherized, Condensing Ga | 1097 | 243 |  | 03/30/2023 | 40216 | 211779588 | 05/25/2023
Carrier Corp. - Indianapolis | Maratherm | R80MSL0701412A | Federally-Regulated Consumer Product | Non-Weatherized, Non-Condensin | 1170 | 233 |  | 03/30/2023 | 65912 | 211780128 | 05/25/2023
Carrier Corp. - Indianapolis | Maratherm | R92ESN1002120A | Federally-Regulated Consumer Product | Non-Weatherized, Condensing Ga | 1821 | 275 |  | 08/05/2020 | 99460 | 203359957 | 05/25/2023
Carrier Corp. - Indianapolis | Maratherm | R80MSL1102120A* | Federally-Regulated Consumer Product | Non-Weatherized, Non-Condensin | 2444 | 290 |  | 03/30/2023 | 110371 | 211780245 | 05/25/2023
Carrier Corp. - Indianapolis | Maratherm | R95ESN0801716A* | Federally-Regulated Consumer Product | Mobile Home Non-Weatherized, C | 1771 | 273 | 365.741 | 07/22/2020 | 80331 | 203360758 | 05/25/2023
Carrier Corp. - Indianapolis | Maratherm | R80ESL0451712A* | Federally-Regulated Consumer Product | Non-Weatherized, Non-Condensin | 1206 | 235 | 235.064 | 07/22/2020 | 44058 | 203360348 | 05/25/2023
Carrier Corp. - Indianapolis | Maratherm | R80MSN0901714A | Federally-Regulated Consumer Product | Non-Weatherized, Non-Condensin | 1592 | 252 |  | 03/30/2023 | 88547 | 211780017 | 05/25/2023
Carrier Corp. - Indianapolis | Maratherm | R80ESN0901714A | Federally-Regulated Consumer Product | Non-Weatherized, Non-Condensin | 1238 | 236 |  | 08/05/2020 | 88097 | 203359889 | 05/25/2023
Carrier Corp. - Indianapolis | Maratherm | R80ESN0701712A | Federally-Regulated Consumer Product | Non-Weatherized, Non-Condensin | 1051 | 228 |  | 05/25/2023 | 65904 | 203359885 | 05/25/2023
Carrier Corp. - Indianapolis | Maratherm | R80MSN0902120A | Federally-Regulated Consumer Product | Non-Weatherized, Non-Condensin | 2438 | 289 |  | 05/25/2023 | 88368 | 211780018 | 05/25/2023
Carrier Corp. - Indianapolis | Maratherm | R95ESN0401410A* | Federally-Regulated Consumer Product | Mobile Home Non-Weatherized, C | 950 | 237 |  | 05/25/2023 | 40146 | 203924706 | 05/25/2023
Carrier Corp. - Indianapolis | Maratherm | R80ESL1352420A | Federally-Regulated Consumer Product | Non-Weatherized, Non-Condensin | 1887 | 265 |  | 05/25/2023 | 131482 | 203360120 | 05/25/2023
Carrier Corp. - Indianapolis | Maratherm | R95ESN0802120A**D | Federally-Regulated Consumer Product | Mobile Home Non-Weatherized, C | 1837 | 276 |  | 05/25/2023 | 79777 | 203360765 | 05/25/2023
Carrier Corp. - Indianapolis | Maratherm | R95ESN0601714A**D | Federally-Regulated Consumer Product | Mobile Home Non-Weatherized, C | 1346 | 254 |  | 05/25/2023 | 60102 | 203360763 | 05/25/2023
Carrier Corp. - Indianapolis | Maratherm | R96MSN0802120A* | Federally-Regulated Consumer Product | Mobile Home Non-Weatherized, C | 2169 | 290 |  | 05/25/2023 | 79638 | 211779610 | 05/25/2023
Carrier Corp. - Indianapolis | Maratherm | R95ESN1202422A*D | Federally-Regulated Consumer Product | Non-Weatherized, Condensing Ga | 2161 | 290 |  | 05/25/2023 | 119834 | 203360571 | 05/25/2023
Carrier Corp. - Indianapolis | Maratherm | R95ESN0601714A* | Federally-Regulated Consumer Product | Mobile Home Non-Weatherized, C | 1346 | 254 |  | 05/25/2023 | 60102 | 203360757 | 05/25/2023
Carrier Corp. - Indianapolis | Maratherm | R96MSN0801716A*D | Federally-Regulated Consumer Product | Non-Weatherized, Condensing Ga | 1671 | 269 |  | 05/25/2023 | 79335 | 211779606 | 05/25/2023
Carrier Corp. - Indianapolis | Maratherm | R80ESL0701712A | Federally-Regulated Consumer Product | Non-Weatherized, Non-Condensin | 1051 | 228 |  | 05/25/2023 | 65904 | 203360112 | 05/25/2023
Carrier Corp. - Indianapolis | Maratherm | R95ESN0401410A**D | Federally-Regulated Consumer Product | Mobile Home Non-Weatherized, C | 950 | 237 |  | 05/25/2023 | 40146 | 203924707 | 05/25/2023
Carrier Corp. - Indianapolis | Maratherm | R95ESN1002120A**D | Federally-Regulated Consumer Product | Mobile Home Non-Weatherized, C | 2102 | 287 |  | 05/25/2023 | 99999 | 203360766 | 05/25/2023
Carrier Corp. - Indianapolis | Maratherm | R96MSN0601716A**D | Federally-Regulated Consumer Product | Mobile Home Non-Weatherized, C | 1611 | 266 |  | 05/25/2023 | 59946 | 211779600 | 05/25/2023
Carrier Corp. - Indianapolis | Maratherm | R92ESN1202420A* | Federally-Regulated Consumer Product | Mobile Home Non-Weatherized, C | 1904 | 279 |  | 05/25/2023 | 119302 | 203359962 | 05/25/2023
Carrier Corp. - Indianapolis | Maratherm | R80ESN0902420A | Federally-Regulated Consumer Product | Non-Weatherized, Non-Condensin | 1987 | 269 |  | 05/25/2023 | 88320 | 203359895 | 05/25/2023
Carrier Corp. - Indianapolis | Maratherm | R96MSN1002120A | Federally-Regulated Consumer Product | Non-Weatherized, Condensing Ga | 2215 | 292 |  | 05/25/2023 | 99728 | 211779616 | 05/25/2023
Carrier Corp. - Indianapolis | Maratherm | R80ESL0901714A* | Federally-Regulated Consumer Product | Non-Weatherized, Non-Condensin | 1238 | 236 |  | 05/25/2023 | 88097 | 203360356 | 05/25/2023
Carrier Corp. - Indianapolis | Maratherm | R92MSN0801716A* | Federally-Regulated Consumer Product | Mobile Home Non-Weatherized, C | 1845 | 276 |  | 05/25/2023 | 80520 | 211779042 | 05/25/2023
Carrier Corp. - Indianapolis | Maratherm | R92ESN0802120A* | Federally-Regulated Consumer Product | Mobile Home Non-Weatherized, C | 1832 | 276 |  | 05/25/2023 | 79860 | 203359956 | 05/25/2023
Carrier Corp. - Indianapolis | Maratherm | R96MSN1202422A | Federally-Regulated Consumer Product | Non-Weatherized, Condensing Ga | 2308 | 297 |  | 05/25/2023 | 119661 | 211779624 | 05/25/2023
Carrier Corp. - Indianapolis | Maratherm | R95ESN1402422A | Federally-Regulated Consumer Product | Non-Weatherized, Condensing Ga | 2328 | 297 |  | 05/25/2023 | 139741 | 203360564 | 05/25/2023
Carrier Corp. - Indianapolis | Maratherm | R92ESN0401410A* | Federally-Regulated Consumer Product | Mobile Home Non-Weatherized, C | 981 | 238 |  | 05/25/2023 | 40102 | 203359940 | 05/25/2023
Carrier Corp. - Indianapolis | Maratherm | R92ESN0401712A | Federally-Regulated Consumer Product | Non-Weatherized, Condensing Ga | 1024 | 240 |  | 05/25/2023 | 39894 | 203359941 | 05/25/2023
Carrier Corp. - Indianapolis | Maratherm | R95ESN0261410A | Federally-Regulated Consumer Product | Non-Weatherized, Condensing Ga | 890 | 234 |  | 05/25/2023 | 26050 | 203360557 | 05/25/2023
Carrier Corp. - Indianapolis | Maratherm | R80ESL1102420A* | Federally-Regulated Consumer Product | Non-Weatherized, Non-Condensin | 2027 | 271 |  | 05/25/2023 | 109826 | 203360366 | 05/25/2023
Carrier Corp. - Indianapolis | Maratherm | R96MSN0401410A*D | Federally-Regulated Consumer Product | Non-Weatherized, Condensing Ga | 1017 | 240 |  | 05/25/2023 | 40102 | 211779586 | 05/25/2023
Carrier Corp. - Indianapolis | Maratherm | R95ESN0601412A* | Federally-Regulated Consumer Product | Mobile Home Non-Weatherized, C | 1176 | 247 |  | 05/25/2023 | 59961 | 203924710 | 05/25/2023
Carrier Corp. - Indianapolis | Maratherm | R96MSN0401712A* | Federally-Regulated Consumer Product | Mobile Home Non-Weatherized, C | 1097 | 243 |  | 05/25/2023 | 40216 | 211779590 | 05/25/2023
Carrier Corp. - Indianapolis | Maratherm | R95ESN1202422A | Federally-Regulated Consumer Product | Non-Weatherized, Condensing Ga | 2161 | 290 |  | 05/25/2023 | 119834 | 203360563 | 05/25/2023
Carrier Corp. - Indianapolis | Maratherm | R95ESN1002120A | Federally-Regulated Consumer Product | Non-Weatherized, Condensing Ga | 2102 | 287 |  | 05/25/2023 | 99999 | 203360562 | 05/25/2023
Carrier Corp. - Indianapolis | Maratherm | R80MSN0451412A | Federally-Regulated Consumer Product | Non-Weatherized, Non-Condensin | 1161 | 233 |  | 05/25/2023 | 44099 | 211780015 | 05/25/2023
Carrier Corp. - Indianapolis | Maratherm | R96MSN1202422A* | Federally-Regulated Consumer Product | Mobile Home Non-Weatherized, C | 2308 | 297 |  | 05/25/2023 | 119661 | 211779626 | 05/25/2023
Carrier Corp. - Indianapolis | Maratherm | R80ESL1352420A* | Federally-Regulated Consumer Product | Non-Weatherized, Non-Condensin | 1887 | 265 |  | 05/25/2023 | 131482 | 203360369 | 05/25/2023
Carrier Corp. - Indianapolis | Maratherm | R95ESN0801716A**D | Federally-Regulated Consumer Product | Mobile Home Non-Weatherized, C | 1771 | 273 |  | 05/25/2023 | 80331 | 203360764 | 05/25/2023
Carrier Corp. - Indianapolis | Maratherm | R80ESL0902420A* | Federally-Regulated Consumer Product | Non-Weatherized, Non-Condensin | 1987 | 269 |  | 05/25/2023 | 88320 | 203360362 | 05/25/2023
Carrier Corp. - Indianapolis | Maratherm | R80MSL0701716A | Federally-Regulated Consumer Product | Non-Weatherized, Non-Condensin | 1776 | 260 |  | 05/25/2023 | 65952 | 211780380 | 05/25/2023
Carrier Corp. - Indianapolis | Maratherm | R80MSL0701716A* | Federally-Regulated Consumer Product | Non-Weatherized, Non-Condensin | 1776 | 260 |  | 05/25/2023 | 65952 | 211780396 | 05/25/2023
Carrier Corp. - Indianapolis | Maratherm | R95ESN1202422A* | Federally-Regulated Consumer Product | Mobile Home Non-Weatherized, C | 2161 | 290 |  | 05/25/2023 | 119834 | 203360761 | 05/25/2023
Carrier Corp. - Indianapolis | Maratherm | R80ESN0451712A | Federally-Regulated Consumer Product | Non-Weatherized, Non-Condensin | 1206 | 235 |  | 05/25/2023 | 44058 | 203359881 | 05/25/2023
Carrier Corp. - Indianapolis | Maratherm | R96MSN0401410A | Federally-Regulated Consumer Product | Non-Weatherized, Condensing Ga | 1017 | 240 |  | 05/25/2023 | 40102 | 211779580 | 05/25/2023
Carrier Corp. - Indianapolis | Maratherm | R95ESN1402422A*D | Federally-Regulated Consumer Product | Non-Weatherized, Condensing Ga | 2328 | 297 |  | 05/25/2023 | 139741 | 203360572 | 05/25/2023
Carrier Corp. - Indianapolis | Maratherm | R96MSN0601716A* | Federally-Regulated Consumer Product | Mobile Home Non-Weatherized, C | 1611 | 266 |  | 05/25/2023 | 59946 | 211779598 | 05/25/2023
Carrier Corp. - Indianapolis | Maratherm | R96MSN0601716A*D | Federally-Regulated Consumer Product | Non-Weatherized, Condensing Ga | 1611 | 266 |  | 05/25/2023 | 59946 | 211779602 | 05/25/2023
Carrier Corp. - Indianapolis | Maratherm | R80MSN1102120A | Federally-Regulated Consumer Product | Non-Weatherized, Non-Condensin | 2444 | 290 |  | 05/25/2023 | 110371 | 211780019 | 05/25/2023
Carrier Corp. - Indianapolis | Maratherm | R92MSN0601714A* | Federally-Regulated Consumer Product | Mobile Home Non-Weatherized, C | 1381 | 256 |  | 05/25/2023 | 60143 | 211779040 | 05/25/2023
Carrier Corp. - Indianapolis | Maratherm | R92MSN0401412A* | Federally-Regulated Consumer Product | Mobile Home Non-Weatherized, C | 1089 | 243 |  | 05/25/2023 | 39846 | 211779038 | 05/25/2023
Carrier Corp. - Indianapolis | Maratherm | R96MSN0401712A*D | Federally-Regulated Consumer Product | Non-Weatherized, Condensing Ga | 1097 | 243 |  | 05/25/2023 | 40216 | 211779594 | 05/25/2023
Carrier Corp. - Indianapolis | Maratherm | R80ESL1102420A | Federally-Regulated Consumer Product | Non-Weatherized, Non-Condensin | 2027 | 271 |  | 05/25/2023 | 109826 | 203360119 | 05/25/2023
Carrier Corp. - Indianapolis | Maratherm | R80ESL0901714A | Federally-Regulated Consumer Product | Non-Weatherized, Non-Condensin | 1238 | 236 |  | 05/25/2023 | 88097 | 203360114 | 05/25/2023
Carrier Corp. - Indianapolis | Maratherm | R80MSL0902120A* | Federally-Regulated Consumer Product | Non-Weatherized, Non-Condensin | 2438 | 289 |  | 05/25/2023 | 88368 | 211780244 | 05/25/2023
Carrier Corp. - Indianapolis | Maratherm | R80MSN0701412A | Federally-Regulated Consumer Product | Non-Weatherized, Non-Condensin | 1170 | 233 |  | 05/25/2023 | 65912 | 211780016 | 05/25/2023
Carrier Corp. - Indianapolis | Maratherm | R92ESN0601714A | Federally-Regulated Consumer Product | Non-Weatherized, Condensing Ga | 1205 | 248 |  | 05/25/2023 | 60119 | 203359948 | 05/25/2023
Carrier Corp. - Indianapolis | Maratherm | R80ESN1102420A | Federally-Regulated Consumer Product | Non-Weatherized, Non-Condensin | 2027 | 271 |  | 05/25/2023 | 109826 | 203359899 | 05/25/2023
Carrier Corp. - Indianapolis | Maratherm | R96MSN0801716A**D | Federally-Regulated Consumer Product | Mobile Home Non-Weatherized, C | 1671 | 269 |  | 05/25/2023 | 79335 | 211779604 | 05/25/2023
Carrier Corp. - Indianapolis | Maratherm | R95ESN1002120A*D | Federally-Regulated Consumer Product | Non-Weatherized, Condensing Ga | 2102 | 287 |  | 05/25/2023 | 99999 | 203360570 | 05/25/2023
Carrier Corp. - Indianapolis | Maratherm | R80ESL0701712A* | Federally-Regulated Consumer Product | Non-Weatherized, Non-Condensin | 1051 | 228 |  | 05/25/2023 | 65904 | 203360352 | 05/25/2023
Carrier Corp. - Indianapolis | Maratherm | R95ESN0802120A* | Federally-Regulated Consumer Product | Mobile Home Non-Weatherized, C | 1837 | 276 |  | 05/25/2023 | 79777 | 203360759 | 05/25/2023
Carrier Corp. - Indianapolis | Maratherm | R95ESN0401712A**D | Federally-Regulated Consumer Product | Mobile Home Non-Weatherized, C | 998 | 239 |  | 05/25/2023 | 40139 | 203360762 | 05/25/2023
Carrier Corp. - Indianapolis | Maratherm | R95ESN0401712A* | Federally-Regulated Consumer Product | Mobile Home Non-Weatherized, C | 998 | 239 |  | 05/25/2023 | 40139 | 203360756 | 05/25/2023
Carrier Corp. - Indianapolis | Maratherm | R96MSN0401712A | Federally-Regulated Consumer Product | Non-Weatherized, Condensing Ga | 1097 | 243 |  | 05/25/2023 | 40216 | 211779588 | 05/25/2023
Carrier Corp. - Indianapolis | Maratherm | R80MSL0701412A | Federally-Regulated Consumer Product | Non-Weatherized, Non-Condensin | 1170 | 233 |  | 05/25/2023 | 65912 | 211780128 | 05/25/2023
Carrier Corp. - Indianapolis | Maratherm | R92ESN1002120A | Federally-Regulated Consumer Product | Non-Weatherized, Condensing Ga | 1821 | 275 |  | 05/25/2023 | 99460 | 203359957 | 05/25/2023
Carrier Corp. - Indianapolis | Maratherm | R80MSL1102120A* | Federally-Regulated Consumer Product | Non-Weatherized, Non-Condensin | 2444 | 290 |  | 05/25/2023 | 110371 | 211780245 | 05/25/2023
Carrier Corp. - Indianapolis | Maratherm | R95ESN0801716A* | Federally-Regulated Consumer Product | Mobile Home Non-Weatherized, C | 1771 | 273 |  | 05/25/2023 | 80331 | 203360758 | 05/25/2023
Carrier Corp. - Indianapolis | Maratherm | R80ESL0451712A* | Federally-Regulated Consumer Product | Non-Weatherized, Non-Condensin | 1206 | 235 |  | 05/25/2023 | 44058 | 203360348 | 05/25/2023
Carrier Corp. - Indianapolis | Maratherm | R80MSN0901714A | Federally-Regulated Consumer Product | Non-Weatherized, Non-Condensin | 1592 | 252 |  | 05/25/2023 | 88547 | 211780017 | 05/25/2023
Carrier Corp. - Indianapolis | Maratherm | R80ESN0901714A | Federally-Regulated Consumer Product | Non-Weatherized, Non-Condensin | 1238 | 236 |  | 05/25/2023 | 88097 | 203359889 | 05/25/2023
Rheem Sales Company, Inc. | Weatherking | RGEA15048AJV08XAB | Federally-Regulated Consumer Product | Weatherized Non-Condensing Gas | 1720 | 275 |  | 06/30/2022 | 99897 | 203404592 | 05/25/2023
Rheem Sales Company, Inc. | Weatherking | W96VA0852521MSB | Federally-Regulated Consumer Product | Non-Weatherized, Condensing Ga | 1947 | 281 |  | 12/01/2021 | 58053 | 7086391 | 05/25/2023
Rheem Sales Company, Inc. | Weatherking | W95TC0401317MSA | Federally-Regulated Consumer Product | Non-Weatherized, Condensing Ga | 1107 | 244 |  | 01/20/2021 | 41877 | 8934609 | 05/25/2023
Rheem Sales Company, Inc. | Weatherking | RGEA14048AJT08XAB | Federally-Regulated Consumer Product | Weatherized Non-Condensing Gas | 1809 | 279 |  | 06/30/2022 | 99189 | 203404492 | 05/25/2023
Rheem Sales Company, Inc. | Weatherking | W802W1005A21DZNBAS | Federally-Regulated Consumer Product | Non-Weatherized, Non-Condensin | 2120 | 275 |  | 04/04/2023 | 69817 | 211871339 | 05/25/2023
Rheem Sales Company, Inc. | Weatherking | RGEAZR042AJT08UNA | Federally-Regulated Consumer Product | Weatherized Non-Condensing Gas | 1635 | 271 |  | 06/22/2022 | 80943 | 208676542 | 05/25/2023
Rheem Sales Company, Inc. | Weatherking | RGEAZR060AJT10UNA | Federally-Regulated Consumer Product | Weatherized Non-Condensing Gas | 1911 | 283 |  | 06/22/2022 | 99261 | 208676582 | 05/25/2023
Rheem Sales Company, Inc. | Weatherking | W95TC0701521MSA | Federally-Regulated Consumer Product | Non-Weatherized, Condensing Ga | 1983 | 279 |  | 01/20/2021 | 70360 | 203261702 | 05/25/2023
Rheem Sales Company, Inc. | Weatherking | W92TA1151524MSA | Federally-Regulated Consumer Product | Non-Weatherized, Condensing Ga | 2041 | 285 |  | 01/20/2021 | 111488 | 9958621 | 05/25/2023
Rheem Sales Company, Inc. | Weatherking | RGEAZR024AJT041NA | Federally-Regulated Consumer Product | Weatherized Non-Condensing Gas | 1205 | 252 |  | 06/23/2022 | 40798 | 208676392 | 05/25/2023
Rheem Sales Company, Inc. | Weatherking | W802W1255A24DZSBAS | Federally-Regulated Consumer Product | Non-Weatherized, Non-Condensin | 2179 | 278 |  | 03/31/2023 | 86625 | 211806386 | 05/25/2023
Rheem Sales Company, Inc. | Weatherking | W802TA125524MSA | Federally-Regulated Consumer Product | Non-Weatherized, Non-Condensin | 1899 | 266 |  | 01/20/2021 | 87546 | 204007883 | 05/25/2023
Rheem Sales Company, Inc. | Weatherking | W801T0504A17UHSNAS | Federally-Regulated Consumer Product | Non-Weatherized, Non-Condensin | 1517 | 249 |  | 03/31/2023 | 50545 | 211806587 | 05/25/2023
Rheem Sales Company, Inc. | Weatherking | W95TC0701317MSA | Federally-Regulated Consumer Product | Non-Weatherized, Condensing Ga | 1362 | 255 |  | 01/20/2021 | 69960 | 8934617 | 05/25/2023
Rheem Sales Company, Inc. | Weatherking | W95TC1001521MSA | Federally-Regulated Consumer Product | Non-Weatherized, Condensing Ga | 2066 | 286 |  | 01/20/2021 | 98023 | 8934625 | 05/25/2023
Rheem Sales Company, Inc. | Weatherking | W802W0503A14DZSBAS | Federally-Regulated Consumer Product | Non-Weatherized, Non-Condensin | 1250 | 237 |  | 04/04/2023 | 34844 | 211871336 | 05/25/2023
Rheem Sales Company, Inc. | Weatherking | W801T0703A17UHU | Federally-Regulated Consumer Product | Non-Weatherized, Non-Condensin | 1189 | 234 |  | 05/25/2022 | 70542 | 208430293 | 05/25/2023
Rheem Sales Company, Inc. | Weatherking | W801T0753A17DZS | Federally-Regulated Consumer Product | Non-Weatherized, Non-Condensin | 1253 | 237 |  | 11/10/2022 | 74903 | 210586029 | 05/25/2023
Rheem Sales Company, Inc. | Weatherking | RGEAZR024AJT04XNA | Federally-Regulated Consumer Product | Weatherized Non-Condensing Gas | 1205 | 252 |  | 06/22/2022 | 40798 | 208676472 | 05/25/2023
Rheem Sales Company, Inc. | Weatherking | W802TA075417MSA | Federally-Regulated Consumer Product | Non-Weatherized, Non-Condensin | 1884 | 265 |  | 01/20/2021 | 52545 | 204007874 | 05/25/2023
Rheem Sales Company, Inc. | Weatherking | RGEAZR060AJT081NA | Federally-Regulated Consumer Product | Weatherized Non-Condensing Gas | 2041 | 289 |  | 06/22/2022 | 79422 | 208676457 | 05/25/2023
Rheem Sales Company, Inc. | Weatherking | W801W0504A17UHSBAS | Federally-Regulated Consumer Product | Non-Weatherized, Non-Condensin | 1682 | 256 |  | 03/30/2023 | 50501 | 211774710 | 05/25/2023
Rheem Sales Company, Inc. | Weatherking | RGEAZR042AJT081NA | Federally-Regulated Consumer Product | Weatherized Non-Condensing Gas | 1820 | 279 |  | 06/22/2022 | 81578 | 208676437 | 05/25/2023
Rheem Sales Company, Inc. | Weatherking | W802W0504A17UHNBAS | Federally-Regulated Consumer Product | Non-Weatherized, Non-Condensin | 1712 | 257 |  | 04/04/2023 | 34534 | 211871337 | 05/25/2023
Rheem Sales Company, Inc. | Weatherking | RGEAZR060AJT08XNA | Federally-Regulated Consumer Product | Weatherized Non-Condensing Gas | 2041 | 289 |  | 06/22/2022 | 79422 | 208676577 | 05/25/2023
Rheem Sales Company, Inc. | Weatherking | RGEA15048AJV10XAB | Federally-Regulated Consumer Product | Weatherized Non-Condensing Gas | 1720 | 275 |  | 06/30/2022 | 99897 | 203404600 | 05/25/2023
Rheem Sales Company, Inc. | Weatherking | RGEA14048AJT10XAB | Federally-Regulated Consumer Product | Weatherized Non-Condensing Gas | 1809 | 279 |  | 06/30/2022 | 99189 | 203404500 | 05/25/2023
Rheem Sales Company, Inc. | Weatherking | RGEAZR036AJT10XNA | Federally-Regulated Consumer Product | Weatherized Non-Condensing Gas | 1380 | 260 |  | 06/22/2022 | 100130 | 208676537 | 05/25/2023
Rheem Sales Company, Inc. | Weatherking | RGEAZR042AJT101NA | Federally-Regulated Consumer Product | Weatherized Non-Condensing Gas | 1774 | 277 |  | 06/22/2022 | 100987 | 208676442 | 05/25/2023
Rheem Sales Company, Inc. | Weatherking | RGEAZS036ACV062CA | Federally-Regulated Consumer Product | Weatherized Non-Condensing Gas | 1702 | 248 |  | 03/21/2023 | 46772 | 211726895 | 05/25/2023
Rheem Sales Company, Inc. | Weatherking | RGEAZR048AJT08UNA | Federally-Regulated Consumer Product | Weatherized Non-Condensing Gas | 2026 | 288 |  | 06/22/2022 | 80023 | 208676557 | 05/25/2023
Rheem Sales Company, Inc. | Weatherking | W802TA150524MSA | Federally-Regulated Consumer Product | Non-Weatherized, Non-Condensin | 2092 | 274 |  | 01/20/2021 | 104565 | 204007886 | 05/25/2023
Rheem Sales Company, Inc. | Weatherking | W802W1255A24DZNBAS | Federally-Regulated Consumer Product | Non-Weatherized, Non-Condensin | 2179 | 278 |  | 03/31/2023 | 86625 | 211806385 | 05/25/2023
Rheem Sales Company, Inc. | Weatherking | W95TC0851521MSA | Federally-Regulated Consumer Product | Non-Weatherized, Condensing Ga | 1929 | 280 |  | 01/20/2021 | 84515 | 8934621 | 05/25/2023
Rheem Sales Company, Inc. | Weatherking | W92TA0701521MSA | Federally-Regulated Consumer Product | Non-Weatherized, Condensing Ga | 1983 | 282 |  | 07/31/2021 | 70360 | 207177333 | 05/25/2023
Rheem Sales Company, Inc. | Weatherking | RGEAZS036AJV082CA | Federally-Regulated Consumer Product | Weatherized Non-Condensing Gas | 1662 | 272 |  | 03/21/2023 | 60830 | 211726915 | 05/25/2023
Rheem Sales Company, Inc. | Weatherking | RGEAZR024AJT04UNA | Federally-Regulated Consumer Product | Weatherized Non-Condensing Gas | 1181 | 251 |  | 06/22/2022 | 40068 | 208676467 | 05/25/2023
Rheem Sales Company, Inc. | Weatherking | RGEAZR036AJT061NA | Federally-Regulated Consumer Product | Weatherized Non-Condensing Gas | 1259 | 254 |  | 06/22/2022 | 58986 | 208676422 | 05/25/2023
Rheem Sales Company, Inc. | Weatherking | RGEAZR036AJT08XNA | Federally-Regulated Consumer Product | Weatherized Non-Condensing Gas | 1387 | 260 |  | 06/22/2022 | 80632 | 208676532 | 05/25/2023
Rheem Sales Company, Inc. | Weatherking | W921T1005A21M4 | Federally-Regulated Consumer Product | Non-Weatherized, Condensing Ga | 2066 | 286 |  | 06/15/2022 | 98023 | 208663466 | 05/25/2023
Rheem Sales Company, Inc. | Weatherking | W802W0755A21DZNBAS | Federally-Regulated Consumer Product | Non-Weatherized, Non-Condensin | 2041 | 272 |  | 03/30/2023 | 52592 | 211774740 | 05/25/2023
Rheem Sales Company, Inc. | Weatherking | RGEAZR048AJT10XNA | Federally-Regulated Consumer Product | Weatherized Non-Condensing Gas | 2001 | 287 |  | 06/22/2022 | 101705 | 208676572 | 05/25/2023
Rheem Sales Company, Inc. | Weatherking | W96VA0602317MSA | Federally-Regulated Consumer Product | Non-Weatherized, Condensing Ga | 1372 | 255 |  | 03/17/2021 | 37932 | 6715488 | 05/25/2023
Rheem Sales Company, Inc. | Weatherking | W802W0503A14DZNBAS | Federally-Regulated Consumer Product | Non-Weatherized, Non-Condensin | 1250 | 237 |  | 04/04/2023 | 34844 | 211871335 | 05/25/2023
Rheem Sales Company, Inc. | Weatherking | W96VA0702317MSA | Federally-Regulated Consumer Product | Non-Weatherized, Condensing Ga | 1290 | 252 |  | 03/17/2021 | 48940 | 6715489 | 05/25/2023
Rheem Sales Company, Inc. | Weatherking | RGEA15060AJV101AB | Federally-Regulated Consumer Product | Weatherized Non-Condensing Gas | 2166 | 294 |  | 06/30/2022 | 100081 | 203404604 | 05/25/2023
Rheem Sales Company, Inc. | Weatherking | RGEA14048AJT101AB | Federally-Regulated Consumer Product | Weatherized Non-Condensing Gas | 1809 | 279 |  | 06/30/2022 | 99189 | 203404496 | 05/25/2023
Rheem Sales Company, Inc. | Weatherking | RGEA15030AJV061AB | Federally-Regulated Consumer Product | Weatherized Non-Condensing Gas | 1402 | 261 |  | 06/30/2022 | 80658 | 203404528 | 05/25/2023
Rheem Sales Company, Inc. | Weatherking | RGEAZR030AJT04UNA | Federally-Regulated Consumer Product | Weatherized Non-Condensing Gas | 1189 | 251 |  | 06/22/2022 | 39887 | 208676492 | 05/25/2023
Rheem Sales Company, Inc. | Weatherking | RGEAZR048AJT08XNA | Federally-Regulated Consumer Product | Weatherized Non-Condensing Gas | 1847 | 280 |  | 06/22/2022 | 80515 | 208676562 | 05/25/2023
Rheem Sales Company, Inc. | Weatherking | RGEAZR030AJT08XNA | Federally-Regulated Consumer Product | Weatherized Non-Condensing Gas | 1216 | 253 |  | 06/22/2022 | 80365 | 208676512 | 05/25/2023
Rheem Sales Company, Inc. | Weatherking | RGEAZR048AJT081NA | Federally-Regulated Consumer Product | Weatherized Non-Condensing Gas | 1847 | 280 |  | 06/22/2022 | 80515 | 208676447 | 05/25/2023
Rheem Sales Company, Inc. | Weatherking | W95TC1151524MSA | Federally-Regulated Consumer Product | Non-Weatherized, Condensing Ga | 2041 | 285 |  | 01/20/2021 | 111488 | 8934629 | 05/25/2023
Rheem Sales Company, Inc. | Weatherking | W801T0504A17UHNNAS | Federally-Regulated Consumer Product | Non-Weatherized, Non-Condensin | 1517 | 249 |  | 03/31/2023 | 50545 | 211806583 | 05/25/2023
Rheem Sales Company, Inc. | Weatherking | RGEAZR060AJT10XNA | Federally-Regulated Consumer Product | Weatherized Non-Condensing Gas | 2131 | 293 |  | 06/22/2022 | 101980 | 208676587 | 05/25/2023
Rheem Sales Company, Inc. | Weatherking | W802W0504A17UHSBAS | Federally-Regulated Consumer Product | Non-Weatherized, Non-Condensin | 1712 | 257 |  | 04/04/2023 | 34534 | 211871338 | 05/25/2023
Rheem Sales Company, Inc. | Weatherking | W802W1005A21DZSBAS | Federally-Regulated Consumer Product | Non-Weatherized, Non-Condensin | 2120 | 275 |  | 04/04/2023 | 69817 | 211871340 | 05/25/2023
Rheem Sales Company, Inc. | Weatherking | RGEAZR048AJT10UNA | Federally-Regulated Consumer Product | Weatherized Non-Condensing Gas | 1832 | 280 |  | 06/22/2022 | 100370 | 208676567 | 05/25/2023
Rheem Sales Company, Inc. | Weatherking | W802W0755A21DZSBAS | Federally-Regulated Consumer Product | Non-Weatherized, Non-Condensin | 2041 | 272 |  | 03/30/2023 | 52592 | 211774741 | 05/25/2023
Rheem Sales Company, Inc. | Weatherking | W921W0603A17M4 | Federally-Regulated Consumer Product | Non-Weatherized, Condensing Ga | 1356 | 249 |  | 06/28/2022 | 56054 | 208770568 | 05/25/2023
Rheem Sales Company, Inc. | Weatherking | W801T0754A17UHS | Federally-Regulated Consumer Product | Non-Weatherized, Non-Condensin | 1496 | 248 | 248 | 05/18/2022 | 75177 | 208242445 | 05/25/2023
Rheem Sales Company, Inc. | Weatherking | RGEA15048AJV08XAB | Federally-Regulated Consumer Product | Weatherized Non-Condensing Gas | 1720 | 275 |  | 05/25/2023 | 99897 | 203404592 | 05/25/2023
Rheem Sales Company, Inc. | Weatherking | W96VA0852521MSB | Federally-Regulated Consumer Product | Non-Weatherized, Condensing Ga | 1947 | 281 |  | 05/25/2023 | 58053 | 7086391 | 05/25/2023
Rheem Sales Company, Inc. | Weatherking | W95TC0401317MSA | Federally-Regulated Consumer Product | Non-Weatherized, Condensing Ga | 1107 | 244 |  | 05/25/2023 | 41877 | 8934609 | 05/25/2023
Rheem Sales Company, Inc. | Weatherking | RGEA14048AJT08XAB | Federally-Regulated Consumer Product | Weatherized Non-Condensing Gas | 1809 | 279 |  | 05/25/2023 | 99189 | 203404492 | 05/25/2023
Rheem Sales Company, Inc. | Weatherking | W802W1005A21DZNBAS | Federally-Regulated Consumer Product | Non-Weatherized, Non-Condensin | 2120 | 275 |  | 05/25/2023 | 69817 | 211871339 | 05/25/2023
Rheem Sales Company, Inc. | Weatherking | RGEAZR042AJT08UNA | Federally-Regulated Consumer Product | Weatherized Non-Condensing Gas | 1635 | 271 |  | 05/25/2023 | 80943 | 208676542 | 05/25/2023
Rheem Sales Company, Inc. | Weatherking | RGEAZR060AJT10UNA | Federally-Regulated Consumer Product | Weatherized Non-Condensing Gas | 1911 | 283 |  | 05/25/2023 | 99261 | 208676582 | 05/25/2023
Rheem Sales Company, Inc. | Weatherking | W95TC0701521MSA | Federally-Regulated Consumer Product | Non-Weatherized, Condensing Ga | 1983 | 279 |  | 05/25/2023 | 70360 | 203261702 | 05/25/2023
Rheem Sales Company, Inc. | Weatherking | W92TA1151524MSA | Federally-Regulated Consumer Product | Non-Weatherized, Condensing Ga | 2041 | 285 |  | 05/25/2023 | 111488 | 9958621 | 05/25/2023
Rheem Sales Company, Inc. | Weatherking | RGEAZR024AJT041NA | Federally-Regulated Consumer Product | Weatherized Non-Condensing Gas | 1205 | 252 |  | 05/25/2023 | 40798 | 208676392 | 05/25/2023
Rheem Sales Company, Inc. | Weatherking | W802W1255A24DZSBAS | Federally-Regulated Consumer Product | Non-Weatherized, Non-Condensin | 2179 | 278 |  | 05/25/2023 | 86625 | 211806386 | 05/25/2023
Rheem Sales Company, Inc. | Weatherking | W802TA125524MSA | Federally-Regulated Consumer Product | Non-Weatherized, Non-Condensin | 1899 | 266 |  | 05/25/2023 | 87546 | 204007883 | 05/25/2023
Rheem Sales Company, Inc. | Weatherking | W801T0504A17UHSNAS | Federally-Regulated Consumer Product | Non-Weatherized, Non-Condensin | 1517 | 249 |  | 05/25/2023 | 50545 | 211806587 | 05/25/2023
Rheem Sales Company, Inc. | Weatherking | W95TC0701317MSA | Federally-Regulated Consumer Product | Non-Weatherized, Condensing Ga | 1362 | 255 |  | 05/25/2023 | 69960 | 8934617 | 05/25/2023
Rheem Sales Company, Inc. | Weatherking | W95TC1001521MSA | Federally-Regulated Consumer Product | Non-Weatherized, Condensing Ga | 2066 | 286 |  | 05/25/2023 | 98023 | 8934625 | 05/25/2023
Rheem Sales Company, Inc. | Weatherking | W802W0503A14DZSBAS | Federally-Regulated Consumer Product | Non-Weatherized, Non-Condensin | 1250 | 237 |  | 05/25/2023 | 34844 | 211871336 | 05/25/2023
Rheem Sales Company, Inc. | Weatherking | W801T0703A17UHU | Federally-Regulated Consumer Product | Non-Weatherized, Non-Condensin | 1189 | 234 |  | 05/25/2023 | 70542 | 208430293 | 05/25/2023
Rheem Sales Company, Inc. | Weatherking | W801T0753A17DZS | Federally-Regulated Consumer Product | Non-Weatherized, Non-Condensin | 1253 | 237 |  | 05/25/2023 | 74903 | 210586029 | 05/25/2023
Rheem Sales Company, Inc. | Weatherking | RGEAZR024AJT04XNA | Federally-Regulated Consumer Product | Weatherized Non-Condensing Gas | 1205 | 252 |  | 05/25/2023 | 40798 | 208676472 | 05/25/2023
Rheem Sales Company, Inc. | Weatherking | W802TA075417MSA | Federally-Regulated Consumer Product | Non-Weatherized, Non-Condensin | 1884 | 265 |  | 05/25/2023 | 52545 | 204007874 | 05/25/2023
Rheem Sales Company, Inc. | Weatherking | RGEAZR060AJT081NA | Federally-Regulated Consumer Product | Weatherized Non-Condensing Gas | 2041 | 289 |  | 05/25/2023 | 79422 | 208676457 | 05/25/2023
Rheem Sales Company, Inc. | Weatherking | W801W0504A17UHSBAS | Federally-Regulated Consumer Product | Non-Weatherized, Non-Condensin | 1682 | 256 |  | 05/25/2023 | 50501 | 211774710 | 05/25/2023
Rheem Sales Company, Inc. | Weatherking | RGEAZR042AJT081NA | Federally-Regulated Consumer Product | Weatherized Non-Condensing Gas | 1820 | 279 |  | 05/25/2023 | 81578 | 208676437 | 05/25/2023
Rheem Sales Company, Inc. | Weatherking | W802W0504A17UHNBAS | Federally-Regulated Consumer Product | Non-Weatherized, Non-Condensin | 1712 | 257 |  | 05/25/2023 | 34534 | 211871337 | 05/25/2023
Rheem Sales Company, Inc. | Weatherking | RGEAZR060AJT08XNA | Federally-Regulated Consumer Product | Weatherized Non-Condensing Gas | 2041 | 289 |  | 05/25/2023 | 79422 | 208676577 | 05/25/2023
Rheem Sales Company, Inc. | Weatherking | RGEA15048AJV10XAB | Federally-Regulated Consumer Product | Weatherized Non-Condensing Gas | 1720 | 275 |  | 05/25/2023 | 99897 | 203404600 | 05/25/2023
Rheem Sales Company, Inc. | Weatherking | RGEA14048AJT10XAB | Federally-Regulated Consumer Product | Weatherized Non-Condensing Gas | 1809 | 279 |  | 05/25/2023 | 99189 | 203404500 | 05/25/2023
Rheem Sales Company, Inc. | Weatherking | RGEAZR036AJT10XNA | Federally-Regulated Consumer Product | Weatherized Non-Condensing Gas | 1380 | 260 |  | 05/25/2023 | 100130 | 208676537 | 05/25/2023
Rheem Sales Company, Inc. | Weatherking | RGEAZR042AJT101NA | Federally-Regulated Consumer Product | Weatherized Non-Condensing Gas | 1774 | 277 |  | 05/25/2023 | 100987 | 208676442 | 05/25/2023
Rheem Sales Company, Inc. | Weatherking | RGEAZS036ACV062CA | Federally-Regulated Consumer Product | Weatherized Non-Condensing Gas | 1702 | 248 |  | 05/25/2023 | 46772 | 211726895 | 05/25/2023
Rheem Sales Company, Inc. | Weatherking | RGEAZR048AJT08UNA | Federally-Regulated Consumer Product | Weatherized Non-Condensing Gas | 2026 | 288 |  | 05/25/2023 | 80023 | 208676557 | 05/25/2023
Rheem Sales Company, Inc. | Weatherking | W802TA150524MSA | Federally-Regulated Consumer Product | Non-Weatherized, Non-Condensin | 2092 | 274 |  | 05/25/2023 | 104565 | 204007886 | 05/25/2023
Rheem Sales Company, Inc. | Weatherking | W802W1255A24DZNBAS | Federally-Regulated Consumer Product | Non-Weatherized, Non-Condensin | 2179 | 278 |  | 05/25/2023 | 86625 | 211806385 | 05/25/2023
Rheem Sales Company, Inc. | Weatherking | W95TC0851521MSA | Federally-Regulated Consumer Product | Non-Weatherized, Condensing Ga | 1929 | 280 |  | 05/25/2023 | 84515 | 8934621 | 05/25/2023
Rheem Sales Company, Inc. | Weatherking | W92TA0701521MSA | Federally-Regulated Consumer Product | Non-Weatherized, Condensing Ga | 1983 | 282 |  | 05/25/2023 | 70360 | 207177333 | 05/25/2023
Rheem Sales Company, Inc. | Weatherking | RGEAZS036AJV082CA | Federally-Regulated Consumer Product | Weatherized Non-Condensing Gas | 1662 | 272 |  | 05/25/2023 | 60830 | 211726915 | 05/25/2023
Rheem Sales Company, Inc. | Weatherking | RGEAZR024AJT04UNA | Federally-Regulated Consumer Product | Weatherized Non-Condensing Gas | 1181 | 251 |  | 05/25/2023 | 40068 | 208676467 | 05/25/2023
Rheem Sales Company, Inc. | Weatherking | RGEAZR036AJT061NA | Federally-Regulated Consumer Product | Weatherized Non-Condensing Gas | 1259 | 254 |  | 05/25/2023 | 58986 | 208676422 | 05/25/2023
Rheem Sales Company, Inc. | Weatherking | RGEAZR036AJT08XNA | Federally-Regulated Consumer Product | Weatherized Non-Condensing Gas | 1387 | 260 |  | 05/25/2023 | 80632 | 208676532 | 05/25/2023
Rheem Sales Company, Inc. | Weatherking | W921T1005A21M4 | Federally-Regulated Consumer Product | Non-Weatherized, Condensing Ga | 2066 | 286 |  | 05/25/2023 | 98023 | 208663466 | 05/25/2023
Rheem Sales Company, Inc. | Weatherking | W802W0755A21DZNBAS | Federally-Regulated Consumer Product | Non-Weatherized, Non-Condensin | 2041 | 272 |  | 05/25/2023 | 52592 | 211774740 | 05/25/2023
Rheem Sales Company, Inc. | Weatherking | RGEAZR048AJT10XNA | Federally-Regulated Consumer Product | Weatherized Non-Condensing Gas | 2001 | 287 |  | 05/25/2023 | 101705 | 208676572 | 05/25/2023
Rheem Sales Company, Inc. | Weatherking | W96VA0602317MSA | Federally-Regulated Consumer Product | Non-Weatherized, Condensing Ga | 1372 | 255 |  | 05/25/2023 | 37932 | 6715488 | 05/25/2023
Rheem Sales Company, Inc. | Weatherking | W802W0503A14DZNBAS | Federally-Regulated Consumer Product | Non-Weatherized, Non-Condensin | 1250 | 237 |  | 05/25/2023 | 34844 | 211871335 | 05/25/2023
Rheem Sales Company, Inc. | Weatherking | W96VA0702317MSA | Federally-Regulated Consumer Product | Non-Weatherized, Condensing Ga | 1290 | 252 |  | 05/25/2023 | 48940 | 6715489 | 05/25/2023
Rheem Sales Company, Inc. | Weatherking | RGEA15060AJV101AB | Federally-Regulated Consumer Product | Weatherized Non-Condensing Gas | 2166 | 294 |  | 05/25/2023 | 100081 | 203404604 | 05/25/2023
Rheem Sales Company, Inc. | Weatherking | RGEA14048AJT101AB | Federally-Regulated Consumer Product | Weatherized Non-Condensing Gas | 1809 | 279 |  | 05/25/2023 | 99189 | 203404496 | 05/25/2023
Rheem Sales Company, Inc. | Weatherking | RGEA15030AJV061AB | Federally-Regulated Consumer Product | Weatherized Non-Condensing Gas | 1402 | 261 |  | 05/25/2023 | 80658 | 203404528 | 05/25/2023
Rheem Sales Company, Inc. | Weatherking | RGEAZR030AJT04UNA | Federally-Regulated Consumer Product | Weatherized Non-Condensing Gas | 1189 | 251 |  | 05/25/2023 | 39887 | 208676492 | 05/25/2023
Rheem Sales Company, Inc. | Weatherking | RGEAZR048AJT08XNA | Federally-Regulated Consumer Product | Weatherized Non-Condensing Gas | 1847 | 280 |  | 05/25/2023 | 80515 | 208676562 | 05/25/2023
Rheem Sales Company, Inc. | Weatherking | RGEAZR030AJT08XNA | Federally-Regulated Consumer Product | Weatherized Non-Condensing Gas | 1216 | 253 |  | 05/25/2023 | 80365 | 208676512 | 05/25/2023
Rheem Sales Company, Inc. | Weatherking | RGEAZR048AJT081NA | Federally-Regulated Consumer Product | Weatherized Non-Condensing Gas | 1847 | 280 |  | 05/25/2023 | 80515 | 208676447 | 05/25/2023
Rheem Sales Company, Inc. | Weatherking | W95TC1151524MSA | Federally-Regulated Consumer Product | Non-Weatherized, Condensing Ga | 2041 | 285 |  | 05/25/2023 | 111488 | 8934629 | 05/25/2023
Rheem Sales Company, Inc. | Weatherking | W801T0504A17UHNNAS | Federally-Regulated Consumer Product | Non-Weatherized, Non-Condensin | 1517 | 249 |  | 05/25/2023 | 50545 | 211806583 | 05/25/2023
Rheem Sales Company, Inc. | Weatherking | RGEAZR060AJT10XNA | Federally-Regulated Consumer Product | Weatherized Non-Condensing Gas | 2131 | 293 |  | 05/25/2023 | 101980 | 208676587 | 05/25/2023
Rheem Sales Company, Inc. | Weatherking | W802W0504A17UHSBAS | Federally-Regulated Consumer Product | Non-Weatherized, Non-Condensin | 1712 | 257 |  | 05/25/2023 | 34534 | 211871338 | 05/25/2023
Rheem Sales Company, Inc. | Weatherking | W802W1005A21DZSBAS | Federally-Regulated Consumer Product | Non-Weatherized, Non-Condensin | 2120 | 275 |  | 05/25/2023 | 69817 | 211871340 | 05/25/2023
Rheem Sales Company, Inc. | Weatherking | RGEAZR048AJT10UNA | Federally-Regulated Consumer Product | Weatherized Non-Condensing Gas | 1832 | 280 |  | 05/25/2023 | 100370 | 208676567 | 05/25/2023
Rheem Sales Company, Inc. | Weatherking | W802W0755A21DZSBAS | Federally-Regulated Consumer Product | Non-Weatherized, Non-Condensin | 2041 | 272 |  | 05/25/2023 | 52592 | 211774741 | 05/25/2023
Rheem Sales Company, Inc. | Weatherking | W921W0603A17M4 | Federally-Regulated Consumer Product | Non-Weatherized, Condensing Ga | 1356 | 249 |  | 05/25/2023 | 56054 | 208770568 | 05/25/2023
Rheem Sales Company, Inc. | Weatherking | W801T0754A17UHS | Federally-Regulated Consumer Product | Non-Weatherized, Non-Condensin | 1496 | 248 |  | 05/25/2023 | 75177 | 208242445 | 05/25/2023
Carrier Corp. - Indianapolis | Kenmore | PGD442090K**2K* | Federally-Regulated Consumer Product | Weatherized Non-Condensing Gas | 1479 | 264 |  | 04/11/2023 | 89913 | 212006664 | 05/25/2023
Carrier Corp. - Indianapolis | Kenmore | PGR560130K**0K* | Federally-Regulated Consumer Product | Weatherized Non-Condensing Gas | 1857 | 280 |  | 05/02/2023 | 84458 | 212409801 | 05/25/2023
Carrier Corp. - Indianapolis | Kenmore | PGD448130K**0K* | Federally-Regulated Consumer Product | Weatherized Non-Condensing Gas | 2038 | 288 |  | 04/11/2023 | 127500 | 212006632 | 05/25/2023
Carrier Corp. - Indianapolis | Kenmore | PGD430060K**1K* | Federally-Regulated Consumer Product | Weatherized Non-Condensing Gas | 1248 | 253 |  | 04/11/2023 | 60151 | 212006638 | 05/25/2023
Carrier Corp. - Indianapolis | Kenmore | PGR548115K**1K* | Federally-Regulated Consumer Product | Weatherized Non-Condensing Gas | 1746 | 275 |  | 05/02/2023 | 75885 | 212409807 | 05/25/2023
Carrier Corp. - Indianapolis | Kenmore | PGD424060K**1K* | Federally-Regulated Consumer Product | Weatherized Non-Condensing Gas | 1084 | 246 |  | 04/11/2023 | 60632 | 212006635 | 05/25/2023
Carrier Corp. - Indianapolis | Kenmore | PGR524060K**2K* | Federally-Regulated Consumer Product | Weatherized Non-Condensing Gas | 1136 | 248 |  | 05/02/2023 | 59157 | 212410564 | 05/25/2023
Carrier Corp. - Indianapolis | Kenmore | PGR524040K**0K* | Federally-Regulated Consumer Product | Weatherized Non-Condensing Gas | 1066 | 245 |  | 05/02/2023 | 26216 | 212409793 | 05/25/2023
Carrier Corp. - Indianapolis | Kenmore | PGD448090K**0K* | Federally-Regulated Consumer Product | Weatherized Non-Condensing Gas | 2142 | 293 |  | 04/11/2023 | 89758 | 212006629 | 05/25/2023
Carrier Corp. - Indianapolis | Kenmore | PGD430040K**1K* | Federally-Regulated Consumer Product | Weatherized Non-Condensing Gas | 1119 | 248 |  | 04/11/2023 | 40289 | 212006636 | 05/25/2023
Carrier Corp. - Indianapolis | Kenmore | PGD424040K**1K* | Federally-Regulated Consumer Product | Weatherized Non-Condensing Gas | 1004 | 243 |  | 04/11/2023 | 39874 | 212006634 | 05/25/2023
Carrier Corp. - Indianapolis | Kenmore | PGD424040K**0K* | Federally-Regulated Consumer Product | Weatherized Non-Condensing Gas | 1004 | 243 |  | 04/11/2023 | 39874 | 212006613 | 05/25/2023
Carrier Corp. - Indianapolis | Kenmore | PGR536090K**0K* | Federally-Regulated Consumer Product | Weatherized Non-Condensing Gas | 1355 | 258 |  | 05/02/2023 | 59892 | 212409796 | 05/25/2023
Carrier Corp. - Indianapolis | Kenmore | PGD436060K**2K* | Federally-Regulated Consumer Product | Weatherized Non-Condensing Gas | 1442 | 262 |  | 04/11/2023 | 60044 | 212006660 | 05/25/2023
Carrier Corp. - Indianapolis | Kenmore | PGD424060K**0K* | Federally-Regulated Consumer Product | Weatherized Non-Condensing Gas | 1084 | 246 |  | 04/11/2023 | 60632 | 212006615 | 05/25/2023
Carrier Corp. - Indianapolis | Kenmore | PGD460130K**1K* | Federally-Regulated Consumer Product | Weatherized Non-Condensing Gas | 2038 | 288 |  | 04/11/2023 | 127500 | 212028289 | 05/25/2023
Carrier Corp. - Indianapolis | Kenmore | PGR548090K**2K* | Federally-Regulated Consumer Product | Weatherized Non-Condensing Gas | 1628 | 270 |  | 05/02/2023 | 90600 | 212410567 | 05/25/2023
Carrier Corp. - Indianapolis | Kenmore | PGD430060K**0K* | Federally-Regulated Consumer Product | Weatherized Non-Condensing Gas | 1248 | 253 |  | 04/11/2023 | 60151 | 212006618 | 05/25/2023
Carrier Corp. - Indianapolis | Kenmore | PGD448090K**1K* | Federally-Regulated Consumer Product | Weatherized Non-Condensing Gas | 2142 | 293 |  | 04/11/2023 | 89758 | 212006648 | 05/25/2023
Carrier Corp. - Indianapolis | Kenmore | PGR560115K**1K* | Federally-Regulated Consumer Product | Weatherized Non-Condensing Gas | 1746 | 275 |  | 05/02/2023 | 75885 | 212409809 | 05/25/2023
Carrier Corp. - Indianapolis | Kenmore | PGD442060K**0K* | Federally-Regulated Consumer Product | Weatherized Non-Condensing Gas | 1478 | 264 |  | 04/11/2023 | 60485 | 212006627 | 05/25/2023
Carrier Corp. - Indianapolis | Kenmore | PGD460115K**1K* | Federally-Regulated Consumer Product | Weatherized Non-Condensing Gas | 2156 | 293 |  | 04/11/2023 | 114957 | 212028287 | 05/25/2023
Carrier Corp. - Indianapolis | Kenmore | PGD436060K**1K* | Federally-Regulated Consumer Product | Weatherized Non-Condensing Gas | 1312 | 256 |  | 04/11/2023 | 60638 | 212006640 | 05/25/2023
Carrier Corp. - Indianapolis | Kenmore | PGR560090K**1K* | Federally-Regulated Consumer Product | Weatherized Non-Condensing Gas | 1763 | 276 |  | 05/02/2023 | 58303 | 212409808 | 05/25/2023
Carrier Corp. - Indianapolis | Kenmore | PGR524040K**2K* | Federally-Regulated Consumer Product | Weatherized Non-Condensing Gas | 1117 | 248 |  | 05/02/2023 | 44623 | 212410562 | 05/25/2023
Carrier Corp. - Indianapolis | Kenmore | PGD436090K**0K* | Federally-Regulated Consumer Product | Weatherized Non-Condensing Gas | 1353 | 258 |  | 04/11/2023 | 89606 | 212006624 | 05/25/2023
Carrier Corp. - Indianapolis | Kenmore | PGR560115K**0K* | Federally-Regulated Consumer Product | Weatherized Non-Condensing Gas | 1746 | 275 |  | 05/02/2023 | 75885 | 212409800 | 05/25/2023
Carrier Corp. - Indianapolis | Kenmore | PGR524060K**1K* | Federally-Regulated Consumer Product | Weatherized Non-Condensing Gas | 1151 | 249 |  | 05/02/2023 | 39299 | 212409803 | 05/25/2023
Carrier Corp. - Indianapolis | Kenmore | PGR548090K**1K* | Federally-Regulated Consumer Product | Weatherized Non-Condensing Gas | 1763 | 276 |  | 05/02/2023 | 58303 | 212409806 | 05/25/2023
Carrier Corp. - Indianapolis | Kenmore | PGR524060K**0K* | Federally-Regulated Consumer Product | Weatherized Non-Condensing Gas | 1151 | 249 |  | 05/02/2023 | 39299 | 212409794 | 05/25/2023
Carrier Corp. - Indianapolis | Kenmore | PGD436060K**0K* | Federally-Regulated Consumer Product | Weatherized Non-Condensing Gas | 1312 | 256 |  | 04/11/2023 | 60638 | 212006622 | 05/25/2023
Carrier Corp. - Indianapolis | Kenmore | PGR524040K**1K* | Federally-Regulated Consumer Product | Weatherized Non-Condensing Gas | 1066 | 245 |  | 05/02/2023 | 26216 | 212409802 | 05/25/2023
Carrier Corp. - Indianapolis | Kenmore | PGD448115K**0K* | Federally-Regulated Consumer Product | Weatherized Non-Condensing Gas | 2156 | 293 |  | 04/11/2023 | 114957 | 212006630 | 05/25/2023
Carrier Corp. - Indianapolis | Kenmore | PGD448090K**2K* | Federally-Regulated Consumer Product | Weatherized Non-Condensing Gas | 2114 | 292 |  | 04/11/2023 | 89429 | 212006666 | 05/25/2023
Carrier Corp. - Indianapolis | Kenmore | PGD448130K**1K* | Federally-Regulated Consumer Product | Weatherized Non-Condensing Gas | 2038 | 288 |  | 04/11/2023 | 127500 | 212006651 | 05/25/2023
Carrier Corp. - Indianapolis | Kenmore | PGD430060K**2K* | Federally-Regulated Consumer Product | Weatherized Non-Condensing Gas | 1188 | 251 |  | 04/11/2023 | 60125 | 212006658 | 05/25/2023
Carrier Corp. - Indianapolis | Kenmore | PGD460115K**0K* | Federally-Regulated Consumer Product | Weatherized Non-Condensing Gas | 2156 | 293 |  | 04/11/2023 | 114957 | 212028282 | 05/25/2023
Carrier Corp. - Indianapolis | Kenmore | PGD430040K**2K* | Federally-Regulated Consumer Product | Weatherized Non-Condensing Gas | 1121 | 248 |  | 04/11/2023 | 45305 | 212006656 | 05/25/2023
Carrier Corp. - Indianapolis | Kenmore | PGR536060K**0K* | Federally-Regulated Consumer Product | Weatherized Non-Condensing Gas | 1416 | 261 |  | 05/02/2023 | 39812 | 212409795 | 05/25/2023
Carrier Corp. - Indianapolis | Kenmore | PGD436090K**1K* | Federally-Regulated Consumer Product | Weatherized Non-Condensing Gas | 1353 | 258 |  | 04/11/2023 | 89606 | 212006641 | 05/25/2023
Carrier Corp. - Indianapolis | Kenmore | PGD460090K**2K* | Federally-Regulated Consumer Product | Weatherized Non-Condensing Gas | 2114 | 292 |  | 04/11/2023 | 89429 | 212028291 | 05/25/2023
Carrier Corp. - Indianapolis | Kenmore | PGR536090K**1K* | Federally-Regulated Consumer Product | Weatherized Non-Condensing Gas | 1355 | 258 |  | 05/02/2023 | 59892 | 212409805 | 05/25/2023
Carrier Corp. - Indianapolis | Kenmore | PGD460090K**0K* | Federally-Regulated Consumer Product | Weatherized Non-Condensing Gas | 2142 | 293 |  | 04/11/2023 | 89758 | 212028280 | 05/25/2023
Carrier Corp. - Indianapolis | Kenmore | PGR548115K**0K* | Federally-Regulated Consumer Product | Weatherized Non-Condensing Gas | 1746 | 275 |  | 05/02/2023 | 75885 | 212409798 | 05/25/2023
Carrier Corp. - Indianapolis | Kenmore | PGD442060K**1K* | Federally-Regulated Consumer Product | Weatherized Non-Condensing Gas | 1478 | 264 |  | 04/11/2023 | 60485 | 212006643 | 05/25/2023
Carrier Corp. - Indianapolis | Kenmore | PGD442060K**2K* | Federally-Regulated Consumer Product | Weatherized Non-Condensing Gas | 1413 | 261 |  | 04/11/2023 | 59753 | 212006662 | 05/25/2023
Carrier Corp. - Indianapolis | Kenmore | PGR536060K**1K* | Federally-Regulated Consumer Product | Weatherized Non-Condensing Gas | 1416 | 261 |  | 05/02/2023 | 39812 | 212409804 | 05/25/2023
Carrier Corp. - Indianapolis | Kenmore | PGR548090K**0K* | Federally-Regulated Consumer Product | Weatherized Non-Condensing Gas | 1763 | 276 |  | 05/02/2023 | 58303 | 212409797 | 05/25/2023
Carrier Corp. - Indianapolis | Kenmore | PGR560130K**1K* | Federally-Regulated Consumer Product | Weatherized Non-Condensing Gas | 1857 | 280 |  | 05/02/2023 | 84458 | 212409810 | 05/25/2023
Carrier Corp. - Indianapolis | Kenmore | PGD442090K**0K* | Federally-Regulated Consumer Product | Weatherized Non-Condensing Gas | 1434 | 262 |  | 04/11/2023 | 89946 | 212006628 | 05/25/2023
Carrier Corp. - Indianapolis | Kenmore | PGD460090K**1K* | Federally-Regulated Consumer Product | Weatherized Non-Condensing Gas | 2142 | 293 |  | 04/11/2023 | 89758 | 212028285 | 05/25/2023
Carrier Corp. - Indianapolis | Kenmore | PGD424040K**2K* | Federally-Regulated Consumer Product | Weatherized Non-Condensing Gas | 933 | 240 |  | 04/11/2023 | 45607 | 212006653 | 05/25/2023
Carrier Corp. - Indianapolis | Kenmore | PGR560090K**0K* | Federally-Regulated Consumer Product | Weatherized Non-Condensing Gas | 1763 | 276 |  | 05/02/2023 | 58303 | 212409799 | 05/25/2023
Carrier Corp. - Indianapolis | Kenmore | PGR560090K**2K* | Federally-Regulated Consumer Product | Weatherized Non-Condensing Gas | 1837 | 279 |  | 05/02/2023 | 90615 | 212410568 | 05/25/2023
Carrier Corp. - Indianapolis | Kenmore | PGD424060K**2K* | Federally-Regulated Consumer Product | Weatherized Non-Condensing Gas | 1073 | 246 |  | 04/11/2023 | 60498 | 212006655 | 05/25/2023
Carrier Corp. - Indianapolis | Kenmore | PGD442090K**1K* | Federally-Regulated Consumer Product | Weatherized Non-Condensing Gas | 1434 | 262 |  | 04/11/2023 | 89946 | 212006645 | 05/25/2023
Carrier Corp. - Indianapolis | Kenmore | PGD460130K**0K* | Federally-Regulated Consumer Product | Weatherized Non-Condensing Gas | 2038 | 288 |  | 04/11/2023 | 127500 | 212028283 | 05/25/2023
Carrier Corp. - Indianapolis | Kenmore | PGD430040K**0K* | Federally-Regulated Consumer Product | Weatherized Non-Condensing Gas | 1119 | 248 |  | 04/11/2023 | 40289 | 212006616 | 05/25/2023
Carrier Corp. - Indianapolis | Kenmore | PGD448115K**1K* | Federally-Regulated Consumer Product | Weatherized Non-Condensing Gas | 2156 | 293 |  | 04/11/2023 | 114957 | 212006650 | 05/25/2023
Carrier Corp. - Indianapolis | Kenmore | PGR536060K**2K* | Federally-Regulated Consumer Product | Weatherized Non-Condensing Gas | 1489 | 264 |  | 05/02/2023 | 60874 | 212410565 | 05/25/2023
Carrier Corp. - Indianapolis | Kenmore | PGD442090K**2K* | Federally-Regulated Consumer Product | Weatherized Non-Condensing Gas | 1479 | 264 |  | 05/25/2023 | 89913 | 212006664 | 05/25/2023
Carrier Corp. - Indianapolis | Kenmore | PGR560130K**0K* | Federally-Regulated Consumer Product | Weatherized Non-Condensing Gas | 1857 | 280 |  | 05/25/2023 | 84458 | 212409801 | 05/25/2023
Carrier Corp. - Indianapolis | Kenmore | PGD448130K**0K* | Federally-Regulated Consumer Product | Weatherized Non-Condensing Gas | 2038 | 288 |  | 05/25/2023 | 127500 | 212006632 | 05/25/2023
Carrier Corp. - Indianapolis | Kenmore | PGD430060K**1K* | Federally-Regulated Consumer Product | Weatherized Non-Condensing Gas | 1248 | 253 |  | 05/25/2023 | 60151 | 212006638 | 05/25/2023
Carrier Corp. - Indianapolis | Kenmore | PGR548115K**1K* | Federally-Regulated Consumer Product | Weatherized Non-Condensing Gas | 1746 | 275 |  | 05/25/2023 | 75885 | 212409807 | 05/25/2023
Carrier Corp. - Indianapolis | Kenmore | PGD424060K**1K* | Federally-Regulated Consumer Product | Weatherized Non-Condensing Gas | 1084 | 246 |  | 05/25/2023 | 60632 | 212006635 | 05/25/2023
Carrier Corp. - Indianapolis | Kenmore | PGR524060K**2K* | Federally-Regulated Consumer Product | Weatherized Non-Condensing Gas | 1136 | 248 |  | 05/25/2023 | 59157 | 212410564 | 05/25/2023
Carrier Corp. - Indianapolis | Kenmore | PGR524040K**0K* | Federally-Regulated Consumer Product | Weatherized Non-Condensing Gas | 1066 | 245 |  | 05/25/2023 | 26216 | 212409793 | 05/25/2023
Carrier Corp. - Indianapolis | Kenmore | PGD448090K**0K* | Federally-Regulated Consumer Product | Weatherized Non-Condensing Gas | 2142 | 293 |  | 05/25/2023 | 89758 | 212006629 | 05/25/2023
Carrier Corp. - Indianapolis | Kenmore | PGD430040K**1K* | Federally-Regulated Consumer Product | Weatherized Non-Condensing Gas | 1119 | 248 |  | 05/25/2023 | 40289 | 212006636 | 05/25/2023
Carrier Corp. - Indianapolis | Kenmore | PGD424040K**1K* | Federally-Regulated Consumer Product | Weatherized Non-Condensing Gas | 1004 | 243 |  | 05/25/2023 | 39874 | 212006634 | 05/25/2023
Carrier Corp. - Indianapolis | Kenmore | PGD424040K**0K* | Federally-Regulated Consumer Product | Weatherized Non-Condensing Gas | 1004 | 243 |  | 05/25/2023 | 39874 | 212006613 | 05/25/2023
Carrier Corp. - Indianapolis | Kenmore | PGR536090K**0K* | Federally-Regulated Consumer Product | Weatherized Non-Condensing Gas | 1355 | 258 |  | 05/25/2023 | 59892 | 212409796 | 05/25/2023
Carrier Corp. - Indianapolis | Kenmore | PGD436060K**2K* | Federally-Regulated Consumer Product | Weatherized Non-Condensing Gas | 1442 | 262 |  | 05/25/2023 | 60044 | 212006660 | 05/25/2023
Carrier Corp. - Indianapolis | Kenmore | PGD424060K**0K* | Federally-Regulated Consumer Product | Weatherized Non-Condensing Gas | 1084 | 246 |  | 05/25/2023 | 60632 | 212006615 | 05/25/2023
Carrier Corp. - Indianapolis | Kenmore | PGD460130K**1K* | Federally-Regulated Consumer Product | Weatherized Non-Condensing Gas | 2038 | 288 |  | 05/25/2023 | 127500 | 212028289 | 05/25/2023
Carrier Corp. - Indianapolis | Kenmore | PGR548090K**2K* | Federally-Regulated Consumer Product | Weatherized Non-Condensing Gas | 1628 | 270 |  | 05/25/2023 | 90600 | 212410567 | 05/25/2023
Carrier Corp. - Indianapolis | Kenmore | PGD430060K**0K* | Federally-Regulated Consumer Product | Weatherized Non-Condensing Gas | 1248 | 253 |  | 05/25/2023 | 60151 | 212006618 | 05/25/2023
Carrier Corp. - Indianapolis | Kenmore | PGD448090K**1K* | Federally-Regulated Consumer Product | Weatherized Non-Condensing Gas | 2142 | 293 |  | 05/25/2023 | 89758 | 212006648 | 05/25/2023
Carrier Corp. - Indianapolis | Kenmore | PGR560115K**1K* | Federally-Regulated Consumer Product | Weatherized Non-Condensing Gas | 1746 | 275 |  | 05/25/2023 | 75885 | 212409809 | 05/25/2023
Carrier Corp. - Indianapolis | Kenmore | PGD442060K**0K* | Federally-Regulated Consumer Product | Weatherized Non-Condensing Gas | 1478 | 264 |  | 05/25/2023 | 60485 | 212006627 | 05/25/2023
Carrier Corp. - Indianapolis | Kenmore | PGD460115K**1K* | Federally-Regulated Consumer Product | Weatherized Non-Condensing Gas | 2156 | 293 |  | 05/25/2023 | 114957 | 212028287 | 05/25/2023
Carrier Corp. - Indianapolis | Kenmore | PGD436060K**1K* | Federally-Regulated Consumer Product | Weatherized Non-Condensing Gas | 1312 | 256 |  | 05/25/2023 | 60638 | 212006640 | 05/25/2023
Carrier Corp. - Indianapolis | Kenmore | PGR560090K**1K* | Federally-Regulated Consumer Product | Weatherized Non-Condensing Gas | 1763 | 276 |  | 05/25/2023 | 58303 | 212409808 | 05/25/2023
Carrier Corp. - Indianapolis | Kenmore | PGR524040K**2K* | Federally-Regulated Consumer Product | Weatherized Non-Condensing Gas | 1117 | 248 |  | 05/25/2023 | 44623 | 212410562 | 05/25/2023
Carrier Corp. - Indianapolis | Kenmore | PGD436090K**0K* | Federally-Regulated Consumer Product | Weatherized Non-Condensing Gas | 1353 | 258 |  | 05/25/2023 | 89606 | 212006624 | 05/25/2023
Carrier Corp. - Indianapolis | Kenmore | PGR560115K**0K* | Federally-Regulated Consumer Product | Weatherized Non-Condensing Gas | 1746 | 275 |  | 05/25/2023 | 75885 | 212409800 | 05/25/2023
Carrier Corp. - Indianapolis | Kenmore | PGR524060K**1K* | Federally-Regulated Consumer Product | Weatherized Non-Condensing Gas | 1151 | 249 |  | 05/25/2023 | 39299 | 212409803 | 05/25/2023
Carrier Corp. - Indianapolis | Kenmore | PGR548090K**1K* | Federally-Regulated Consumer Product | Weatherized Non-Condensing Gas | 1763 | 276 |  | 05/25/2023 | 58303 | 212409806 | 05/25/2023
Carrier Corp. - Indianapolis | Kenmore | PGR524060K**0K* | Federally-Regulated Consumer Product | Weatherized Non-Condensing Gas | 1151 | 249 |  | 05/25/2023 | 39299 | 212409794 | 05/25/2023
Carrier Corp. - Indianapolis | Kenmore | PGD436060K**0K* | Federally-Regulated Consumer Product | Weatherized Non-Condensing Gas | 1312 | 256 |  | 05/25/2023 | 60638 | 212006622 | 05/25/2023
Carrier Corp. - Indianapolis | Kenmore | PGR524040K**1K* | Federally-Regulated Consumer Product | Weatherized Non-Condensing Gas | 1066 | 245 |  | 05/25/2023 | 26216 | 212409802 | 05/25/2023
Carrier Corp. - Indianapolis | Kenmore | PGD448115K**0K* | Federally-Regulated Consumer Product | Weatherized Non-Condensing Gas | 2156 | 293 |  | 05/25/2023 | 114957 | 212006630 | 05/25/2023
Carrier Corp. - Indianapolis | Kenmore | PGD448090K**2K* | Federally-Regulated Consumer Product | Weatherized Non-Condensing Gas | 2114 | 292 |  | 05/25/2023 | 89429 | 212006666 | 05/25/2023
Carrier Corp. - Indianapolis | Kenmore | PGD448130K**1K* | Federally-Regulated Consumer Product | Weatherized Non-Condensing Gas | 2038 | 288 |  | 05/25/2023 | 127500 | 212006651 | 05/25/2023
Carrier Corp. - Indianapolis | Kenmore | PGD430060K**2K* | Federally-Regulated Consumer Product | Weatherized Non-Condensing Gas | 1188 | 251 |  | 05/25/2023 | 60125 | 212006658 | 05/25/2023
Carrier Corp. - Indianapolis | Kenmore | PGD460115K**0K* | Federally-Regulated Consumer Product | Weatherized Non-Condensing Gas | 2156 | 293 |  | 05/25/2023 | 114957 | 212028282 | 05/25/2023
Carrier Corp. - Indianapolis | Kenmore | PGD430040K**2K* | Federally-Regulated Consumer Product | Weatherized Non-Condensing Gas | 1121 | 248 |  | 05/25/2023 | 45305 | 212006656 | 05/25/2023
Carrier Corp. - Indianapolis | Kenmore | PGR536060K**0K* | Federally-Regulated Consumer Product | Weatherized Non-Condensing Gas | 1416 | 261 |  | 05/25/2023 | 39812 | 212409795 | 05/25/2023
Carrier Corp. - Indianapolis | Kenmore | PGD436090K**1K* | Federally-Regulated Consumer Product | Weatherized Non-Condensing Gas | 1353 | 258 |  | 05/25/2023 | 89606 | 212006641 | 05/25/2023
Carrier Corp. - Indianapolis | Kenmore | PGD460090K**2K* | Federally-Regulated Consumer Product | Weatherized Non-Condensing Gas | 2114 | 292 |  | 05/25/2023 | 89429 | 212028291 | 05/25/2023
Carrier Corp. - Indianapolis | Kenmore | PGR536090K**1K* | Federally-Regulated Consumer Product | Weatherized Non-Condensing Gas | 1355 | 258 |  | 05/25/2023 | 59892 | 212409805 | 05/25/2023
Carrier Corp. - Indianapolis | Kenmore | PGD460090K**0K* | Federally-Regulated Consumer Product | Weatherized Non-Condensing Gas | 2142 | 293 |  | 05/25/2023 | 89758 | 212028280 | 05/25/2023
Carrier Corp. - Indianapolis | Kenmore | PGR548115K**0K* | Federally-Regulated Consumer Product | Weatherized Non-Condensing Gas | 1746 | 275 |  | 05/25/2023 | 75885 | 212409798 | 05/25/2023
Carrier Corp. - Indianapolis | Kenmore | PGD442060K**1K* | Federally-Regulated Consumer Product | Weatherized Non-Condensing Gas | 1478 | 264 |  | 05/25/2023 | 60485 | 212006643 | 05/25/2023
Carrier Corp. - Indianapolis | Kenmore | PGD442060K**2K* | Federally-Regulated Consumer Product | Weatherized Non-Condensing Gas | 1413 | 261 |  | 05/25/2023 | 59753 | 212006662 | 05/25/2023
Carrier Corp. - Indianapolis | Kenmore | PGR536060K**1K* | Federally-Regulated Consumer Product | Weatherized Non-Condensing Gas | 1416 | 261 |  | 05/25/2023 | 39812 | 212409804 | 05/25/2023
Carrier Corp. - Indianapolis | Kenmore | PGR548090K**0K* | Federally-Regulated Consumer Product | Weatherized Non-Condensing Gas | 1763 | 276 |  | 05/25/2023 | 58303 | 212409797 | 05/25/2023
Carrier Corp. - Indianapolis | Kenmore | PGR560130K**1K* | Federally-Regulated Consumer Product | Weatherized Non-Condensing Gas | 1857 | 280 |  | 05/25/2023 | 84458 | 212409810 | 05/25/2023
Carrier Corp. - Indianapolis | Kenmore | PGD442090K**0K* | Federally-Regulated Consumer Product | Weatherized Non-Condensing Gas | 1434 | 262 |  | 05/25/2023 | 89946 | 212006628 | 05/25/2023
Carrier Corp. - Indianapolis | Kenmore | PGD460090K**1K* | Federally-Regulated Consumer Product | Weatherized Non-Condensing Gas | 2142 | 293 |  | 05/25/2023 | 89758 | 212028285 | 05/25/2023
Carrier Corp. - Indianapolis | Kenmore | PGD424040K**2K* | Federally-Regulated Consumer Product | Weatherized Non-Condensing Gas | 933 | 240 |  | 05/25/2023 | 45607 | 212006653 | 05/25/2023
Carrier Corp. - Indianapolis | Kenmore | PGR560090K**0K* | Federally-Regulated Consumer Product | Weatherized Non-Condensing Gas | 1763 | 276 |  | 05/25/2023 | 58303 | 212409799 | 05/25/2023
Carrier Corp. - Indianapolis | Kenmore | PGR560090K**2K* | Federally-Regulated Consumer Product | Weatherized Non-Condensing Gas | 1837 | 279 |  | 05/25/2023 | 90615 | 212410568 | 05/25/2023
Carrier Corp. - Indianapolis | Kenmore | PGD424060K**2K* | Federally-Regulated Consumer Product | Weatherized Non-Condensing Gas | 1073 | 246 |  | 05/25/2023 | 60498 | 212006655 | 05/25/2023
Carrier Corp. - Indianapolis | Kenmore | PGD442090K**1K* | Federally-Regulated Consumer Product | Weatherized Non-Condensing Gas | 1434 | 262 |  | 05/25/2023 | 89946 | 212006645 | 05/25/2023
Carrier Corp. - Indianapolis | Kenmore | PGD460130K**0K* | Federally-Regulated Consumer Product | Weatherized Non-Condensing Gas | 2038 | 288 |  | 05/25/2023 | 127500 | 212028283 | 05/25/2023
Carrier Corp. - Indianapolis | Kenmore | PGD430040K**0K* | Federally-Regulated Consumer Product | Weatherized Non-Condensing Gas | 1119 | 248 |  | 05/25/2023 | 40289 | 212006616 | 05/25/2023
Carrier Corp. - Indianapolis | Kenmore | PGD448115K**1K* | Federally-Regulated Consumer Product | Weatherized Non-Condensing Gas | 2156 | 293 |  | 05/25/2023 | 114957 | 212006650 | 05/25/2023
Carrier Corp. - Indianapolis | Kenmore | PGR536060K**2K* | Federally-Regulated Consumer Product | Weatherized Non-Condensing Gas | 1489 | 264 |  | 05/25/2023 | 60874 | 212410565 | 05/25/2023
Carrier Corp. - Indianapolis | Day & Night | PGD424060K**0K* | Federally-Regulated Consumer Product | Weatherized Non-Condensing Gas | 1084 | 246 |  | 04/11/2023 | 60632 | 212006431 | 05/25/2023
Carrier Corp. - Indianapolis | Day & Night | PGD460115K**1K* | Federally-Regulated Consumer Product | Weatherized Non-Condensing Gas | 2156 | 293 |  | 04/11/2023 | 114957 | 212028233 | 05/25/2023
Carrier Corp. - Indianapolis | Day & Night | PGD460130K**1K* | Federally-Regulated Consumer Product | Weatherized Non-Condensing Gas | 2038 | 288 |  | 04/11/2023 | 127500 | 212028234 | 05/25/2023
Carrier Corp. - Indianapolis | Day & Night | PGR560130K**0K* | Federally-Regulated Consumer Product | Weatherized Non-Condensing Gas | 1857 | 280 |  | 05/02/2023 | 84458 | 212409729 | 05/25/2023
Carrier Corp. - Indianapolis | Day & Night | PGR548090K**1K* | Federally-Regulated Consumer Product | Weatherized Non-Condensing Gas | 1763 | 276 |  | 05/02/2023 | 58303 | 212409734 | 05/25/2023
Carrier Corp. - Indianapolis | Day & Night | PGD448115K**0K* | Federally-Regulated Consumer Product | Weatherized Non-Condensing Gas | 2156 | 293 |  | 04/11/2023 | 114957 | 212006443 | 05/25/2023
Carrier Corp. - Indianapolis | Day & Night | PGR536060K**2K* | Federally-Regulated Consumer Product | Weatherized Non-Condensing Gas | 1489 | 264 |  | 05/02/2023 | 60874 | 212410537 | 05/25/2023
Carrier Corp. - Indianapolis | Day & Night | PGR536090K**0K* | Federally-Regulated Consumer Product | Weatherized Non-Condensing Gas | 1355 | 258 |  | 05/02/2023 | 59892 | 212409724 | 05/25/2023
Carrier Corp. - Indianapolis | Day & Night | PGR524040K**1K* | Federally-Regulated Consumer Product | Weatherized Non-Condensing Gas | 1066 | 245 |  | 05/02/2023 | 26216 | 212409730 | 05/25/2023
Carrier Corp. - Indianapolis | Day & Night | PGR560090K**2K* | Federally-Regulated Consumer Product | Weatherized Non-Condensing Gas | 1837 | 279 |  | 05/02/2023 | 90615 | 212410540 | 05/25/2023
Carrier Corp. - Indianapolis | Day & Night | PGD436060K**2K* | Federally-Regulated Consumer Product | Weatherized Non-Condensing Gas | 1442 | 262 |  | 04/11/2023 | 60044 | 212006468 | 05/25/2023
Carrier Corp. - Indianapolis | Day & Night | PGD424040K**1K* | Federally-Regulated Consumer Product | Weatherized Non-Condensing Gas | 1004 | 243 |  | 04/11/2023 | 39874 | 212006446 | 05/25/2023
Carrier Corp. - Indianapolis | Day & Night | PGD460090K**2K* | Federally-Regulated Consumer Product | Weatherized Non-Condensing Gas | 2114 | 292 |  | 04/11/2023 | 89429 | 212028237 | 05/25/2023
Carrier Corp. - Indianapolis | Day & Night | PGD424060K**2K* | Federally-Regulated Consumer Product | Weatherized Non-Condensing Gas | 1073 | 246 |  | 04/11/2023 | 60498 | 212006464 | 05/25/2023
Carrier Corp. - Indianapolis | Day & Night | PGR548090K**0K* | Federally-Regulated Consumer Product | Weatherized Non-Condensing Gas | 1763 | 276 |  | 05/02/2023 | 58303 | 212409725 | 05/25/2023
Carrier Corp. - Indianapolis | Day & Night | PGD442060K**2K* | Federally-Regulated Consumer Product | Weatherized Non-Condensing Gas | 1413 | 261 |  | 04/11/2023 | 59753 | 212006470 | 05/25/2023
Carrier Corp. - Indianapolis | Day & Night | PGD430040K**0K* | Federally-Regulated Consumer Product | Weatherized Non-Condensing Gas | 1119 | 248 |  | 04/11/2023 | 40289 | 212006432 | 05/25/2023
Carrier Corp. - Indianapolis | Day & Night | PGD424040K**2K* | Federally-Regulated Consumer Product | Weatherized Non-Condensing Gas | 933 | 240 |  | 04/11/2023 | 45607 | 212006462 | 05/25/2023
Carrier Corp. - Indianapolis | Day & Night | PGD436060K**1K* | Federally-Regulated Consumer Product | Weatherized Non-Condensing Gas | 1312 | 256 |  | 04/11/2023 | 60638 | 212006452 | 05/25/2023
Carrier Corp. - Indianapolis | Day & Night | PGD430060K**1K* | Federally-Regulated Consumer Product | Weatherized Non-Condensing Gas | 1248 | 253 |  | 04/11/2023 | 60151 | 212006451 | 05/25/2023
Carrier Corp. - Indianapolis | Day & Night | PGD424040K**0K* | Federally-Regulated Consumer Product | Weatherized Non-Condensing Gas | 1004 | 243 |  | 04/11/2023 | 39874 | 212006429 | 05/25/2023
Carrier Corp. - Indianapolis | Day & Night | PGR560090K**0K* | Federally-Regulated Consumer Product | Weatherized Non-Condensing Gas | 1763 | 276 |  | 05/02/2023 | 58303 | 212409727 | 05/25/2023
Carrier Corp. - Indianapolis | Day & Night | PGD442090K**0K* | Federally-Regulated Consumer Product | Weatherized Non-Condensing Gas | 1434 | 262 |  | 04/11/2023 | 89946 | 212006439 | 05/25/2023
Carrier Corp. - Indianapolis | Day & Night | PGD430060K**0K* | Federally-Regulated Consumer Product | Weatherized Non-Condensing Gas | 1248 | 253 |  | 04/11/2023 | 60151 | 212006433 | 05/25/2023
Carrier Corp. - Indianapolis | Day & Night | PGR560115K**0K* | Federally-Regulated Consumer Product | Weatherized Non-Condensing Gas | 1746 | 275 |  | 05/02/2023 | 75885 | 212409728 | 05/25/2023
Carrier Corp. - Indianapolis | Day & Night | PGR524060K**2K* | Federally-Regulated Consumer Product | Weatherized Non-Condensing Gas | 1136 | 248 |  | 05/02/2023 | 59157 | 212410535 | 05/25/2023
Carrier Corp. - Indianapolis | Day & Night | PGD424060K**1K* | Federally-Regulated Consumer Product | Weatherized Non-Condensing Gas | 1084 | 246 |  | 04/11/2023 | 60632 | 212006447 | 05/25/2023
Carrier Corp. - Indianapolis | Day & Night | PGR536090K**1K* | Federally-Regulated Consumer Product | Weatherized Non-Condensing Gas | 1355 | 258 |  | 05/02/2023 | 59892 | 212409733 | 05/25/2023
Carrier Corp. - Indianapolis | Day & Night | PGR524040K**2K* | Federally-Regulated Consumer Product | Weatherized Non-Condensing Gas | 1117 | 248 |  | 05/02/2023 | 44623 | 212410534 | 05/25/2023
Carrier Corp. - Indianapolis | Day & Night | PGD448090K**1K* | Federally-Regulated Consumer Product | Weatherized Non-Condensing Gas | 2142 | 293 |  | 04/11/2023 | 89758 | 212006457 | 05/25/2023
Carrier Corp. - Indianapolis | Day & Night | PGD460090K**1K* | Federally-Regulated Consumer Product | Weatherized Non-Condensing Gas | 2142 | 293 |  | 04/11/2023 | 89758 | 212028229 | 05/25/2023
Carrier Corp. - Indianapolis | Day & Night | PGD448090K**2K* | Federally-Regulated Consumer Product | Weatherized Non-Condensing Gas | 2114 | 292 |  | 04/11/2023 | 89429 | 212006473 | 05/25/2023
Carrier Corp. - Indianapolis | Day & Night | PGD436090K**0K* | Federally-Regulated Consumer Product | Weatherized Non-Condensing Gas | 1353 | 258 |  | 04/11/2023 | 89606 | 212006436 | 05/25/2023
Carrier Corp. - Indianapolis | Day & Night | PGD442060K**0K* | Federally-Regulated Consumer Product | Weatherized Non-Condensing Gas | 1478 | 264 |  | 04/11/2023 | 60485 | 212006438 | 05/25/2023
Carrier Corp. - Indianapolis | Day & Night | PGD448130K**1K* | Federally-Regulated Consumer Product | Weatherized Non-Condensing Gas | 2038 | 288 |  | 04/11/2023 | 127500 | 212006461 | 05/25/2023
Carrier Corp. - Indianapolis | Day & Night | PGR548115K**0K* | Federally-Regulated Consumer Product | Weatherized Non-Condensing Gas | 1746 | 275 |  | 05/02/2023 | 75885 | 212409726 | 05/25/2023
Carrier Corp. - Indianapolis | Day & Night | PGD436060K**0K* | Federally-Regulated Consumer Product | Weatherized Non-Condensing Gas | 1312 | 256 |  | 04/11/2023 | 60638 | 212006435 | 05/25/2023
Carrier Corp. - Indianapolis | Day & Night | PGD436090K**1K* | Federally-Regulated Consumer Product | Weatherized Non-Condensing Gas | 1353 | 258 |  | 04/11/2023 | 89606 | 212006453 | 05/25/2023
Carrier Corp. - Indianapolis | Day & Night | PGD430040K**2K* | Federally-Regulated Consumer Product | Weatherized Non-Condensing Gas | 1121 | 248 |  | 04/11/2023 | 45305 | 212006465 | 05/25/2023
Carrier Corp. - Indianapolis | Day & Night | PGR524060K**0K* | Federally-Regulated Consumer Product | Weatherized Non-Condensing Gas | 1151 | 249 |  | 05/02/2023 | 39299 | 212409722 | 05/25/2023
Carrier Corp. - Indianapolis | Day & Night | PGD430040K**1K* | Federally-Regulated Consumer Product | Weatherized Non-Condensing Gas | 1119 | 248 |  | 04/11/2023 | 40289 | 212006449 | 05/25/2023
Carrier Corp. - Indianapolis | Day & Night | PGD442090K**1K* | Federally-Regulated Consumer Product | Weatherized Non-Condensing Gas | 1434 | 262 |  | 04/11/2023 | 89946 | 212006456 | 05/25/2023
Carrier Corp. - Indianapolis | Day & Night | PGR548090K**2K* | Federally-Regulated Consumer Product | Weatherized Non-Condensing Gas | 1628 | 270 |  | 05/02/2023 | 90600 | 212410538 | 05/25/2023
Carrier Corp. - Indianapolis | Day & Night | PGD460090K**0K* | Federally-Regulated Consumer Product | Weatherized Non-Condensing Gas | 2142 | 293 |  | 04/11/2023 | 89758 | 212028220 | 05/25/2023
Carrier Corp. - Indianapolis | Day & Night | PGR560115K**1K* | Federally-Regulated Consumer Product | Weatherized Non-Condensing Gas | 1746 | 275 |  | 05/02/2023 | 75885 | 212409737 | 05/25/2023
Carrier Corp. - Indianapolis | Day & Night | PGD430060K**2K* | Federally-Regulated Consumer Product | Weatherized Non-Condensing Gas | 1188 | 251 |  | 04/11/2023 | 60125 | 212006467 | 05/25/2023
Carrier Corp. - Indianapolis | Day & Night | PGR560090K**1K* | Federally-Regulated Consumer Product | Weatherized Non-Condensing Gas | 1763 | 276 |  | 05/02/2023 | 58303 | 212409736 | 05/25/2023
Carrier Corp. - Indianapolis | Day & Night | PGR560130K**1K* | Federally-Regulated Consumer Product | Weatherized Non-Condensing Gas | 1857 | 280 |  | 05/02/2023 | 84458 | 212409738 | 05/25/2023
Carrier Corp. - Indianapolis | Day & Night | PGD448090K**0K* | Federally-Regulated Consumer Product | Weatherized Non-Condensing Gas | 2142 | 293 |  | 04/11/2023 | 89758 | 212006441 | 05/25/2023
Carrier Corp. - Indianapolis | Day & Night | PGR548115K**1K* | Federally-Regulated Consumer Product | Weatherized Non-Condensing Gas | 1746 | 275 |  | 05/02/2023 | 75885 | 212409735 | 05/25/2023
Carrier Corp. - Indianapolis | Day & Night | PGR536060K**0K* | Federally-Regulated Consumer Product | Weatherized Non-Condensing Gas | 1416 | 261 |  | 05/02/2023 | 39812 | 212409723 | 05/25/2023
Carrier Corp. - Indianapolis | Day & Night | PGR524060K**1K* | Federally-Regulated Consumer Product | Weatherized Non-Condensing Gas | 1151 | 249 |  | 05/02/2023 | 39299 | 212409731 | 05/25/2023
Carrier Corp. - Indianapolis | Day & Night | PGD448130K**0K* | Federally-Regulated Consumer Product | Weatherized Non-Condensing Gas | 2038 | 288 |  | 04/11/2023 | 127500 | 212006444 | 05/25/2023
Carrier Corp. - Indianapolis | Day & Night | PGD448115K**1K* | Federally-Regulated Consumer Product | Weatherized Non-Condensing Gas | 2156 | 293 |  | 04/11/2023 | 114957 | 212006459 | 05/25/2023
Carrier Corp. - Indianapolis | Day & Night | PGD442090K**2K* | Federally-Regulated Consumer Product | Weatherized Non-Condensing Gas | 1479 | 264 |  | 04/11/2023 | 89913 | 212006471 | 05/25/2023
Carrier Corp. - Indianapolis | Day & Night | PGR536060K**1K* | Federally-Regulated Consumer Product | Weatherized Non-Condensing Gas | 1416 | 261 |  | 05/02/2023 | 39812 | 212409732 | 05/25/2023
Carrier Corp. - Indianapolis | Day & Night | PGD460115K**0K* | Federally-Regulated Consumer Product | Weatherized Non-Condensing Gas | 2156 | 293 |  | 04/11/2023 | 114957 | 212028224 | 05/25/2023
Carrier Corp. - Indianapolis | Day & Night | PGD460130K**0K* | Federally-Regulated Consumer Product | Weatherized Non-Condensing Gas | 2038 | 288 |  | 04/11/2023 | 127500 | 212028225 | 05/25/2023
Carrier Corp. - Indianapolis | Day & Night | PGR524040K**0K* | Federally-Regulated Consumer Product | Weatherized Non-Condensing Gas | 1066 | 245 |  | 05/02/2023 | 26216 | 212409721 | 05/25/2023
Carrier Corp. - Indianapolis | Day & Night | PGD442060K**1K* | Federally-Regulated Consumer Product | Weatherized Non-Condensing Gas | 1478 | 264 |  | 04/11/2023 | 60485 | 212006455 | 05/25/2023
Carrier Corp. - Indianapolis | Day & Night | PGD424060K**0K* | Federally-Regulated Consumer Product | Weatherized Non-Condensing Gas | 1084 | 246 |  | 05/25/2023 | 60632 | 212006431 | 05/25/2023
Carrier Corp. - Indianapolis | Day & Night | PGD460115K**1K* | Federally-Regulated Consumer Product | Weatherized Non-Condensing Gas | 2156 | 293 |  | 05/25/2023 | 114957 | 212028233 | 05/25/2023
Carrier Corp. - Indianapolis | Day & Night | PGD460130K**1K* | Federally-Regulated Consumer Product | Weatherized Non-Condensing Gas | 2038 | 288 |  | 05/25/2023 | 127500 | 212028234 | 05/25/2023
Carrier Corp. - Indianapolis | Day & Night | PGR560130K**0K* | Federally-Regulated Consumer Product | Weatherized Non-Condensing Gas | 1857 | 280 |  | 05/25/2023 | 84458 | 212409729 | 05/25/2023
Carrier Corp. - Indianapolis | Day & Night | PGR548090K**1K* | Federally-Regulated Consumer Product | Weatherized Non-Condensing Gas | 1763 | 276 |  | 05/25/2023 | 58303 | 212409734 | 05/25/2023
Carrier Corp. - Indianapolis | Day & Night | PGD448115K**0K* | Federally-Regulated Consumer Product | Weatherized Non-Condensing Gas | 2156 | 293 |  | 05/25/2023 | 114957 | 212006443 | 05/25/2023
Carrier Corp. - Indianapolis | Day & Night | PGR536060K**2K* | Federally-Regulated Consumer Product | Weatherized Non-Condensing Gas | 1489 | 264 |  | 05/25/2023 | 60874 | 212410537 | 05/25/2023
Carrier Corp. - Indianapolis | Day & Night | PGR536090K**0K* | Federally-Regulated Consumer Product | Weatherized Non-Condensing Gas | 1355 | 258 |  | 05/25/2023 | 59892 | 212409724 | 05/25/2023
Carrier Corp. - Indianapolis | Day & Night | PGR524040K**1K* | Federally-Regulated Consumer Product | Weatherized Non-Condensing Gas | 1066 | 245 |  | 05/25/2023 | 26216 | 212409730 | 05/25/2023
Carrier Corp. - Indianapolis | Day & Night | PGR560090K**2K* | Federally-Regulated Consumer Product | Weatherized Non-Condensing Gas | 1837 | 279 |  | 05/25/2023 | 90615 | 212410540 | 05/25/2023
Carrier Corp. - Indianapolis | Day & Night | PGD436060K**2K* | Federally-Regulated Consumer Product | Weatherized Non-Condensing Gas | 1442 | 262 |  | 05/25/2023 | 60044 | 212006468 | 05/25/2023
Carrier Corp. - Indianapolis | Day & Night | PGD424040K**1K* | Federally-Regulated Consumer Product | Weatherized Non-Condensing Gas | 1004 | 243 |  | 05/25/2023 | 39874 | 212006446 | 05/25/2023
Carrier Corp. - Indianapolis | Day & Night | PGD460090K**2K* | Federally-Regulated Consumer Product | Weatherized Non-Condensing Gas | 2114 | 292 |  | 05/25/2023 | 89429 | 212028237 | 05/25/2023
Carrier Corp. - Indianapolis | Day & Night | PGD424060K**2K* | Federally-Regulated Consumer Product | Weatherized Non-Condensing Gas | 1073 | 246 |  | 05/25/2023 | 60498 | 212006464 | 05/25/2023
Carrier Corp. - Indianapolis | Day & Night | PGR548090K**0K* | Federally-Regulated Consumer Product | Weatherized Non-Condensing Gas | 1763 | 276 |  | 05/25/2023 | 58303 | 212409725 | 05/25/2023
Carrier Corp. - Indianapolis | Day & Night | PGD442060K**2K* | Federally-Regulated Consumer Product | Weatherized Non-Condensing Gas | 1413 | 261 |  | 05/25/2023 | 59753 | 212006470 | 05/25/2023
Carrier Corp. - Indianapolis | Day & Night | PGD430040K**0K* | Federally-Regulated Consumer Product | Weatherized Non-Condensing Gas | 1119 | 248 |  | 05/25/2023 | 40289 | 212006432 | 05/25/2023
Carrier Corp. - Indianapolis | Day & Night | PGD424040K**2K* | Federally-Regulated Consumer Product | Weatherized Non-Condensing Gas | 933 | 240 |  | 05/25/2023 | 45607 | 212006462 | 05/25/2023
Carrier Corp. - Indianapolis | Day & Night | PGD436060K**1K* | Federally-Regulated Consumer Product | Weatherized Non-Condensing Gas | 1312 | 256 |  | 05/25/2023 | 60638 | 212006452 | 05/25/2023
Carrier Corp. - Indianapolis | Day & Night | PGD430060K**1K* | Federally-Regulated Consumer Product | Weatherized Non-Condensing Gas | 1248 | 253 |  | 05/25/2023 | 60151 | 212006451 | 05/25/2023
Carrier Corp. - Indianapolis | Day & Night | PGD424040K**0K* | Federally-Regulated Consumer Product | Weatherized Non-Condensing Gas | 1004 | 243 |  | 05/25/2023 | 39874 | 212006429 | 05/25/2023
Carrier Corp. - Indianapolis | Day & Night | PGR560090K**0K* | Federally-Regulated Consumer Product | Weatherized Non-Condensing Gas | 1763 | 276 |  | 05/25/2023 | 58303 | 212409727 | 05/25/2023
Carrier Corp. - Indianapolis | Day & Night | PGD442090K**0K* | Federally-Regulated Consumer Product | Weatherized Non-Condensing Gas | 1434 | 262 |  | 05/25/2023 | 89946 | 212006439 | 05/25/2023
Carrier Corp. - Indianapolis | Day & Night | PGD430060K**0K* | Federally-Regulated Consumer Product | Weatherized Non-Condensing Gas | 1248 | 253 |  | 05/25/2023 | 60151 | 212006433 | 05/25/2023
Carrier Corp. - Indianapolis | Day & Night | PGR560115K**0K* | Federally-Regulated Consumer Product | Weatherized Non-Condensing Gas | 1746 | 275 |  | 05/25/2023 | 75885 | 212409728 | 05/25/2023
Carrier Corp. - Indianapolis | Day & Night | PGR524060K**2K* | Federally-Regulated Consumer Product | Weatherized Non-Condensing Gas | 1136 | 248 |  | 05/25/2023 | 59157 | 212410535 | 05/25/2023
Carrier Corp. - Indianapolis | Day & Night | PGD424060K**1K* | Federally-Regulated Consumer Product | Weatherized Non-Condensing Gas | 1084 | 246 |  | 05/25/2023 | 60632 | 212006447 | 05/25/2023
Carrier Corp. - Indianapolis | Day & Night | PGR536090K**1K* | Federally-Regulated Consumer Product | Weatherized Non-Condensing Gas | 1355 | 258 |  | 05/25/2023 | 59892 | 212409733 | 05/25/2023
Carrier Corp. - Indianapolis | Day & Night | PGR524040K**2K* | Federally-Regulated Consumer Product | Weatherized Non-Condensing Gas | 1117 | 248 |  | 05/25/2023 | 44623 | 212410534 | 05/25/2023
Carrier Corp. - Indianapolis | Day & Night | PGD448090K**1K* | Federally-Regulated Consumer Product | Weatherized Non-Condensing Gas | 2142 | 293 |  | 05/25/2023 | 89758 | 212006457 | 05/25/2023
Carrier Corp. - Indianapolis | Day & Night | PGD460090K**1K* | Federally-Regulated Consumer Product | Weatherized Non-Condensing Gas | 2142 | 293 |  | 05/25/2023 | 89758 | 212028229 | 05/25/2023
Carrier Corp. - Indianapolis | Day & Night | PGD448090K**2K* | Federally-Regulated Consumer Product | Weatherized Non-Condensing Gas | 2114 | 292 |  | 05/25/2023 | 89429 | 212006473 | 05/25/2023
Carrier Corp. - Indianapolis | Day & Night | PGD436090K**0K* | Federally-Regulated Consumer Product | Weatherized Non-Condensing Gas | 1353 | 258 |  | 05/25/2023 | 89606 | 212006436 | 05/25/2023
Carrier Corp. - Indianapolis | Day & Night | PGD442060K**0K* | Federally-Regulated Consumer Product | Weatherized Non-Condensing Gas | 1478 | 264 |  | 05/25/2023 | 60485 | 212006438 | 05/25/2023
Carrier Corp. - Indianapolis | Day & Night | PGD448130K**1K* | Federally-Regulated Consumer Product | Weatherized Non-Condensing Gas | 2038 | 288 |  | 05/25/2023 | 127500 | 212006461 | 05/25/2023
Carrier Corp. - Indianapolis | Day & Night | PGR548115K**0K* | Federally-Regulated Consumer Product | Weatherized Non-Condensing Gas | 1746 | 275 |  | 05/25/2023 | 75885 | 212409726 | 05/25/2023
Carrier Corp. - Indianapolis | Day & Night | PGD436060K**0K* | Federally-Regulated Consumer Product | Weatherized Non-Condensing Gas | 1312 | 256 |  | 05/25/2023 | 60638 | 212006435 | 05/25/2023
Carrier Corp. - Indianapolis | Day & Night | PGD436090K**1K* | Federally-Regulated Consumer Product | Weatherized Non-Condensing Gas | 1353 | 258 |  | 05/25/2023 | 89606 | 212006453 | 05/25/2023
Carrier Corp. - Indianapolis | Day & Night | PGD430040K**2K* | Federally-Regulated Consumer Product | Weatherized Non-Condensing Gas | 1121 | 248 |  | 05/25/2023 | 45305 | 212006465 | 05/25/2023
Carrier Corp. - Indianapolis | Day & Night | PGR524060K**0K* | Federally-Regulated Consumer Product | Weatherized Non-Condensing Gas | 1151 | 249 |  | 05/25/2023 | 39299 | 212409722 | 05/25/2023
Carrier Corp. - Indianapolis | Day & Night | PGD430040K**1K* | Federally-Regulated Consumer Product | Weatherized Non-Condensing Gas | 1119 | 248 |  | 05/25/2023 | 40289 | 212006449 | 05/25/2023
Carrier Corp. - Indianapolis | Day & Night | PGD442090K**1K* | Federally-Regulated Consumer Product | Weatherized Non-Condensing Gas | 1434 | 262 |  | 05/25/2023 | 89946 | 212006456 | 05/25/2023
Carrier Corp. - Indianapolis | Day & Night | PGR548090K**2K* | Federally-Regulated Consumer Product | Weatherized Non-Condensing Gas | 1628 | 270 |  | 05/25/2023 | 90600 | 212410538 | 05/25/2023
Carrier Corp. - Indianapolis | Day & Night | PGD460090K**0K* | Federally-Regulated Consumer Product | Weatherized Non-Condensing Gas | 2142 | 293 |  | 05/25/2023 | 89758 | 212028220 | 05/25/2023
Carrier Corp. - Indianapolis | Day & Night | PGR560115K**1K* | Federally-Regulated Consumer Product | Weatherized Non-Condensing Gas | 1746 | 275 |  | 05/25/2023 | 75885 | 212409737 | 05/25/2023
Carrier Corp. - Indianapolis | Day & Night | PGD430060K**2K* | Federally-Regulated Consumer Product | Weatherized Non-Condensing Gas | 1188 | 251 |  | 05/25/2023 | 60125 | 212006467 | 05/25/2023
Carrier Corp. - Indianapolis | Day & Night | PGR560090K**1K* | Federally-Regulated Consumer Product | Weatherized Non-Condensing Gas | 1763 | 276 |  | 05/25/2023 | 58303 | 212409736 | 05/25/2023
Carrier Corp. - Indianapolis | Day & Night | PGR560130K**1K* | Federally-Regulated Consumer Product | Weatherized Non-Condensing Gas | 1857 | 280 |  | 05/25/2023 | 84458 | 212409738 | 05/25/2023
Carrier Corp. - Indianapolis | Day & Night | PGD448090K**0K* | Federally-Regulated Consumer Product | Weatherized Non-Condensing Gas | 2142 | 293 |  | 05/25/2023 | 89758 | 212006441 | 05/25/2023
Carrier Corp. - Indianapolis | Day & Night | PGR548115K**1K* | Federally-Regulated Consumer Product | Weatherized Non-Condensing Gas | 1746 | 275 |  | 05/25/2023 | 75885 | 212409735 | 05/25/2023
Carrier Corp. - Indianapolis | Day & Night | PGR536060K**0K* | Federally-Regulated Consumer Product | Weatherized Non-Condensing Gas | 1416 | 261 |  | 05/25/2023 | 39812 | 212409723 | 05/25/2023
Carrier Corp. - Indianapolis | Day & Night | PGR524060K**1K* | Federally-Regulated Consumer Product | Weatherized Non-Condensing Gas | 1151 | 249 |  | 05/25/2023 | 39299 | 212409731 | 05/25/2023
Carrier Corp. - Indianapolis | Day & Night | PGD448130K**0K* | Federally-Regulated Consumer Product | Weatherized Non-Condensing Gas | 2038 | 288 |  | 05/25/2023 | 127500 | 212006444 | 05/25/2023
Carrier Corp. - Indianapolis | Day & Night | PGD448115K**1K* | Federally-Regulated Consumer Product | Weatherized Non-Condensing Gas | 2156 | 293 |  | 05/25/2023 | 114957 | 212006459 | 05/25/2023
Carrier Corp. - Indianapolis | Day & Night | PGD442090K**2K* | Federally-Regulated Consumer Product | Weatherized Non-Condensing Gas | 1479 | 264 |  | 05/25/2023 | 89913 | 212006471 | 05/25/2023
Carrier Corp. - Indianapolis | Day & Night | PGR536060K**1K* | Federally-Regulated Consumer Product | Weatherized Non-Condensing Gas | 1416 | 261 |  | 05/25/2023 | 39812 | 212409732 | 05/25/2023
Carrier Corp. - Indianapolis | Day & Night | PGD460115K**0K* | Federally-Regulated Consumer Product | Weatherized Non-Condensing Gas | 2156 | 293 |  | 05/25/2023 | 114957 | 212028224 | 05/25/2023
Carrier Corp. - Indianapolis | Day & Night | PGD460130K**0K* | Federally-Regulated Consumer Product | Weatherized Non-Condensing Gas | 2038 | 288 |  | 05/25/2023 | 127500 | 212028225 | 05/25/2023
Carrier Corp. - Indianapolis | Day & Night | PGR524040K**0K* | Federally-Regulated Consumer Product | Weatherized Non-Condensing Gas | 1066 | 245 |  | 05/25/2023 | 26216 | 212409721 | 05/25/2023
Carrier Corp. - Indianapolis | Day & Night | PGD442060K**1K* | Federally-Regulated Consumer Product | Weatherized Non-Condensing Gas | 1478 | 264 |  | 05/25/2023 | 60485 | 212006455 | 05/25/2023
Carrier Corp. - Indianapolis | EcoTemp | WFAX080B048B | Federally-Regulated Consumer Product | Non-Weatherized, Condensing Ga | 1845 | 276 |  | 03/30/2023 | 80520 | 211779057 | 05/25/2023
Carrier Corp. - Indianapolis | EcoTemp | WFSX060B048B**D | Federally-Regulated Consumer Product | Mobile Home Non-Weatherized, C | 1611 | 266 |  | 03/30/2023 | 59946 | 211779644 | 05/25/2023
Carrier Corp. - Indianapolis | EcoTemp | WFEL045B036B | Federally-Regulated Consumer Product | Non-Weatherized, Non-Condensin | 1206 | 235 | 235.064 | 10/04/2019 |  |  | 05/25/2023
Carrier Corp. - Indianapolis | EcoTemp | WFER110D060A | Federally-Regulated Consumer Product | Non-Weatherized, Non-Condensin | 2027 | 271 | 271.188 | 10/04/2019 |  |  | 05/25/2023
Carrier Corp. - Indianapolis | EcoTemp | WFAX040B036B | Federally-Regulated Consumer Product | Non-Weatherized, Condensing Ga | 1092 | 243 |  | 03/30/2023 | 39895 | 211779049 | 05/25/2023
Carrier Corp. - Indianapolis | EcoTemp | WFEL045A036C* | Federally-Regulated Consumer Product | Non-Weatherized, Non-Condensin | 1161 | 233 |  | 03/30/2023 | 44099 | 211780269 | 05/25/2023
Carrier Corp. - Indianapolis | EcoTemp | WFAX100C060B* | Federally-Regulated Consumer Product | Mobile Home Non-Weatherized, C | 1931 | 280 |  | 03/30/2023 | 100411 | 211779063 | 05/25/2023
Carrier Corp. - Indianapolis | EcoTemp | WFER045B036A | Federally-Regulated Consumer Product | Non-Weatherized, Non-Condensin | 1206 | 235 | 235.064 | 10/04/2019 |  |  | 05/25/2023
Carrier Corp. - Indianapolis | EcoTemp | WFSU040B036B | Federally-Regulated Consumer Product | Non-Weatherized, Condensing Ga | 1244 | 250 |  | 03/30/2023 | 40132 | 211781341 | 05/25/2023
Carrier Corp. - Indianapolis | EcoTemp | WFSX060B042A**D | Federally-Regulated Consumer Product | Mobile Home Non-Weatherized, C | 1346 | 254 |  | 12/01/2021 | 60102 | 203360739 | 05/25/2023
Carrier Corp. - Indianapolis | EcoTemp | WFSX040A030B**D | Federally-Regulated Consumer Product | Mobile Home Non-Weatherized, C | 1017 | 240 |  | 03/30/2023 | 40102 | 211779636 | 05/25/2023
Carrier Corp. - Indianapolis | EcoTemp | WFSX120D066A*D | Federally-Regulated Consumer Product | Non-Weatherized, Condensing Ga | 2161 | 290 | 290.084 | 10/04/2019 |  |  | 05/25/2023
Carrier Corp. - Indianapolis | EcoTemp | WFSX040A030A**D | Federally-Regulated Consumer Product | Mobile Home Non-Weatherized, C | 950 | 237 | 307.45 | 10/04/2019 |  |  | 05/25/2023
Carrier Corp. - Indianapolis | EcoTemp | WFER090C048C | Federally-Regulated Consumer Product | Non-Weatherized, Non-Condensin | 1569 | 251 |  | 03/30/2023 | 87754 | 211780455 | 05/25/2023
Carrier Corp. - Indianapolis | EcoTemp | WFSU100C060B | Federally-Regulated Consumer Product | Non-Weatherized, Condensing Ga | 2049 | 285 |  | 03/30/2023 | 100109 | 211781348 | 05/25/2023
Carrier Corp. - Indianapolis | EcoTemp | WFEL045A036B* | Federally-Regulated Consumer Product | Non-Weatherized, Non-Condensin | 1083 | 230 | 229.652 | 07/27/2020 | 43761 | 203360891 | 05/25/2023
Carrier Corp. - Indianapolis | EcoTemp | WFAX080B048A | Federally-Regulated Consumer Product | Non-Weatherized, Condensing Ga | 1390 | 256 |  | 08/05/2020 | 79599 | 203359978 | 05/25/2023
Carrier Corp. - Indianapolis | EcoTemp | WFEL090C060B | Federally-Regulated Consumer Product | Non-Weatherized, Non-Condensin | 2015 | 271 | 270.66 | 07/27/2020 | 88187 | 203360874 | 05/25/2023
Carrier Corp. - Indianapolis | EcoTemp | WFEL070C048B* | Federally-Regulated Consumer Product | Non-Weatherized, Non-Condensin | 1565 | 251 | 250.86 | 07/27/2020 | 65903 | 203360895 | 05/25/2023
Carrier Corp. - Indianapolis | EcoTemp | WFSX080B048B | Federally-Regulated Consumer Product | Non-Weatherized, Condensing Ga | 1671 | 269 |  | 03/30/2023 | 79335 | 211780755 | 05/25/2023
Carrier Corp. - Indianapolis | EcoTemp | WFER110C060C | Federally-Regulated Consumer Product | Non-Weatherized, Non-Condensin | 2444 | 290 |  | 03/30/2023 | 110371 | 211780246 | 05/25/2023
Carrier Corp. - Indianapolis | EcoTemp | WFAX060B042A* | Federally-Regulated Consumer Product | Mobile Home Non-Weatherized, C | 1205 | 248 |  | 08/05/2020 | 60119 | 203359977 | 05/25/2023
Carrier Corp. - Indianapolis | EcoTemp | WFAX040A036B* | Federally-Regulated Consumer Product | Mobile Home Non-Weatherized, C | 1089 | 243 |  | 03/30/2023 | 39846 | 211779047 | 05/25/2023
Carrier Corp. - Indianapolis | EcoTemp | WFSX040A030B* | Federally-Regulated Consumer Product | Mobile Home Non-Weatherized, C | 1017 | 240 |  | 03/30/2023 | 40102 | 211779634 | 05/25/2023
Carrier Corp. - Indianapolis | EcoTemp | WFEL090C048C* | Federally-Regulated Consumer Product | Non-Weatherized, Non-Condensin | 1569 | 251 |  | 03/30/2023 | 87754 | 211780272 | 05/25/2023
Carrier Corp. - Indianapolis | EcoTemp | WFAX080B048B* | Federally-Regulated Consumer Product | Mobile Home Non-Weatherized, C | 1845 | 276 |  | 03/30/2023 | 80520 | 211779059 | 05/25/2023
Carrier Corp. - Indianapolis | EcoTemp | WFEL110C060C* | Federally-Regulated Consumer Product | Non-Weatherized, Non-Condensin | 2444 | 290 |  | 03/30/2023 | 110371 | 211780273 | 05/25/2023
Carrier Corp. - Indianapolis | EcoTemp | WFSX060A036A* | Federally-Regulated Consumer Product | Mobile Home Non-Weatherized, C | 1176 | 247 | 323.496 | 10/04/2019 |  |  | 05/25/2023
Carrier Corp. - Indianapolis | EcoTemp | WFEL090C048C | Federally-Regulated Consumer Product | Non-Weatherized, Non-Condensin | 1569 | 251 |  | 03/30/2023 | 87754 | 211780262 | 05/25/2023
Carrier Corp. - Indianapolis | EcoTemp | WFER090B042C | Federally-Regulated Consumer Product | Non-Weatherized, Non-Condensin | 1592 | 252 |  | 03/30/2023 | 88547 | 211780454 | 05/25/2023
Carrier Corp. - Indianapolis | EcoTemp | WFSX100C060B | Federally-Regulated Consumer Product | Non-Weatherized, Condensing Ga | 2215 | 292 |  | 03/30/2023 | 99728 | 211779652 | 05/25/2023
Carrier Corp. - Indianapolis | EcoTemp | WFEL090B042B | Federally-Regulated Consumer Product | Non-Weatherized, Non-Condensin | 1238 | 236 |  | 08/05/2020 | 88097 | 203360872 | 05/25/2023
Carrier Corp. - Indianapolis | EcoTemp | WPG4604115RKD* | Federally-Regulated Consumer Product | Weatherized Non-Condensing Gas | 2187 | 295 |  | 05/11/2023 | 115163 | 204038532 | 05/25/2023
Carrier Corp. - Indianapolis | EcoTemp | WFSU060B048B | Federally-Regulated Consumer Product | Non-Weatherized, Condensing Ga | 1794 | 274 |  | 03/30/2023 | 60012 | 211781343 | 05/25/2023
Carrier Corp. - Indianapolis | EcoTemp | WFER070A036C | Federally-Regulated Consumer Product | Non-Weatherized, Non-Condensin | 1170 | 233 |  | 03/30/2023 | 65912 | 211780452 | 05/25/2023
Carrier Corp. - Indianapolis | EcoTemp | WFSX040A030A* | Federally-Regulated Consumer Product | Mobile Home Non-Weatherized, C | 950 | 237 | 307.45 | 10/04/2019 |  |  | 05/25/2023
Carrier Corp. - Indianapolis | EcoTemp | WFEL070C048B | Federally-Regulated Consumer Product | Non-Weatherized, Non-Condensin | 1565 | 251 | 250.86 | 07/27/2020 | 65903 | 203360871 | 05/25/2023
Carrier Corp. - Indianapolis | EcoTemp | WFAX040B036B* | Federally-Regulated Consumer Product | Mobile Home Non-Weatherized, C | 1092 | 243 |  | 03/30/2023 | 39895 | 211779051 | 05/25/2023
Carrier Corp. - Indianapolis | EcoTemp | WFEU040B036B | Federally-Regulated Consumer Product | Non-Weatherized, Non-Condensin | 1440 | 245 |  | 03/30/2023 | 40185 | 211781250 | 05/25/2023
Carrier Corp. - Indianapolis | EcoTemp | WFER070B036C | Federally-Regulated Consumer Product | Non-Weatherized, Non-Condensin | 1209 | 235 |  | 03/30/2023 | 65992 | 211780453 | 05/25/2023
Carrier Corp. - Indianapolis | EcoTemp | WFEL045A036B | Federally-Regulated Consumer Product | Non-Weatherized, Non-Condensin | 1083 | 230 | 229.652 | 07/27/2020 | 43761 | 203360867 | 05/25/2023
Carrier Corp. - Indianapolis | EcoTemp | WFAX060B042B | Federally-Regulated Consumer Product | Non-Weatherized, Condensing Ga | 1381 | 256 |  | 03/30/2023 | 60143 | 211779053 | 05/25/2023
Carrier Corp. - Indianapolis | EcoTemp | WFEL070B036B* | Federally-Regulated Consumer Product | Non-Weatherized, Non-Condensin | 1051 | 228 | 228.244 | 10/04/2019 |  |  | 05/25/2023
Carrier Corp. - Indianapolis | EcoTemp | WFEL090B042C* | Federally-Regulated Consumer Product | Non-Weatherized, Non-Condensin | 1592 | 252 |  | 03/30/2023 | 88547 | 211780271 | 05/25/2023
Carrier Corp. - Indianapolis | EcoTemp | WFSX060B048B* | Federally-Regulated Consumer Product | Mobile Home Non-Weatherized, C | 1611 | 266 |  | 03/30/2023 | 59946 | 211779642 | 05/25/2023
Carrier Corp. - Indianapolis | EcoTemp | WFSX060B048B*D | Federally-Regulated Consumer Product | Non-Weatherized, Condensing Ga | 1611 | 266 |  | 03/30/2023 | 59946 | 211779646 | 05/25/2023
Carrier Corp. - Indianapolis | EcoTemp | WFAX100C060A | Federally-Regulated Consumer Product | Non-Weatherized, Condensing Ga | 1821 | 275 |  | 08/05/2020 | 99460 | 203359986 | 05/25/2023
Carrier Corp. - Indianapolis | EcoTemp | WFER090D060A | Federally-Regulated Consumer Product | Non-Weatherized, Non-Condensin | 1987 | 269 | 269.428 | 10/04/2019 |  |  | 05/25/2023
Carrier Corp. - Indianapolis | EcoTemp | WFAX080C060A* | Federally-Regulated Consumer Product | Mobile Home Non-Weatherized, C | 1832 | 276 |  | 08/05/2020 | 79860 | 203359984 | 05/25/2023
Carrier Corp. - Indianapolis | EcoTemp | WFAX040B036A* | Federally-Regulated Consumer Product | Mobile Home Non-Weatherized, C | 1024 | 240 |  | 08/05/2020 | 39894 | 203359969 | 05/25/2023
Carrier Corp. - Indianapolis | EcoTemp | WFAX060A036A* | Federally-Regulated Consumer Product | Mobile Home Non-Weatherized, C | 945 | 237 |  | 08/05/2020 | 59375 | 203359973 | 05/25/2023
Carrier Corp. - Indianapolis | EcoTemp | WFAX120D060B* | Federally-Regulated Consumer Product | Mobile Home Non-Weatherized, C | 1871 | 277 |  | 03/30/2023 | 120577 | 211779067 | 05/25/2023
Carrier Corp. - Indianapolis | EcoTemp | WFSX100C060A**D | Federally-Regulated Consumer Product | Mobile Home Non-Weatherized, C | 2102 | 287 | 389.242 | 10/04/2019 |  |  | 05/25/2023
Carrier Corp. - Indianapolis | EcoTemp | WFEL070B036B | Federally-Regulated Consumer Product | Non-Weatherized, Non-Condensin | 1051 | 228 | 228.244 | 10/04/2019 |  |  | 05/25/2023
Carrier Corp. - Indianapolis | EcoTemp | WFER135D060A | Federally-Regulated Consumer Product | Non-Weatherized, Non-Condensin | 1887 | 265 | 265.028 | 10/04/2019 |  |  | 05/25/2023
Carrier Corp. - Indianapolis | EcoTemp | WFEL070A036C* | Federally-Regulated Consumer Product | Non-Weatherized, Non-Condensin | 1170 | 233 |  | 03/30/2023 | 65912 | 211780270 | 05/25/2023
Carrier Corp. - Indianapolis | EcoTemp | WFSX100C060B**D | Federally-Regulated Consumer Product | Mobile Home Non-Weatherized, C | 2215 | 292 |  | 03/30/2023 | 99728 | 211779656 | 05/25/2023
Carrier Corp. - Indianapolis | EcoTemp | WFSX080B048B* | Federally-Regulated Consumer Product | Mobile Home Non-Weatherized, C | 1671 | 269 |  | 03/30/2023 | 79335 | 211780757 | 05/25/2023
Carrier Corp. - Indianapolis | EcoTemp | WFSX060A036A**D | Federally-Regulated Consumer Product | Mobile Home Non-Weatherized, C | 1176 | 247 | 323.496 | 10/04/2019 |  |  | 05/25/2023
Carrier Corp. - Indianapolis | EcoTemp | WFEU060B048B | Federally-Regulated Consumer Product | Non-Weatherized, Non-Condensin | 1955 | 268 |  | 03/30/2023 | 60649 | 211781378 | 05/25/2023
Carrier Corp. - Indianapolis | EcoTemp | WFEL090C048B* | Federally-Regulated Consumer Product | Non-Weatherized, Non-Condensin | 1461 | 246 | 246.284 | 10/04/2019 |  |  | 05/25/2023
Carrier Corp. - Indianapolis | EcoTemp | WFEL045B036B* | Federally-Regulated Consumer Product | Non-Weatherized, Non-Condensin | 1206 | 235 | 235.064 | 10/04/2019 |  |  | 05/25/2023
Carrier Corp. - Indianapolis | EcoTemp | WFAX120D060B | Federally-Regulated Consumer Product | Non-Weatherized, Condensing Ga | 1871 | 277 |  | 03/30/2023 | 120577 | 211779065 | 05/25/2023
Carrier Corp. - Indianapolis | Grandaire | WFSX140D066A*D | Federally-Regulated Consumer Product | Non-Weatherized, Condensing Ga | 2328 | 297 | 297.432 | 10/04/2019 |  |  | 05/25/2023
Carrier Corp. - Indianapolis | Grandaire | WFSX100C060A*D | Federally-Regulated Consumer Product | Non-Weatherized, Condensing Ga | 2102 | 287 | 287.488 | 10/04/2019 |  |  | 05/25/2023
Carrier Corp. - Indianapolis | Grandaire | WFEL090C048B* | Federally-Regulated Consumer Product | Non-Weatherized, Non-Condensin | 1450 | 246 |  | 07/29/2020 | 87792 | 203360909 | 05/25/2023
Carrier Corp. - Indianapolis | Grandaire | WFEL090C048B | Federally-Regulated Consumer Product | Non-Weatherized, Non-Condensin | 1450 | 246 |  | 07/29/2020 | 87792 | 203360861 | 05/25/2023
Carrier Corp. - Indianapolis | Grandaire | WFSU060B048B | Federally-Regulated Consumer Product | Non-Weatherized, Condensing Ga | 1794 | 274 |  | 03/30/2023 | 60012 | 211781344 | 05/25/2023
Carrier Corp. - Indianapolis | Grandaire | WFEU100C060B | Federally-Regulated Consumer Product | Non-Weatherized, Non-Condensin | 2444 | 290 |  | 03/30/2023 | 99795 | 211781266 | 05/25/2023
Carrier Corp. - Indianapolis | Grandaire | WFSU040B036B | Federally-Regulated Consumer Product | Non-Weatherized, Condensing Ga | 1244 | 250 |  | 03/30/2023 | 40132 | 211781342 | 05/25/2023
Carrier Corp. - Indianapolis | Grandaire | WFEU080C060B | Federally-Regulated Consumer Product | Non-Weatherized, Non-Condensin | 2436 | 289 |  | 03/30/2023 | 80342 | 211781363 | 05/25/2023
Carrier Corp. - Indianapolis | Grandaire | WFSX120D066A**D | Federally-Regulated Consumer Product | Mobile Home Non-Weatherized, C | 2161 | 290 | 393.431 | 10/04/2019 |  |  | 05/25/2023
Carrier Corp. - Indianapolis | Grandaire | WFSX100C060B | Federally-Regulated Consumer Product | Non-Weatherized, Condensing Ga | 2215 | 292 |  | 03/30/2023 | 99728 | 211779653 | 05/25/2023
Carrier Corp. - Indianapolis | Grandaire | WFER090B042C | Federally-Regulated Consumer Product | Non-Weatherized, Non-Condensin | 1592 | 252 |  | 03/30/2023 | 88547 | 211780447 | 05/25/2023
Carrier Corp. - Indianapolis | Grandaire | WFSX120D066B*D | Federally-Regulated Consumer Product | Non-Weatherized, Condensing Ga | 2308 | 297 |  | 03/30/2023 | 119661 | 211779667 | 05/25/2023
Carrier Corp. - Indianapolis | Grandaire | WPG4604130RKD* | Federally-Regulated Consumer Product | Weatherized Non-Condensing Gas | 2025 | 288 |  | 05/11/2023 | 126976 | 204038507 | 05/25/2023
Carrier Corp. - Indianapolis | Grandaire | WFSU100C060B | Federally-Regulated Consumer Product | Non-Weatherized, Condensing Ga | 2049 | 285 |  | 03/30/2023 | 100109 | 211781349 | 05/25/2023
Carrier Corp. - Indianapolis | Grandaire | WFEL135D060B | Federally-Regulated Consumer Product | Non-Weatherized, Non-Condensin | 1887 | 265 | 265.028 | 10/04/2019 |  |  | 05/25/2023
Carrier Corp. - Indianapolis | Grandaire | WFSX040A030A* | Federally-Regulated Consumer Product | Mobile Home Non-Weatherized, C | 950 | 237 | 307.45 | 10/04/2019 |  |  | 05/25/2023
Carrier Corp. - Indianapolis | Grandaire | WFSX060A036A**D | Federally-Regulated Consumer Product | Mobile Home Non-Weatherized, C | 1176 | 247 | 323.496 | 10/04/2019 |  |  | 05/25/2023
Carrier Corp. - Indianapolis | Grandaire | WFEL045A036C* | Federally-Regulated Consumer Product | Non-Weatherized, Non-Condensin | 1161 | 233 |  | 03/30/2023 | 44099 | 211780275 | 05/25/2023
Carrier Corp. - Indianapolis | Grandaire | WFER110C060C | Federally-Regulated Consumer Product | Non-Weatherized, Non-Condensin | 2444 | 290 |  | 03/30/2023 | 110371 | 211780449 | 05/25/2023
Carrier Corp. - Indianapolis | Grandaire | WFSX026A030A*D | Federally-Regulated Consumer Product | Non-Weatherized, Condensing Ga | 890 | 234 | 234.16 | 10/04/2019 |  |  | 05/25/2023
Carrier Corp. - Indianapolis | Grandaire | WFSX040A030A**D | Federally-Regulated Consumer Product | Mobile Home Non-Weatherized, C | 950 | 237 | 307.45 | 10/04/2019 |  |  | 05/25/2023
Carrier Corp. - Indianapolis | Grandaire | WFAX120D060B* | Federally-Regulated Consumer Product | Mobile Home Non-Weatherized, C | 1871 | 277 |  | 03/30/2023 | 120577 | 211779068 | 05/25/2023
Carrier Corp. - Indianapolis | Grandaire | WFEL135D060C* | Federally-Regulated Consumer Product | Non-Weatherized, Non-Condensin | 1907 | 266 |  | 03/30/2023 | 131914 | 211780280 | 05/25/2023
Carrier Corp. - Indianapolis | Grandaire | WFER090C048C | Federally-Regulated Consumer Product | Non-Weatherized, Non-Condensin | 1569 | 251 |  | 03/30/2023 | 87754 | 211780448 | 05/25/2023
Carrier Corp. - Indianapolis | Grandaire | WFAX040B036B* | Federally-Regulated Consumer Product | Mobile Home Non-Weatherized, C | 1092 | 243 |  | 03/30/2023 | 39895 | 211779052 | 05/25/2023
Carrier Corp. - Indianapolis | Grandaire | WFAX060B042B* | Federally-Regulated Consumer Product | Mobile Home Non-Weatherized, C | 1381 | 256 |  | 03/30/2023 | 60143 | 211779056 | 05/25/2023
Carrier Corp. - Indianapolis | Grandaire | WFSX040B036A**D | Federally-Regulated Consumer Product | Mobile Home Non-Weatherized, C | 998 | 239 |  | 12/01/2021 | 40139 | 203360750 | 05/25/2023
Carrier Corp. - Indianapolis | Grandaire | WFEL110D060B | Federally-Regulated Consumer Product | Non-Weatherized, Non-Condensin | 2027 | 271 | 271.188 | 10/04/2019 |  |  | 05/25/2023
Carrier Corp. - Indianapolis | Grandaire | WFSX120D066B* | Federally-Regulated Consumer Product | Mobile Home Non-Weatherized, C | 2308 | 297 |  | 03/30/2023 | 119661 | 211779663 | 05/25/2023
Carrier Corp. - Indianapolis | Grandaire | WFER135D060C | Federally-Regulated Consumer Product | Non-Weatherized, Non-Condensin | 1907 | 266 |  | 03/30/2023 | 131914 | 211780450 | 05/25/2023
Carrier Corp. - Indianapolis | Grandaire | WFER045A036C | Federally-Regulated Consumer Product | Non-Weatherized, Non-Condensin | 1161 | 233 |  | 03/30/2023 | 44099 | 211780444 | 05/25/2023
Carrier Corp. - Indianapolis | Grandaire | WFEL090B042C* | Federally-Regulated Consumer Product | Non-Weatherized, Non-Condensin | 1592 | 252 |  | 03/30/2023 | 88547 | 211780277 | 05/25/2023
Carrier Corp. - Indianapolis | Grandaire | WFEU040B036B | Federally-Regulated Consumer Product | Non-Weatherized, Non-Condensin | 1440 | 245 |  | 03/30/2023 | 40185 | 211781251 | 05/25/2023
Carrier Corp. - Indianapolis | Grandaire | WFSU080C060B | Federally-Regulated Consumer Product | Non-Weatherized, Condensing Ga | 2132 | 289 |  | 03/30/2023 | 80309 | 211781346 | 05/25/2023
Carrier Corp. - Indianapolis | Grandaire | WFSX060B048B | Federally-Regulated Consumer Product | Non-Weatherized, Condensing Ga | 1611 | 266 |  | 03/30/2023 | 59946 | 211779641 | 05/25/2023
Carrier Corp. - Indianapolis | Grandaire | WFAX060B042B | Federally-Regulated Consumer Product | Non-Weatherized, Condensing Ga | 1381 | 256 |  | 03/30/2023 | 60143 | 211779054 | 05/25/2023
Carrier Corp. - Indianapolis | Grandaire | WFEL090B042C | Federally-Regulated Consumer Product | Non-Weatherized, Non-Condensin | 1592 | 252 |  | 03/30/2023 | 88547 | 211780255 | 05/25/2023
Carrier Corp. - Indianapolis | Grandaire | WFSX040A030B**D | Federally-Regulated Consumer Product | Mobile Home Non-Weatherized, C | 1017 | 240 |  | 03/30/2023 | 40102 | 211779637 | 05/25/2023
Carrier Corp. - Indianapolis | Grandaire | WFEL070A036C* | Federally-Regulated Consumer Product | Non-Weatherized, Non-Condensin | 1170 | 233 |  | 03/30/2023 | 65912 | 211780276 | 05/25/2023
Carrier Corp. - Indianapolis | Grandaire | WFAX120D060A* | Federally-Regulated Consumer Product | Mobile Home Non-Weatherized, C | 1904 | 279 |  | 07/29/2020 | 119302 | 203360022 | 05/25/2023
Carrier Corp. - Indianapolis | Grandaire | WFER090B042A | Federally-Regulated Consumer Product | Non-Weatherized, Non-Condensin | 1238 | 236 |  | 08/05/2020 | 88097 | 203360823 | 05/25/2023
Carrier Corp. - Indianapolis | Grandaire | WFAX100C060B | Federally-Regulated Consumer Product | Non-Weatherized, Condensing Ga | 1931 | 280 |  | 03/30/2023 | 100411 | 211779062 | 05/25/2023
Carrier Corp. - Indianapolis | Grandaire | WFSX120D066B**D | Federally-Regulated Consumer Product | Mobile Home Non-Weatherized, C | 2308 | 297 |  | 03/30/2023 | 119661 | 211779665 | 05/25/2023
Carrier Corp. - Indianapolis | Grandaire | WPG4364090RKD* | Federally-Regulated Consumer Product | Weatherized Non-Condensing Gas | 1485 | 264 |  | 05/11/2023 | 90132 | 204038500 | 05/25/2023
Carrier Corp. - Indianapolis | Grandaire | WFAX080B048A* | Federally-Regulated Consumer Product | Mobile Home Non-Weatherized, C | 1390 | 256 |  | 08/05/2020 | 79599 | 203360010 | 05/25/2023
Carrier Corp. - Indianapolis | Grandaire | WFEL070B036B* | Federally-Regulated Consumer Product | Non-Weatherized, Non-Condensin | 1051 | 228 | 228.244 | 10/04/2019 |  |  | 05/25/2023
Carrier Corp. - Indianapolis | Grandaire | WFEL070A036C | Federally-Regulated Consumer Product | Non-Weatherized, Non-Condensin | 1170 | 233 |  | 03/30/2023 | 65912 | 211780254 | 05/25/2023
Carrier Corp. - Indianapolis | Grandaire | WFER110D060A | Federally-Regulated Consumer Product | Non-Weatherized, Non-Condensin | 2027 | 271 | 271.188 | 10/04/2019 |  |  | 05/25/2023
Carrier Corp. - Indianapolis | Grandaire | WFSX040A030B | Federally-Regulated Consumer Product | Non-Weatherized, Condensing Ga | 1017 | 240 |  | 03/30/2023 | 40102 | 211779633 | 05/25/2023
Carrier Corp. - Indianapolis | Grandaire | WFAX040A036B | Federally-Regulated Consumer Product | Non-Weatherized, Condensing Ga | 1089 | 243 |  | 03/30/2023 | 39846 | 211779046 | 05/25/2023
Carrier Corp. - Indianapolis | Grandaire | WFSX060A036A* | Federally-Regulated Consumer Product | Mobile Home Non-Weatherized, C | 1176 | 247 | 323.496 | 10/04/2019 |  |  | 05/25/2023
Carrier Corp. - Indianapolis | Grandaire | WFEL110C060C | Federally-Regulated Consumer Product | Non-Weatherized, Non-Condensin | 2444 | 290 |  | 03/30/2023 | 110371 | 211780257 | 05/25/2023
Carrier Corp. - Indianapolis | Grandaire | WFSX040A030B* | Federally-Regulated Consumer Product | Mobile Home Non-Weatherized, C | 1017 | 240 |  | 03/30/2023 | 40102 | 211779635 | 05/25/2023
Carrier Corp. - Indianapolis | Grandaire | WFAX040A030A | Federally-Regulated Consumer Product | Non-Weatherized, Condensing Ga | 981 | 238 |  | 08/05/2020 | 40102 | 203359993 | 05/25/2023
Carrier Corp. - Indianapolis | Grandaire | WFSX100C060B*D | Federally-Regulated Consumer Product | Non-Weatherized, Condensing Ga | 2215 | 292 |  | 03/30/2023 | 99728 | 211779659 | 05/25/2023
Carrier Corp. - Indianapolis | Grandaire | WFSX060B042A**D | Federally-Regulated Consumer Product | Mobile Home Non-Weatherized, C | 1346 | 254 |  | 12/01/2021 | 60102 | 203360751 | 05/25/2023
Carrier Corp. - Indianapolis | Grandaire | WFAX120D060A | Federally-Regulated Consumer Product | Non-Weatherized, Condensing Ga | 1904 | 279 |  | 07/29/2020 | 119302 | 203360020 | 05/25/2023
Carrier Corp. - Indianapolis | Grandaire | WFER070B036A | Federally-Regulated Consumer Product | Non-Weatherized, Non-Condensin | 1051 | 228 | 228.244 | 10/04/2019 |  |  | 05/25/2023
Carrier Corp. - Indianapolis | Grandaire | WFAX080B048B* | Federally-Regulated Consumer Product | Mobile Home Non-Weatherized, C | 1845 | 276 |  | 03/30/2023 | 80520 | 211779060 | 05/25/2023
Carrier Corp. - Indianapolis | Grandaire | WFSX080B048B* | Federally-Regulated Consumer Product | Mobile Home Non-Weatherized, C | 1671 | 269 |  | 03/30/2023 | 79335 | 211780758 | 05/25/2023
Carrier Corp. - Indianapolis | Grandaire | WFAX040A030A* | Federally-Regulated Consumer Product | Mobile Home Non-Weatherized, C | 981 | 238 |  | 08/05/2020 | 40102 | 203359995 | 05/25/2023
Trane U.S. Inc. | Trane | S8V2C080M5PD*** | Federally-Regulated Consumer Product | Non-Weatherized, Non-Condensin | 2322 | 284 |  | 11/03/2022 | 51280 | 210532651 | 05/25/2023
Trane U.S. Inc. | Trane | 4YCZ5036F1090** | Federally-Regulated Consumer Product | Weatherized Non-Condensing Gas | 1311 | 257 |  | 03/16/2023 | 90186 | 211708365 | 05/25/2023
Trane U.S. Inc. | Trane | L8V1A060U3VS*** | Federally-Regulated Consumer Product | Non-Weatherized, Non-Condensin | 1456 | 246 |  | 05/18/2022 | 59749 | 208359563 | 05/25/2023
Trane U.S. Inc. | Trane | 4YCZ5036F1070** | Federally-Regulated Consumer Product | Weatherized Non-Condensing Gas | 1504 | 265 |  | 03/16/2023 | 55291 | 211708364 | 05/25/2023
Trane U.S. Inc. | Trane | L8V1C100U5VS*** | Federally-Regulated Consumer Product | Non-Weatherized, Non-Condensin | 2437 | 289 |  | 07/31/2021 | 101421 | 207169059 | 05/25/2023
Trane U.S. Inc. | Trane | S8V2A040M3PD*** | Federally-Regulated Consumer Product | Non-Weatherized, Non-Condensin | 1475 | 246 |  | 11/03/2022 | 25840 | 210532648 | 05/25/2023
Trane U.S. Inc. | Trane | L8V1B080U4VS*** | Federally-Regulated Consumer Product | Non-Weatherized, Non-Condensin | 1869 | 264 |  | 05/18/2022 | 79937 | 208359564 | 05/25/2023
Trane U.S. Inc. | Trane | S8V2B080M4PD*** | Federally-Regulated Consumer Product | Non-Weatherized, Non-Condensin | 1957 | 268 |  | 11/03/2022 | 51892 | 210532650 | 05/25/2023
Trane U.S. Inc. | Trane | S8V2C100M5PC*** | Federally-Regulated Consumer Product | Non-Weatherized, Non-Condensin | 2317 | 283 |  | 11/03/2022 | 65323 | 210532640 | 05/25/2023
Trane U.S. Inc. | Trane | S8V2B060M4PD*** | Federally-Regulated Consumer Product | Non-Weatherized, Non-Condensin | 1871 | 264 |  | 11/03/2022 | 38765 | 210532649 | 05/25/2023
Carrier Corp. - Indianapolis | EcoTemp | WFAX080B048B | Federally-Regulated Consumer Product | Non-Weatherized, Condensing Ga | 1845 | 276 |  | 05/25/2023 | 80520 | 211779057 | 05/25/2023
Carrier Corp. - Indianapolis | EcoTemp | WFSX060B048B**D | Federally-Regulated Consumer Product | Mobile Home Non-Weatherized, C | 1611 | 266 |  | 05/25/2023 | 59946 | 211779644 | 05/25/2023
Carrier Corp. - Indianapolis | EcoTemp | WFEL045B036B | Federally-Regulated Consumer Product | Non-Weatherized, Non-Condensin | 1206 | 235 |  | 05/25/2023 | 44058 | 203360868 | 05/25/2023
Carrier Corp. - Indianapolis | EcoTemp | WFER110D060A | Federally-Regulated Consumer Product | Non-Weatherized, Non-Condensin | 2027 | 271 |  | 05/25/2023 | 109826 | 203360840 | 05/25/2023
Carrier Corp. - Indianapolis | EcoTemp | WFAX040B036B | Federally-Regulated Consumer Product | Non-Weatherized, Condensing Ga | 1092 | 243 |  | 05/25/2023 | 39895 | 211779049 | 05/25/2023
Carrier Corp. - Indianapolis | EcoTemp | WFEL045A036C* | Federally-Regulated Consumer Product | Non-Weatherized, Non-Condensin | 1161 | 233 |  | 05/25/2023 | 44099 | 211780269 | 05/25/2023
Carrier Corp. - Indianapolis | EcoTemp | WFAX100C060B* | Federally-Regulated Consumer Product | Mobile Home Non-Weatherized, C | 1931 | 280 |  | 05/25/2023 | 100411 | 211779063 | 05/25/2023
Carrier Corp. - Indianapolis | EcoTemp | WFER045B036A | Federally-Regulated Consumer Product | Non-Weatherized, Non-Condensin | 1206 | 235 |  | 05/25/2023 | 44058 | 203360831 | 05/25/2023
Carrier Corp. - Indianapolis | EcoTemp | WFSU040B036B | Federally-Regulated Consumer Product | Non-Weatherized, Condensing Ga | 1244 | 250 |  | 05/25/2023 | 40132 | 211781341 | 05/25/2023
Carrier Corp. - Indianapolis | EcoTemp | WFSX060B042A**D | Federally-Regulated Consumer Product | Mobile Home Non-Weatherized, C | 1346 | 254 |  | 05/25/2023 | 60102 | 203360739 | 05/25/2023
Carrier Corp. - Indianapolis | EcoTemp | WFSX040A030B**D | Federally-Regulated Consumer Product | Mobile Home Non-Weatherized, C | 1017 | 240 |  | 05/25/2023 | 40102 | 211779636 | 05/25/2023
Carrier Corp. - Indianapolis | EcoTemp | WFSX120D066A*D | Federally-Regulated Consumer Product | Non-Weatherized, Condensing Ga | 2161 | 290 |  | 05/25/2023 | 119834 | 203360539 | 05/25/2023
Carrier Corp. - Indianapolis | EcoTemp | WFSX040A030A**D | Federally-Regulated Consumer Product | Mobile Home Non-Weatherized, C | 950 | 237 |  | 05/25/2023 | 40146 | 203924723 | 05/25/2023
Carrier Corp. - Indianapolis | EcoTemp | WFER090C048C | Federally-Regulated Consumer Product | Non-Weatherized, Non-Condensin | 1569 | 251 |  | 05/25/2023 | 87754 | 211780455 | 05/25/2023
Carrier Corp. - Indianapolis | EcoTemp | WFSU100C060B | Federally-Regulated Consumer Product | Non-Weatherized, Condensing Ga | 2049 | 285 |  | 05/25/2023 | 100109 | 211781348 | 05/25/2023
Carrier Corp. - Indianapolis | EcoTemp | WFEL045A036B* | Federally-Regulated Consumer Product | Non-Weatherized, Non-Condensin | 1083 | 230 |  | 05/25/2023 | 43761 | 203360891 | 05/25/2023
Carrier Corp. - Indianapolis | EcoTemp | WFAX080B048A | Federally-Regulated Consumer Product | Non-Weatherized, Condensing Ga | 1390 | 256 |  | 05/25/2023 | 79599 | 203359978 | 05/25/2023
Carrier Corp. - Indianapolis | EcoTemp | WFEL090C060B | Federally-Regulated Consumer Product | Non-Weatherized, Non-Condensin | 2015 | 271 |  | 05/25/2023 | 88187 | 203360874 | 05/25/2023
Carrier Corp. - Indianapolis | EcoTemp | WFEL070C048B* | Federally-Regulated Consumer Product | Non-Weatherized, Non-Condensin | 1565 | 251 |  | 05/25/2023 | 65903 | 203360895 | 05/25/2023
Carrier Corp. - Indianapolis | EcoTemp | WFSX080B048B | Federally-Regulated Consumer Product | Non-Weatherized, Condensing Ga | 1671 | 269 |  | 05/25/2023 | 79335 | 211780755 | 05/25/2023
Carrier Corp. - Indianapolis | EcoTemp | WFER110C060C | Federally-Regulated Consumer Product | Non-Weatherized, Non-Condensin | 2444 | 290 |  | 05/25/2023 | 110371 | 211780246 | 05/25/2023
Carrier Corp. - Indianapolis | EcoTemp | WFAX060B042A* | Federally-Regulated Consumer Product | Mobile Home Non-Weatherized, C | 1205 | 248 |  | 05/25/2023 | 60119 | 203359977 | 05/25/2023
Carrier Corp. - Indianapolis | EcoTemp | WFAX040A036B* | Federally-Regulated Consumer Product | Mobile Home Non-Weatherized, C | 1089 | 243 |  | 05/25/2023 | 39846 | 211779047 | 05/25/2023
Carrier Corp. - Indianapolis | EcoTemp | WFSX040A030B* | Federally-Regulated Consumer Product | Mobile Home Non-Weatherized, C | 1017 | 240 |  | 05/25/2023 | 40102 | 211779634 | 05/25/2023
Carrier Corp. - Indianapolis | EcoTemp | WFEL090C048C* | Federally-Regulated Consumer Product | Non-Weatherized, Non-Condensin | 1569 | 251 |  | 05/25/2023 | 87754 | 211780272 | 05/25/2023
Carrier Corp. - Indianapolis | EcoTemp | WFAX080B048B* | Federally-Regulated Consumer Product | Mobile Home Non-Weatherized, C | 1845 | 276 |  | 05/25/2023 | 80520 | 211779059 | 05/25/2023
Carrier Corp. - Indianapolis | EcoTemp | WFEL110C060C* | Federally-Regulated Consumer Product | Non-Weatherized, Non-Condensin | 2444 | 290 |  | 05/25/2023 | 110371 | 211780273 | 05/25/2023
Carrier Corp. - Indianapolis | EcoTemp | WFSX060A036A* | Federally-Regulated Consumer Product | Mobile Home Non-Weatherized, C | 1176 | 247 |  | 05/25/2023 | 59961 | 203924726 | 05/25/2023
Carrier Corp. - Indianapolis | EcoTemp | WFEL090C048C | Federally-Regulated Consumer Product | Non-Weatherized, Non-Condensin | 1569 | 251 |  | 05/25/2023 | 87754 | 211780262 | 05/25/2023
Carrier Corp. - Indianapolis | EcoTemp | WFER090B042C | Federally-Regulated Consumer Product | Non-Weatherized, Non-Condensin | 1592 | 252 |  | 05/25/2023 | 88547 | 211780454 | 05/25/2023
Carrier Corp. - Indianapolis | EcoTemp | WFSX100C060B | Federally-Regulated Consumer Product | Non-Weatherized, Condensing Ga | 2215 | 292 |  | 05/25/2023 | 99728 | 211779652 | 05/25/2023
Carrier Corp. - Indianapolis | EcoTemp | WFEL090B042B | Federally-Regulated Consumer Product | Non-Weatherized, Non-Condensin | 1238 | 236 |  | 05/25/2023 | 88097 | 203360872 | 05/25/2023
Carrier Corp. - Indianapolis | EcoTemp | WPG4604115RKD* | Federally-Regulated Consumer Product | Weatherized Non-Condensing Gas | 2187 | 295 |  | 05/25/2023 | 115163 | 204038532 | 05/25/2023
Carrier Corp. - Indianapolis | EcoTemp | WFSU060B048B | Federally-Regulated Consumer Product | Non-Weatherized, Condensing Ga | 1794 | 274 |  | 05/25/2023 | 60012 | 211781343 | 05/25/2023
Carrier Corp. - Indianapolis | EcoTemp | WFER070A036C | Federally-Regulated Consumer Product | Non-Weatherized, Non-Condensin | 1170 | 233 |  | 05/25/2023 | 65912 | 211780452 | 05/25/2023
Carrier Corp. - Indianapolis | EcoTemp | WFSX040A030A* | Federally-Regulated Consumer Product | Mobile Home Non-Weatherized, C | 950 | 237 |  | 05/25/2023 | 40146 | 203924722 | 05/25/2023
Carrier Corp. - Indianapolis | EcoTemp | WFEL070C048B | Federally-Regulated Consumer Product | Non-Weatherized, Non-Condensin | 1565 | 251 |  | 05/25/2023 | 65903 | 203360871 | 05/25/2023
Carrier Corp. - Indianapolis | EcoTemp | WFAX040B036B* | Federally-Regulated Consumer Product | Mobile Home Non-Weatherized, C | 1092 | 243 |  | 05/25/2023 | 39895 | 211779051 | 05/25/2023
Carrier Corp. - Indianapolis | EcoTemp | WFEU040B036B | Federally-Regulated Consumer Product | Non-Weatherized, Non-Condensin | 1440 | 245 |  | 05/25/2023 | 40185 | 211781250 | 05/25/2023
Carrier Corp. - Indianapolis | EcoTemp | WFER070B036C | Federally-Regulated Consumer Product | Non-Weatherized, Non-Condensin | 1209 | 235 |  | 05/25/2023 | 65992 | 211780453 | 05/25/2023
Carrier Corp. - Indianapolis | EcoTemp | WFEL045A036B | Federally-Regulated Consumer Product | Non-Weatherized, Non-Condensin | 1083 | 230 |  | 05/25/2023 | 43761 | 203360867 | 05/25/2023
Carrier Corp. - Indianapolis | EcoTemp | WFAX060B042B | Federally-Regulated Consumer Product | Non-Weatherized, Condensing Ga | 1381 | 256 |  | 05/25/2023 | 60143 | 211779053 | 05/25/2023
Carrier Corp. - Indianapolis | EcoTemp | WFEL070B036B* | Federally-Regulated Consumer Product | Non-Weatherized, Non-Condensin | 1051 | 228 |  | 05/25/2023 | 65904 | 203360894 | 05/25/2023
Carrier Corp. - Indianapolis | EcoTemp | WFEL090B042C* | Federally-Regulated Consumer Product | Non-Weatherized, Non-Condensin | 1592 | 252 |  | 05/25/2023 | 88547 | 211780271 | 05/25/2023
Carrier Corp. - Indianapolis | EcoTemp | WFSX060B048B* | Federally-Regulated Consumer Product | Mobile Home Non-Weatherized, C | 1611 | 266 |  | 05/25/2023 | 59946 | 211779642 | 05/25/2023
Carrier Corp. - Indianapolis | EcoTemp | WFSX060B048B*D | Federally-Regulated Consumer Product | Non-Weatherized, Condensing Ga | 1611 | 266 |  | 05/25/2023 | 59946 | 211779646 | 05/25/2023
Carrier Corp. - Indianapolis | EcoTemp | WFAX100C060A | Federally-Regulated Consumer Product | Non-Weatherized, Condensing Ga | 1821 | 275 |  | 05/25/2023 | 99460 | 203359986 | 05/25/2023
Carrier Corp. - Indianapolis | EcoTemp | WFER090D060A | Federally-Regulated Consumer Product | Non-Weatherized, Non-Condensin | 1987 | 269 |  | 05/25/2023 | 88320 | 203360838 | 05/25/2023
Carrier Corp. - Indianapolis | EcoTemp | WFAX080C060A* | Federally-Regulated Consumer Product | Mobile Home Non-Weatherized, C | 1832 | 276 |  | 05/25/2023 | 79860 | 203359984 | 05/25/2023
Carrier Corp. - Indianapolis | EcoTemp | WFAX040B036A* | Federally-Regulated Consumer Product | Mobile Home Non-Weatherized, C | 1024 | 240 |  | 05/25/2023 | 39894 | 203359969 | 05/25/2023
Carrier Corp. - Indianapolis | EcoTemp | WFAX060A036A* | Federally-Regulated Consumer Product | Mobile Home Non-Weatherized, C | 945 | 237 |  | 05/25/2023 | 59375 | 203359973 | 05/25/2023
Carrier Corp. - Indianapolis | EcoTemp | WFAX120D060B* | Federally-Regulated Consumer Product | Mobile Home Non-Weatherized, C | 1871 | 277 |  | 05/25/2023 | 120577 | 211779067 | 05/25/2023
Carrier Corp. - Indianapolis | EcoTemp | WFSX100C060A**D | Federally-Regulated Consumer Product | Mobile Home Non-Weatherized, C | 2102 | 287 |  | 05/25/2023 | 99999 | 203360742 | 05/25/2023
Carrier Corp. - Indianapolis | EcoTemp | WFEL070B036B | Federally-Regulated Consumer Product | Non-Weatherized, Non-Condensin | 1051 | 228 |  | 05/25/2023 | 65904 | 203360870 | 05/25/2023
Carrier Corp. - Indianapolis | EcoTemp | WFER135D060A | Federally-Regulated Consumer Product | Non-Weatherized, Non-Condensin | 1887 | 265 |  | 05/25/2023 | 131482 | 203360841 | 05/25/2023
Carrier Corp. - Indianapolis | EcoTemp | WFEL070A036C* | Federally-Regulated Consumer Product | Non-Weatherized, Non-Condensin | 1170 | 233 |  | 05/25/2023 | 65912 | 211780270 | 05/25/2023
Carrier Corp. - Indianapolis | EcoTemp | WFSX100C060B**D | Federally-Regulated Consumer Product | Mobile Home Non-Weatherized, C | 2215 | 292 |  | 05/25/2023 | 99728 | 211779656 | 05/25/2023
Carrier Corp. - Indianapolis | EcoTemp | WFSX080B048B* | Federally-Regulated Consumer Product | Mobile Home Non-Weatherized, C | 1671 | 269 |  | 05/25/2023 | 79335 | 211780757 | 05/25/2023
Carrier Corp. - Indianapolis | EcoTemp | WFSX060A036A**D | Federally-Regulated Consumer Product | Mobile Home Non-Weatherized, C | 1176 | 247 |  | 05/25/2023 | 59961 | 203924727 | 05/25/2023
Carrier Corp. - Indianapolis | EcoTemp | WFEU060B048B | Federally-Regulated Consumer Product | Non-Weatherized, Non-Condensin | 1955 | 268 |  | 05/25/2023 | 60649 | 211781378 | 05/25/2023
Carrier Corp. - Indianapolis | EcoTemp | WFEL090C048B* | Federally-Regulated Consumer Product | Non-Weatherized, Non-Condensin | 1450 | 246 |  | 05/25/2023 | 87792 | 203360897 | 05/25/2023
Carrier Corp. - Indianapolis | EcoTemp | WFEL045B036B* | Federally-Regulated Consumer Product | Non-Weatherized, Non-Condensin | 1206 | 235 |  | 05/25/2023 | 44058 | 203360892 | 05/25/2023
Carrier Corp. - Indianapolis | EcoTemp | WFAX120D060B | Federally-Regulated Consumer Product | Non-Weatherized, Condensing Ga | 1871 | 277 |  | 05/25/2023 | 120577 | 211779065 | 05/25/2023
Lennox Industries Inc. | Ducane | 80G1UH070AE12-* | Federally-Regulated Consumer Product | Non-Weatherized, Non-Condensin | 1317 | 240 |  | 11/11/2020 | 65588 | 204454635 | 05/25/2023
Lennox Industries Inc. | Ducane | 80G2UH110CV20-* | Federally-Regulated Consumer Product | Non-Weatherized, Non-Condensin | 2330 | 285 |  | 03/17/2021 | 71206 | 201692890 | 05/25/2023
Lennox Industries Inc. | Ducane | 96G2UH110CE20-** | Federally-Regulated Consumer Product | Non-Weatherized, Condensing Ga | 1970 | 282 |  | 07/21/2022 | 72043 | 209191324 | 05/25/2023
Lennox Industries Inc. | Ducane | 96G2DF045BE12-* | Federally-Regulated Consumer Product | Non-Weatherized, Condensing Ga | 1241 | 250 |  | 07/21/2022 | 29295 | 209191305 | 05/25/2023
Lennox Industries Inc. | Ducane | 80G1UH080BE16X-* | Federally-Regulated Consumer Product | Non-Weatherized, Non-Condensin | 1688 | 256 |  | 01/17/2023 | 79662 | 202055800 | 05/25/2023
Lennox Industries Inc. | Ducane | 80G2UH090BV16-* | Federally-Regulated Consumer Product | Non-Weatherized, Non-Condensin | 1830 | 263 |  | 10/07/2020 | 56900 | 201692884 | 05/25/2023
Lennox Industries Inc. | Ducane | 80G1UH090BE16** | Federally-Regulated Consumer Product | Non-Weatherized, Non-Condensin | 1628 | 254 |  | 11/11/2020 | 87272 | 202181501 | 05/25/2023
Lennox Industries Inc. | Ducane | 80G1DF070BE12** | Federally-Regulated Consumer Product | Non-Weatherized, Non-Condensin | 1369 | 242 |  | 10/07/2020 | 66107 | 202181801 | 05/25/2023
Lennox Industries Inc. | Ducane | 80G1UH090BE16L-** | Federally-Regulated Consumer Product | Non-Weatherized, Non-Condensin | 1628 | 254 |  | 11/11/2020 | 87272 | 205126586 | 05/25/2023
Lennox Industries Inc. | Ducane | 95G1UH100CE20X-* | Federally-Regulated Consumer Product | Non-Weatherized, Condensing Ga | 1957 | 281 |  | 10/07/2020 | 80908 | 201870473 | 05/25/2023
Lennox Industries Inc. | Ducane | 80G1DF110CE20** | Federally-Regulated Consumer Product | Non-Weatherized, Non-Condensin | 2147 | 276 |  | 11/11/2020 | 111057 | 202181832 | 05/25/2023
Lennox Industries Inc. | Ducane | 96G2DF070BE16-* | Federally-Regulated Consumer Product | Non-Weatherized, Condensing Ga | 1638 | 267 |  | 07/21/2022 | 43233 | 209191307 | 05/25/2023
Lennox Industries Inc. | Ducane | 80G1UH070AE12L-* | Federally-Regulated Consumer Product | Non-Weatherized, Non-Condensin | 1317 | 240 |  | 11/11/2020 | 65588 | 205126468 | 05/25/2023
Lennox Industries Inc. | Ducane | 96G1UH045BE12-* | Federally-Regulated Consumer Product | Non-Weatherized, Condensing Ga | 1284 | 251 |  | 10/07/2020 | 44162 | 201870453 | 05/25/2023
Lennox Industries Inc. | Ducane | 80G1DF045AE12** | Federally-Regulated Consumer Product | Non-Weatherized, Non-Condensin | 1233 | 236 |  | 11/11/2020 | 44020 | 202181787 | 05/25/2023
Lennox Industries Inc. | Ducane | 96G2DF110CE20-* | Federally-Regulated Consumer Product | Non-Weatherized, Condensing Ga | 2109 | 288 |  | 07/21/2022 | 71791 | 209191311 | 05/25/2023
Lennox Industries Inc. | Ducane | 96G1DF110CE20-* | Federally-Regulated Consumer Product | Non-Weatherized, Condensing Ga | 2033 | 284 |  | 07/21/2022 | 111365 | 209191313 | 05/25/2023
Lennox Industries Inc. | Ducane | 80G1UH110CE20L-** | Federally-Regulated Consumer Product | Non-Weatherized, Non-Condensin | 2053 | 272 |  | 08/26/2020 | 109478 | 205126587 | 05/25/2023
Lennox Industries Inc. | Ducane | 80G1UH110CE20** | Federally-Regulated Consumer Product | Non-Weatherized, Non-Condensin | 2053 | 272 |  | 08/26/2020 | 109478 | 202181509 | 05/25/2023
Lennox Industries Inc. | Ducane | 80G1UH135DE20** | Federally-Regulated Consumer Product | Non-Weatherized, Non-Condensin | 2248 | 281 |  | 11/11/2020 | 132455 | 202181513 | 05/25/2023
Lennox Industries Inc. | Ducane | 80G1UH060AE12X-* | Federally-Regulated Consumer Product | Non-Weatherized, Non-Condensin | 1277 | 238 |  | 01/17/2023 | 59863 | 202055558 | 05/25/2023
Lennox Industries Inc. | Ducane | 80G1UH045AE12** | Federally-Regulated Consumer Product | Non-Weatherized, Non-Condensin | 1249 | 237 |  | 11/11/2020 | 43950 | 202181493 | 05/25/2023
Lennox Industries Inc. | Ducane | 80G1UH100CE20X-* | Federally-Regulated Consumer Product | Non-Weatherized, Non-Condensin | 2162 | 277 |  | 01/17/2023 | 100221 | 202055804 | 05/25/2023
Lennox Industries Inc. | Ducane | 96G1UH070BE12-* | Federally-Regulated Consumer Product | Non-Weatherized, Condensing Ga | 1298 | 252 |  | 10/07/2020 | 65683 | 201870455 | 05/25/2023
Lennox Industries Inc. | Ducane | 96G1UH090CE16-* | Federally-Regulated Consumer Product | Non-Weatherized, Condensing Ga | 1566 | 264 |  | 03/17/2021 | 87748 | 202158082 | 05/25/2023
Lennox Industries Inc. | Ducane | 96G1UH110CE20-* | Federally-Regulated Consumer Product | Non-Weatherized, Condensing Ga | 2018 | 284 |  | 10/07/2020 | 110619 | 202160622 | 05/25/2023
Lennox Industries Inc. | Ducane | 96G1UH110CE16-* | Federally-Regulated Consumer Product | Non-Weatherized, Condensing Ga | 2018 | 284 |  | 10/07/2020 | 110619 | 202158084 | 05/25/2023
Lennox Industries Inc. | Ducane | 96G2DF090CE16-* | Federally-Regulated Consumer Product | Non-Weatherized, Condensing Ga | 1608 | 266 |  | 07/21/2022 | 57408 | 209191309 | 05/25/2023
Lennox Industries Inc. | Ducane | 80G1DF090BE16** | Federally-Regulated Consumer Product | Non-Weatherized, Non-Condensin | 1639 | 254 |  | 11/11/2020 | 87767 | 202181817 | 05/25/2023
Lennox Industries Inc. | Ducane | 80G1UH070BE12** | Federally-Regulated Consumer Product | Non-Weatherized, Non-Condensin | 1361 | 242 |  | 11/11/2020 | 65645 | 202181497 | 05/25/2023
Lennox Industries Inc. | Ducane | 95G1UH040BE12X-* | Federally-Regulated Consumer Product | Non-Weatherized, Condensing Ga | 1288 | 252 |  | 10/07/2020 | 40446 | 201870467 | 05/25/2023
Lennox Industries Inc. | Ducane | 80G2UH070AV12-* | Federally-Regulated Consumer Product | Non-Weatherized, Non-Condensin | 1394 | 243 |  | 11/11/2020 | 42853 | 201692878 | 05/25/2023
Lennox Industries Inc. | Ducane | 96G2UH090CE16-* | Federally-Regulated Consumer Product | Non-Weatherized, Condensing Ga | 1593 | 265 |  | 07/21/2022 | 57310 | 209191322 | 05/25/2023
Lennox Industries Inc. | Ducane | 96G2UH045BE12-* | Federally-Regulated Consumer Product | Non-Weatherized, Condensing Ga | 1332 | 254 |  | 07/21/2022 | 28924 | 209191318 | 05/25/2023
Lennox Industries Inc. | Ducane | 95G1UH060BE12X-* | Federally-Regulated Consumer Product | Non-Weatherized, Condensing Ga | 1313 | 253 |  | 11/11/2020 | 60222 | 201981483 | 05/25/2023
Lennox Industries Inc. | Ducane | 80G1UH040AE12X-* | Federally-Regulated Consumer Product | Non-Weatherized, Non-Condensin | 1322 | 240 |  | 01/17/2023 | 40067 | 202055390 | 05/25/2023
Lennox Industries Inc. | Ducane | 96G1UH135DE20-* | Federally-Regulated Consumer Product | Non-Weatherized, Condensing Ga | 2388 | 300 |  | 07/21/2022 | 132320 | 209191315 | 05/25/2023
Lennox Industries Inc. | Ducane | 96G2UH070BE12-* | Federally-Regulated Consumer Product | Non-Weatherized, Condensing Ga | 1293 | 252 |  | 07/21/2022 | 42936 | 209191320 | 05/25/2023
Lennox Industries Inc. | Ducane | 80G1UH070BE12L-** | Federally-Regulated Consumer Product | Non-Weatherized, Non-Condensin | 1361 | 242 |  | 11/11/2020 | 65645 | 205126585 | 05/25/2023
Lennox Industries Inc. | Ducane | 80G1UH090CE20** | Federally-Regulated Consumer Product | Non-Weatherized, Non-Condensin | 2081 | 274 |  | 10/07/2020 | 87931 | 202181505 | 05/25/2023
Lennox Industries Inc. | Ducane | 95G1UH080CE16X-* | Federally-Regulated Consumer Product | Non-Weatherized, Condensing Ga | 1573 | 264 |  | 10/07/2020 | 60222 | 201870471 | 05/25/2023
Lennox Industries Inc. | Ducane | 80G1UH045AE12L-* | Federally-Regulated Consumer Product | Non-Weatherized, Non-Condensin | 1249 | 237 |  | 11/11/2020 | 43950 | 205126467 | 05/25/2023
Lennox Industries Inc. | Ducane | 80G1DF070AE12-** | Federally-Regulated Consumer Product | Non-Weatherized, Non-Condensin | 1312 | 240 |  | 10/07/2020 | 66105 | 204454905 | 05/25/2023
Lennox Industries Inc. | Ducane | 96G1UH090BE16-* | Federally-Regulated Consumer Product | Non-Weatherized, Condensing Ga | 1566 | 264 |  | 10/07/2020 | 87748 | 201870457 | 05/25/2023
Lennox Industries Inc. | Ducane | 96G1UH110BE20-* | Federally-Regulated Consumer Product | Non-Weatherized, Condensing Ga | 2018 | 284 |  | 10/07/2020 | 110619 | 201870459 | 05/25/2023
Johnson Controls, Inc. | YORK BY JOHNSON CONTROLS | TM9E120D20MP12 | Federally-Regulated Consumer Product | Non-Weatherized, Condensing Ga | 2082 | 281 | 286.608 | 10/09/2019 |  |  | 05/25/2023
Johnson Controls, Inc. | YORK BY JOHNSON CONTROLS | PHG4A300752X4 | Federally-Regulated Consumer Product | Weatherized Non-Condensing Gas | 1378 | 258 |  | 08/18/2022 | 75000 | 206338236 | 05/25/2023
Johnson Controls, Inc. | YORK BY JOHNSON CONTROLS | Y81E100C20SMPS1 | Federally-Regulated Consumer Product | Non-Weatherized, Non-Condensin | 1937 | 266 |  | 04/18/2023 | 99769 | 211900156 | 05/25/2023
Johnson Controls, Inc. | YORK BY JOHNSON CONTROLS | TM9E100C16MP12 | Federally-Regulated Consumer Product | Non-Weatherized, Condensing Ga | 1672 | 263 | 268.568 | 10/09/2019 |  |  | 05/25/2023
Johnson Controls, Inc. | YORK BY JOHNSON CONTROLS | PCG4A240502X4 | Federally-Regulated Consumer Product | Weatherized Non-Condensing Gas | 1157 | 249 |  | 08/18/2022 | 50486 | 206077358 | 05/25/2023
Johnson Controls, Inc. | YORK BY JOHNSON CONTROLS | PHG6B601252X4 | Federally-Regulated Consumer Product | Weatherized Non-Condensing Gas | 1911 | 282 |  | 04/06/2022 | 82710 | 207887374 | 05/25/2023
Johnson Controls, Inc. | YORK BY JOHNSON CONTROLS | YP9C100C16MP13 | Federally-Regulated Consumer Product | Non-Weatherized, Condensing Ga | 1816 | 269 | 274.904 | 10/09/2019 |  |  | 05/25/2023
Johnson Controls, Inc. | YORK BY JOHNSON CONTROLS | PCG4B601252X4 | Federally-Regulated Consumer Product | Weatherized Non-Condensing Gas | 2356 | 301 |  | 02/09/2022 | 124100 | 206077580 | 05/25/2023
Johnson Controls, Inc. | YORK BY JOHNSON CONTROLS | TM9E080C20MP12 | Federally-Regulated Consumer Product | Non-Weatherized, Condensing Ga | 1871 | 272 | 277.324 | 10/09/2019 |  |  | 05/25/2023
Johnson Controls, Inc. | YORK BY JOHNSON CONTROLS | TM9Y040A10MP11 | Federally-Regulated Consumer Product | Non-Weatherized, Condensing Ga | 1080 | 238 | 242.52 | 10/09/2019 |  |  | 05/25/2023
Johnson Controls, Inc. | YORK BY JOHNSON CONTROLS | PCG4A240752X4 | Federally-Regulated Consumer Product | Weatherized Non-Condensing Gas | 1221 | 251 |  | 02/09/2022 | 75841 | 206077368 | 05/25/2023
Johnson Controls, Inc. | YORK BY JOHNSON CONTROLS | TM9E100C20MP12 | Federally-Regulated Consumer Product | Non-Weatherized, Condensing Ga | 2077 | 281 | 286.388 | 10/09/2019 |  |  | 05/25/2023
Johnson Controls, Inc. | YORK BY JOHNSON CONTROLS | TP9C120D20MP13 | Federally-Regulated Consumer Product | Non-Weatherized, Condensing Ga | 2141 | 283 | 289.204 | 10/09/2019 |  |  | 05/25/2023
Johnson Controls, Inc. | YORK BY JOHNSON CONTROLS | PCG4A240502L1 | Federally-Regulated Consumer Product | Weatherized Non-Condensing Gas | 1178 | 250 |  | 02/09/2022 | 50589 | 205962803 | 05/25/2023
Johnson Controls, Inc. | YORK BY JOHNSON CONTROLS | TP9C060B12MP13 | Federally-Regulated Consumer Product | Non-Weatherized, Condensing Ga | 1359 | 250 | 254.796 | 10/09/2019 |  |  | 05/25/2023
Johnson Controls, Inc. | YORK BY JOHNSON CONTROLS | TM9Y080B12MP11 | Federally-Regulated Consumer Product | Non-Weatherized, Condensing Ga | 1336 | 249 |  | 12/01/2021 | 52156 | 8412958 | 05/25/2023
Johnson Controls, Inc. | YORK BY JOHNSON CONTROLS | PHG6B361002X4 | Federally-Regulated Consumer Product | Weatherized Non-Condensing Gas | 1437 | 261 |  | 04/06/2022 | 64860 | 207887371 | 05/25/2023
Johnson Controls, Inc. | YORK BY JOHNSON CONTROLS | Y81E040A12LMPS1 | Federally-Regulated Consumer Product | Non-Weatherized, Non-Condensin | 1353 | 240 |  | 04/18/2023 | 40218 | 211900210 | 05/25/2023
Johnson Controls, Inc. | YORK BY JOHNSON CONTROLS | PCG6A240502X4 | Federally-Regulated Consumer Product | Weatherized Non-Condensing Gas | 1106 | 246 |  | 05/18/2022 | 32930 | 206136935 | 05/25/2023
Johnson Controls, Inc. | YORK BY JOHNSON CONTROLS | J03ZE*10A1******** | Federally-Regulated Consumer Product | Weatherized Non-Condensing Gas | 1591 | 269 |  | 06/02/2021 | 100000 | 203975792 | 05/25/2023
Johnson Controls, Inc. | YORK BY JOHNSON CONTROLS | PHG4A240752X4 | Federally-Regulated Consumer Product | Weatherized Non-Condensing Gas | 1298 | 255 |  | 08/18/2022 | 75357 | 206338229 | 05/25/2023
Johnson Controls, Inc. | YORK BY JOHNSON CONTROLS | PHG4B421002X4 | Federally-Regulated Consumer Product | Weatherized Non-Condensing Gas | 1590 | 268 |  | 08/18/2022 | 98490 | 206338257 | 05/25/2023
Johnson Controls, Inc. | YORK BY JOHNSON CONTROLS | TMLE080C16MP11 | Federally-Regulated Consumer Product | Non-Weatherized, Non-Condensin | 1616 | 248 |  | 05/11/2023 | 79634 | 203489609 | 05/25/2023
Johnson Controls, Inc. | YORK BY JOHNSON CONTROLS | TL8E100C20UH11 | Federally-Regulated Consumer Product | Non-Weatherized, Non-Condensin | 1956 | 263 |  | 03/09/2023 | 100850 | 204463268 | 05/25/2023
Johnson Controls, Inc. | YORK BY JOHNSON CONTROLS | TP9C100C20MP13 | Federally-Regulated Consumer Product | Non-Weatherized, Condensing Ga | 2115 | 282 | 288.06 | 10/09/2019 |  |  | 05/25/2023
Johnson Controls, Inc. | YORK BY JOHNSON CONTROLS | PHG6A240752X4 | Federally-Regulated Consumer Product | Weatherized Non-Condensing Gas | 1176 | 249 |  | 04/06/2022 | 48600 | 207887370 | 05/25/2023
Johnson Controls, Inc. | YORK BY JOHNSON CONTROLS | TL9E080C16UH11 | Federally-Regulated Consumer Product | Non-Weatherized, Condensing Ga | 1604 | 260 | 265.576 | 10/09/2019 |  |  | 05/25/2023
Johnson Controls, Inc. | YORK BY JOHNSON CONTROLS | Y81E080B12SMPS1 | Federally-Regulated Consumer Product | Non-Weatherized, Non-Condensin | 1601 | 251 |  | 04/18/2023 | 80463 | 211900151 | 05/25/2023
Johnson Controls, Inc. | YORK BY JOHNSON CONTROLS | TM9V060B12MP12 | Federally-Regulated Consumer Product | Non-Weatherized, Condensing Ga | 1344 | 249 |  | 12/01/2021 | 40471 | 10533785 | 05/25/2023
Johnson Controls, Inc. | YORK BY JOHNSON CONTROLS | TPLC100C20MP13 | Federally-Regulated Consumer Product | Non-Weatherized, Non-Condensin | 2229 | 274 |  | 08/18/2022 | 48317 | 10533981 | 05/25/2023
Johnson Controls, Inc. | YORK BY JOHNSON CONTROLS | TM8E080B12MP11 | Federally-Regulated Consumer Product | Non-Weatherized, Non-Condensin | 1290 | 234 |  | 03/09/2023 | 79548 | 203324322 | 05/25/2023
Johnson Controls, Inc. | YORK BY JOHNSON CONTROLS | ZE036*10A1******** | Federally-Regulated Consumer Product | Weatherized Non-Condensing Gas | 1591 | 269 | 269.004 | 10/09/2019 |  |  | 05/25/2023
Johnson Controls, Inc. | YORK BY JOHNSON CONTROLS | TM9Y100C20MP11 | Federally-Regulated Consumer Product | Non-Weatherized, Condensing Ga | 1827 | 270 |  | 12/01/2021 | 65485 | 8412956 | 05/25/2023
Johnson Controls, Inc. | YORK BY JOHNSON CONTROLS | TPLC120C20MP13 | Federally-Regulated Consumer Product | Non-Weatherized, Non-Condensin | 2162 | 272 | 277.128 | 10/09/2019 |  |  | 05/25/2023
Johnson Controls, Inc. | YORK BY JOHNSON CONTROLS | TM8E040A12MP11 | Federally-Regulated Consumer Product | Non-Weatherized, Non-Condensin | 1303 | 235 |  | 05/11/2023 | 39958 | 203324320 | 05/25/2023
Johnson Controls, Inc. | YORK BY JOHNSON CONTROLS | Y81E060A12LMPS1 | Federally-Regulated Consumer Product | Non-Weatherized, Non-Condensin | 1336 | 240 |  | 04/18/2023 | 60538 | 211900211 | 05/25/2023
Johnson Controls, Inc. | YORK BY JOHNSON CONTROLS | PCG4B600652L1 | Federally-Regulated Consumer Product | Weatherized Non-Condensing Gas | 2399 | 303 |  | 02/09/2022 | 65483 | 205962806 | 05/25/2023
Johnson Controls, Inc. | YORK BY JOHNSON CONTROLS | PCG4B480652L1 | Federally-Regulated Consumer Product | Weatherized Non-Condensing Gas | 2004 | 286 |  | 02/09/2022 | 65012 | 205962805 | 05/25/2023
Johnson Controls, Inc. | YORK BY JOHNSON CONTROLS | J04ZE*07A1******** | Federally-Regulated Consumer Product | Weatherized Non-Condensing Gas | 2163 | 294 |  | 06/02/2021 | 75000 | 203975793 | 05/25/2023
Johnson Controls, Inc. | YORK BY JOHNSON CONTROLS | TPLC080B12MP13 | Federally-Regulated Consumer Product | Non-Weatherized, Non-Condensin | 1599 | 247 | 252.356 | 10/09/2019 |  |  | 05/25/2023
Johnson Controls, Inc. | YORK BY JOHNSON CONTROLS | PCG4B481002X4 | Federally-Regulated Consumer Product | Weatherized Non-Condensing Gas | 1965 | 284 |  | 02/09/2022 | 99130 | 206077552 | 05/25/2023
Johnson Controls, Inc. | YORK BY JOHNSON CONTROLS | TPLC100C16MP13 | Federally-Regulated Consumer Product | Non-Weatherized, Non-Condensin | 1706 | 252 | 257.064 | 10/09/2019 |  |  | 05/25/2023
Johnson Controls, Inc. | YORK BY JOHNSON CONTROLS | TM8E130D20MP11 | Federally-Regulated Consumer Product | Non-Weatherized, Non-Condensin | 2178 | 272 |  | 05/11/2023 | 130606 | 203324330 | 05/25/2023
Johnson Controls, Inc. | YORK BY JOHNSON CONTROLS | TM8V080C16MP12 | Federally-Regulated Consumer Product | Non-Weatherized, Non-Condensin | 1715 | 252 |  | 12/01/2021 | 52202 | 10533780 | 05/25/2023
Johnson Controls, Inc. | YORK BY JOHNSON CONTROLS | TM8V060A12MP12 | Federally-Regulated Consumer Product | Non-Weatherized, Non-Condensin | 1387 | 238 |  | 12/01/2021 | 39193 | 10533778 | 05/25/2023
Johnson Controls, Inc. | YORK BY JOHNSON CONTROLS | PCG4A420752X4 | Federally-Regulated Consumer Product | Weatherized Non-Condensing Gas | 2008 | 286 |  | 08/18/2022 | 74590 | 206077429 | 05/25/2023
Johnson Controls, Inc. | YORK BY JOHNSON CONTROLS | PCG6B481252X4 | Federally-Regulated Consumer Product | Weatherized Non-Condensing Gas | 1911 | 282 |  | 05/18/2022 | 82020 | 206136970 | 05/25/2023
Johnson Controls, Inc. | YORK BY JOHNSON CONTROLS | Y81E100B12SMPS1 | Federally-Regulated Consumer Product | Non-Weatherized, Non-Condensin | 1557 | 249 |  | 04/18/2023 | 100520 | 211900154 | 05/25/2023
Johnson Controls, Inc. | YORK BY JOHNSON CONTROLS | Y81E120C20SMPS1 | Federally-Regulated Consumer Product | Non-Weatherized, Non-Condensin | 1968 | 267 |  | 04/18/2023 | 119627 | 211900158 | 05/25/2023
Johnson Controls, Inc. | YORK BY JOHNSON CONTROLS | PHG4B361002X4 | Federally-Regulated Consumer Product | Weatherized Non-Condensing Gas | 1564 | 266 |  | 08/18/2022 | 99580 | 206338243 | 05/25/2023
Johnson Controls, Inc. | YORK BY JOHNSON CONTROLS | TMLE120C16MP11 | Federally-Regulated Consumer Product | Non-Weatherized, Non-Condensin | 1719 | 252 |  | 05/11/2023 | 118964 | 203489639 | 05/25/2023
Johnson Controls, Inc. | YORK BY JOHNSON CONTROLS | YP9C080C16MP13 | Federally-Regulated Consumer Product | Non-Weatherized, Condensing Ga | 1794 | 268 | 273.936 | 10/09/2019 |  |  | 05/25/2023
Johnson Controls, Inc. | YORK BY JOHNSON CONTROLS | TL8E080C16UH11 | Federally-Regulated Consumer Product | Non-Weatherized, Non-Condensin | 1616 | 248 | 253.104 | 10/09/2019 |  |  | 05/25/2023
Johnson Controls, Inc. | YORK BY JOHNSON CONTROLS | TM8E060A12MP11 | Federally-Regulated Consumer Product | Non-Weatherized, Non-Condensin | 1311 | 235 |  | 05/11/2023 | 60267 | 203324321 | 05/25/2023
Johnson Controls, Inc. | YORK BY JOHNSON CONTROLS | TM9V120D20MP12 | Federally-Regulated Consumer Product | Non-Weatherized, Condensing Ga | 2284 | 290 | 295.496 | 10/09/2019 |  |  | 05/25/2023
Johnson Controls, Inc. | YORK BY JOHNSON CONTROLS | PCG4A360502X4 | Federally-Regulated Consumer Product | Weatherized Non-Condensing Gas | 1645 | 270 |  | 02/09/2022 | 50100 | 206077399 | 05/25/2023
Johnson Controls, Inc. | YORK BY JOHNSON CONTROLS | PCG6A240752X4 | Federally-Regulated Consumer Product | Weatherized Non-Condensing Gas | 1137 | 248 |  | 05/18/2022 | 49870 | 206136942 | 05/25/2023
Johnson Controls, Inc. | YORK BY JOHNSON CONTROLS | PCG6A361002X4 | Federally-Regulated Consumer Product | Weatherized Non-Condensing Gas | 1620 | 269 |  | 07/07/2022 | 64980 | 206168425 | 05/25/2023
Johnson Controls, Inc. | YORK BY JOHNSON CONTROLS | PCG4A300752X4 | Federally-Regulated Consumer Product | Weatherized Non-Condensing Gas | 1418 | 260 |  | 02/09/2022 | 75070 | 206077390 | 05/25/2023
Johnson Controls, Inc. | YORK BY JOHNSON CONTROLS | Y81E080C16SMPS1 | Federally-Regulated Consumer Product | Non-Weatherized, Non-Condensin | 1687 | 255 |  | 04/18/2023 | 79867 | 211900152 | 05/25/2023
Johnson Controls, Inc. | YORK BY JOHNSON CONTROLS | Y81E130D20SMPS1 | Federally-Regulated Consumer Product | Non-Weatherized, Non-Condensin | 2041 | 270 |  | 04/18/2023 | 131773 | 211900159 | 05/25/2023
Johnson Controls, Inc. | YORK BY JOHNSON CONTROLS | PHG6B481002X4 | Federally-Regulated Consumer Product | Weatherized Non-Condensing Gas | 1694 | 272 |  | 04/06/2022 | 65340 | 207887372 | 05/25/2023
Johnson Controls, Inc. | YORK BY JOHNSON CONTROLS | Y81E080B12LMPS1 | Federally-Regulated Consumer Product | Non-Weatherized, Non-Condensin | 1601 | 251 |  | 04/18/2023 | 80463 | 211900212 | 05/25/2023
Johnson Controls, Inc. | YORK BY JOHNSON CONTROLS | TM9Y080C16MP11 | Federally-Regulated Consumer Product | Non-Weatherized, Condensing Ga | 1404 | 252 |  | 12/01/2021 | 52617 | 8412959 | 05/25/2023
Johnson Controls, Inc. | YORK BY JOHNSON CONTROLS | TM8V120C20MP12 | Federally-Regulated Consumer Product | Non-Weatherized, Non-Condensin | 2418 | 283 | 288.392 | 10/09/2019 |  |  | 05/25/2023
Johnson Controls, Inc. | YORK BY JOHNSON CONTROLS | TM8V100C16MP12 | Federally-Regulated Consumer Product | Non-Weatherized, Non-Condensin | 1931 | 262 | 266.964 | 10/09/2019 |  |  | 05/25/2023
Johnson Controls, Inc. | YORK BY JOHNSON CONTROLS | Y81E130D20LMPS1 | Federally-Regulated Consumer Product | Non-Weatherized, Non-Condensin | 2041 | 270 |  | 04/18/2023 | 131773 | 211900220 | 05/25/2023
Johnson Controls, Inc. | YORK BY JOHNSON CONTROLS | PCG4A360752X4 | Federally-Regulated Consumer Product | Weatherized Non-Condensing Gas | 1506 | 264 |  | 02/09/2022 | 74580 | 206077410 | 05/25/2023
Johnson Controls, Inc. | YORK BY JOHNSON CONTROLS | TM9V080C16MP12 | Federally-Regulated Consumer Product | Non-Weatherized, Condensing Ga | 1918 | 274 | 279.392 | 10/09/2019 |  |  | 05/25/2023
Johnson Controls, Inc. | YORK BY JOHNSON CONTROLS | PCG4A361002X4 | Federally-Regulated Consumer Product | Weatherized Non-Condensing Gas | 1579 | 267 |  | 02/09/2022 | 99090 | 206077420 | 05/25/2023
Johnson Controls, Inc. | YORK BY JOHNSON CONTROLS | TM9Y120D20MP11 | Federally-Regulated Consumer Product | Non-Weatherized, Condensing Ga | 1931 | 274 |  | 12/01/2021 | 78281 | 8412955 | 05/25/2023
Johnson Controls, Inc. | YORK BY JOHNSON CONTROLS | TM8Y080C16MP11 | Federally-Regulated Consumer Product | Non-Weatherized, Non-Condensin | 1628 | 249 |  | 12/01/2021 | 51991 | 8412953 | 05/25/2023
Johnson Controls, Inc. | YORK BY JOHNSON CONTROLS | TP9C080B12MP13 | Federally-Regulated Consumer Product | Non-Weatherized, Condensing Ga | 1425 | 253 |  | 02/16/2022 | 30285 | 10533797 | 05/25/2023
Johnson Controls, Inc. | YORK BY JOHNSON CONTROLS | TPLC060A12MP13 | Federally-Regulated Consumer Product | Non-Weatherized, Non-Condensin | 1330 | 236 |  | 08/18/2022 | 30082 | 10533802 | 05/25/2023
Johnson Controls, Inc. | YORK BY JOHNSON CONTROLS | PCG6B480652X4 | Federally-Regulated Consumer Product | Weatherized Non-Condensing Gas | 1912 | 282 |  | 05/18/2022 | 42790 | 206136956 | 05/25/2023
Johnson Controls, Inc. | YORK BY JOHNSON CONTROLS | YPLC080C16MP13 | Federally-Regulated Consumer Product | Non-Weatherized, Non-Condensin | 1657 | 250 | 254.908 | 10/09/2019 |  |  | 05/25/2023
Johnson Controls, Inc. | YORK BY JOHNSON CONTROLS | PCG4B480652X4 | Federally-Regulated Consumer Product | Weatherized Non-Condensing Gas | 1990 | 285 |  | 02/09/2022 | 65280 | 206077545 | 05/25/2023
Johnson Controls, Inc. | YORK BY JOHNSON CONTROLS | TM8E120C20MP11 | Federally-Regulated Consumer Product | Non-Weatherized, Non-Condensin | 2201 | 273 |  | 05/11/2023 | 119730 | 203324329 | 05/25/2023
Johnson Controls, Inc. | YORK BY JOHNSON CONTROLS | TM8E120C16MP11 | Federally-Regulated Consumer Product | Non-Weatherized, Non-Condensin | 1719 | 252 |  | 05/11/2023 | 118964 | 203324328 | 05/25/2023
Johnson Controls, Inc. | YORK BY JOHNSON CONTROLS | PCG4A421002X4 | Federally-Regulated Consumer Product | Weatherized Non-Condensing Gas | 1919 | 282 |  | 08/18/2022 | 99730 | 206077439 | 05/25/2023
Johnson Controls, Inc. | YORK BY JOHNSON CONTROLS | PCG6B601002X4 | Federally-Regulated Consumer Product | Weatherized Non-Condensing Gas | 2182 | 294 |  | 05/18/2022 | 65270 | 206136984 | 05/25/2023
Johnson Controls, Inc. | YORK BY JOHNSON CONTROLS | TM8V080B12MP12 | Federally-Regulated Consumer Product | Non-Weatherized, Non-Condensin | 1479 | 242 |  | 12/01/2021 | 51960 | 10533779 | 05/25/2023
Johnson Controls, Inc. | YORK BY JOHNSON CONTROLS | TM9Y060B12MP11 | Federally-Regulated Consumer Product | Non-Weatherized, Condensing Ga | 1273 | 246 | 251.012 | 10/09/2019 |  |  | 05/25/2023
Johnson Controls, Inc. | YORK BY JOHNSON CONTROLS | PCG4B601002X4 | Federally-Regulated Consumer Product | Weatherized Non-Condensing Gas | 2310 | 299 |  | 01/17/2023 | 99590 | 206077573 | 05/25/2023
Johnson Controls, Inc. | YORK BY JOHNSON CONTROLS | Y81E080C16LMPS1 | Federally-Regulated Consumer Product | Non-Weatherized, Non-Condensin | 1687 | 255 |  | 04/18/2023 | 79867 | 211900213 | 05/25/2023
Johnson Controls, Inc. | YORK BY JOHNSON CONTROLS | PCG4B481252X4 | Federally-Regulated Consumer Product | Weatherized Non-Condensing Gas | 2013 | 286 |  | 02/09/2022 | 125150 | 206077559 | 05/25/2023
Johnson Controls, Inc. | YORK BY JOHNSON CONTROLS | TM8Y060A12MP11 | Federally-Regulated Consumer Product | Non-Weatherized, Non-Condensin | 1332 | 236 |  | 12/01/2021 | 39003 | 8412954 | 05/25/2023
Johnson Controls, Inc. | YORK BY JOHNSON CONTROLS | TM8Y100C16MP11 | Federally-Regulated Consumer Product | Non-Weatherized, Non-Condensin | 1600 | 247 |  | 12/01/2021 | 65143 | 8412950 | 05/25/2023
Johnson Controls, Inc. | YORK BY JOHNSON CONTROLS | TM9E080B12MP12 | Federally-Regulated Consumer Product | Non-Weatherized, Condensing Ga | 1468 | 254 | 259.592 | 10/09/2019 |  |  | 05/25/2023
Johnson Controls, Inc. | YORK BY JOHNSON CONTROLS | TM9E040A10MP12 | Federally-Regulated Consumer Product | Non-Weatherized, Condensing Ga | 1058 | 237 | 241.552 | 10/09/2019 |  |  | 05/25/2023
Johnson Controls, Inc. | YORK BY JOHNSON CONTROLS | TP9C100C16MP13 | Federally-Regulated Consumer Product | Non-Weatherized, Condensing Ga | 1816 | 269 | 274.904 | 10/09/2019 |  |  | 05/25/2023
Johnson Controls, Inc. | YORK BY JOHNSON CONTROLS | TM8E080C16MP11 | Federally-Regulated Consumer Product | Non-Weatherized, Non-Condensin | 1616 | 248 |  | 05/11/2023 | 79634 | 203324323 | 05/25/2023
Johnson Controls, Inc. | YORK BY JOHNSON CONTROLS | TM9V100C16MP12 | Federally-Regulated Consumer Product | Non-Weatherized, Condensing Ga | 1806 | 269 | 274.464 | 10/09/2019 |  |  | 05/25/2023
Carrier Corp. - Indianapolis | Grandaire | WFSX140D066A*D | Federally-Regulated Consumer Product | Non-Weatherized, Condensing Ga | 2328 | 297 |  | 05/25/2023 | 139741 | 203360556 | 05/25/2023
Carrier Corp. - Indianapolis | Grandaire | WFSX100C060A*D | Federally-Regulated Consumer Product | Non-Weatherized, Condensing Ga | 2102 | 287 |  | 05/25/2023 | 99999 | 203360554 | 05/25/2023
Carrier Corp. - Indianapolis | Grandaire | WFEL090C048B* | Federally-Regulated Consumer Product | Non-Weatherized, Non-Condensin | 1450 | 246 |  | 05/25/2023 | 87792 | 203360909 | 05/25/2023
Carrier Corp. - Indianapolis | Grandaire | WFEL090C048B | Federally-Regulated Consumer Product | Non-Weatherized, Non-Condensin | 1450 | 246 |  | 05/25/2023 | 87792 | 203360861 | 05/25/2023
Carrier Corp. - Indianapolis | Grandaire | WFSU060B048B | Federally-Regulated Consumer Product | Non-Weatherized, Condensing Ga | 1794 | 274 |  | 05/25/2023 | 60012 | 211781344 | 05/25/2023
Carrier Corp. - Indianapolis | Grandaire | WFEU100C060B | Federally-Regulated Consumer Product | Non-Weatherized, Non-Condensin | 2444 | 290 |  | 05/25/2023 | 99795 | 211781266 | 05/25/2023
Carrier Corp. - Indianapolis | Grandaire | WFSU040B036B | Federally-Regulated Consumer Product | Non-Weatherized, Condensing Ga | 1244 | 250 |  | 05/25/2023 | 40132 | 211781342 | 05/25/2023
Carrier Corp. - Indianapolis | Grandaire | WFEU080C060B | Federally-Regulated Consumer Product | Non-Weatherized, Non-Condensin | 2436 | 289 |  | 05/25/2023 | 80342 | 211781363 | 05/25/2023
Carrier Corp. - Indianapolis | Grandaire | WFSX120D066A**D | Federally-Regulated Consumer Product | Mobile Home Non-Weatherized, C | 2161 | 290 |  | 05/25/2023 | 119834 | 203360755 | 05/25/2023
Carrier Corp. - Indianapolis | Grandaire | WFSX100C060B | Federally-Regulated Consumer Product | Non-Weatherized, Condensing Ga | 2215 | 292 |  | 05/25/2023 | 99728 | 211779653 | 05/25/2023
Carrier Corp. - Indianapolis | Grandaire | WFER090B042C | Federally-Regulated Consumer Product | Non-Weatherized, Non-Condensin | 1592 | 252 |  | 05/25/2023 | 88547 | 211780447 | 05/25/2023
Carrier Corp. - Indianapolis | Grandaire | WFSX120D066B*D | Federally-Regulated Consumer Product | Non-Weatherized, Condensing Ga | 2308 | 297 |  | 05/25/2023 | 119661 | 211779667 | 05/25/2023
Carrier Corp. - Indianapolis | Grandaire | WPG4604130RKD* | Federally-Regulated Consumer Product | Weatherized Non-Condensing Gas | 2025 | 288 |  | 05/25/2023 | 126976 | 204038507 | 05/25/2023
Carrier Corp. - Indianapolis | Grandaire | WFSU100C060B | Federally-Regulated Consumer Product | Non-Weatherized, Condensing Ga | 2049 | 285 |  | 05/25/2023 | 100109 | 211781349 | 05/25/2023
Carrier Corp. - Indianapolis | Grandaire | WFEL135D060B | Federally-Regulated Consumer Product | Non-Weatherized, Non-Condensin | 1887 | 265 |  | 05/25/2023 | 131482 | 203360866 | 05/25/2023
Carrier Corp. - Indianapolis | Grandaire | WFSX040A030A* | Federally-Regulated Consumer Product | Mobile Home Non-Weatherized, C | 950 | 237 |  | 05/25/2023 | 40146 | 203924730 | 05/25/2023
Carrier Corp. - Indianapolis | Grandaire | WFSX060A036A**D | Federally-Regulated Consumer Product | Mobile Home Non-Weatherized, C | 1176 | 247 |  | 05/25/2023 | 59961 | 203924735 | 05/25/2023
Carrier Corp. - Indianapolis | Grandaire | WFEL045A036C* | Federally-Regulated Consumer Product | Non-Weatherized, Non-Condensin | 1161 | 233 |  | 05/25/2023 | 44099 | 211780275 | 05/25/2023
Carrier Corp. - Indianapolis | Grandaire | WFER110C060C | Federally-Regulated Consumer Product | Non-Weatherized, Non-Condensin | 2444 | 290 |  | 05/25/2023 | 110371 | 211780449 | 05/25/2023
Carrier Corp. - Indianapolis | Grandaire | WFSX026A030A*D | Federally-Regulated Consumer Product | Non-Weatherized, Condensing Ga | 890 | 234 |  | 05/25/2023 | 26050 | 203360549 | 05/25/2023
Carrier Corp. - Indianapolis | Grandaire | WFSX040A030A**D | Federally-Regulated Consumer Product | Mobile Home Non-Weatherized, C | 950 | 237 |  | 05/25/2023 | 40146 | 203924731 | 05/25/2023
Carrier Corp. - Indianapolis | Grandaire | WFAX120D060B* | Federally-Regulated Consumer Product | Mobile Home Non-Weatherized, C | 1871 | 277 |  | 05/25/2023 | 120577 | 211779068 | 05/25/2023
Carrier Corp. - Indianapolis | Grandaire | WFEL135D060C* | Federally-Regulated Consumer Product | Non-Weatherized, Non-Condensin | 1907 | 266 |  | 05/25/2023 | 131914 | 211780280 | 05/25/2023
Carrier Corp. - Indianapolis | Grandaire | WFER090C048C | Federally-Regulated Consumer Product | Non-Weatherized, Non-Condensin | 1569 | 251 |  | 05/25/2023 | 87754 | 211780448 | 05/25/2023
Carrier Corp. - Indianapolis | Grandaire | WFAX040B036B* | Federally-Regulated Consumer Product | Mobile Home Non-Weatherized, C | 1092 | 243 |  | 05/25/2023 | 39895 | 211779052 | 05/25/2023
Carrier Corp. - Indianapolis | Grandaire | WFAX060B042B* | Federally-Regulated Consumer Product | Mobile Home Non-Weatherized, C | 1381 | 256 |  | 05/25/2023 | 60143 | 211779056 | 05/25/2023
Carrier Corp. - Indianapolis | Grandaire | WFSX040B036A**D | Federally-Regulated Consumer Product | Mobile Home Non-Weatherized, C | 998 | 239 |  | 05/25/2023 | 40139 | 203360750 | 05/25/2023
Carrier Corp. - Indianapolis | Grandaire | WFEL110D060B | Federally-Regulated Consumer Product | Non-Weatherized, Non-Condensin | 2027 | 271 |  | 05/25/2023 | 109826 | 203360865 | 05/25/2023
Carrier Corp. - Indianapolis | Grandaire | WFSX120D066B* | Federally-Regulated Consumer Product | Mobile Home Non-Weatherized, C | 2308 | 297 |  | 05/25/2023 | 119661 | 211779663 | 05/25/2023
Carrier Corp. - Indianapolis | Grandaire | WFER135D060C | Federally-Regulated Consumer Product | Non-Weatherized, Non-Condensin | 1907 | 266 |  | 05/25/2023 | 131914 | 211780450 | 05/25/2023
Carrier Corp. - Indianapolis | Grandaire | WFER045A036C | Federally-Regulated Consumer Product | Non-Weatherized, Non-Condensin | 1161 | 233 |  | 05/25/2023 | 44099 | 211780444 | 05/25/2023
Carrier Corp. - Indianapolis | Grandaire | WFEL090B042C* | Federally-Regulated Consumer Product | Non-Weatherized, Non-Condensin | 1592 | 252 |  | 05/25/2023 | 88547 | 211780277 | 05/25/2023
Carrier Corp. - Indianapolis | Grandaire | WFEU040B036B | Federally-Regulated Consumer Product | Non-Weatherized, Non-Condensin | 1440 | 245 |  | 05/25/2023 | 40185 | 211781251 | 05/25/2023
Carrier Corp. - Indianapolis | Grandaire | WFSU080C060B | Federally-Regulated Consumer Product | Non-Weatherized, Condensing Ga | 2132 | 289 |  | 05/25/2023 | 80309 | 211781346 | 05/25/2023
Carrier Corp. - Indianapolis | Grandaire | WFSX060B048B | Federally-Regulated Consumer Product | Non-Weatherized, Condensing Ga | 1611 | 266 |  | 05/25/2023 | 59946 | 211779641 | 05/25/2023
Carrier Corp. - Indianapolis | Grandaire | WFAX060B042B | Federally-Regulated Consumer Product | Non-Weatherized, Condensing Ga | 1381 | 256 |  | 05/25/2023 | 60143 | 211779054 | 05/25/2023
Carrier Corp. - Indianapolis | Grandaire | WFEL090B042C | Federally-Regulated Consumer Product | Non-Weatherized, Non-Condensin | 1592 | 252 |  | 05/25/2023 | 88547 | 211780255 | 05/25/2023
Carrier Corp. - Indianapolis | Grandaire | WFSX040A030B**D | Federally-Regulated Consumer Product | Mobile Home Non-Weatherized, C | 1017 | 240 |  | 05/25/2023 | 40102 | 211779637 | 05/25/2023
Carrier Corp. - Indianapolis | Grandaire | WFEL070A036C* | Federally-Regulated Consumer Product | Non-Weatherized, Non-Condensin | 1170 | 233 |  | 05/25/2023 | 65912 | 211780276 | 05/25/2023
Carrier Corp. - Indianapolis | Grandaire | WFAX120D060A* | Federally-Regulated Consumer Product | Mobile Home Non-Weatherized, C | 1904 | 279 |  | 05/25/2023 | 119302 | 203360022 | 05/25/2023
Carrier Corp. - Indianapolis | Grandaire | WFER090B042A | Federally-Regulated Consumer Product | Non-Weatherized, Non-Condensin | 1238 | 236 |  | 05/25/2023 | 88097 | 203360823 | 05/25/2023
Carrier Corp. - Indianapolis | Grandaire | WFAX100C060B | Federally-Regulated Consumer Product | Non-Weatherized, Condensing Ga | 1931 | 280 |  | 05/25/2023 | 100411 | 211779062 | 05/25/2023
Carrier Corp. - Indianapolis | Grandaire | WFSX120D066B**D | Federally-Regulated Consumer Product | Mobile Home Non-Weatherized, C | 2308 | 297 |  | 05/25/2023 | 119661 | 211779665 | 05/25/2023
Carrier Corp. - Indianapolis | Grandaire | WPG4364090RKD* | Federally-Regulated Consumer Product | Weatherized Non-Condensing Gas | 1485 | 264 |  | 05/25/2023 | 90132 | 204038500 | 05/25/2023
Carrier Corp. - Indianapolis | Grandaire | WFAX080B048A* | Federally-Regulated Consumer Product | Mobile Home Non-Weatherized, C | 1390 | 256 |  | 05/25/2023 | 79599 | 203360010 | 05/25/2023
Carrier Corp. - Indianapolis | Grandaire | WFEL070B036B* | Federally-Regulated Consumer Product | Non-Weatherized, Non-Condensin | 1051 | 228 |  | 05/25/2023 | 65904 | 203360906 | 05/25/2023
Carrier Corp. - Indianapolis | Grandaire | WFEL070A036C | Federally-Regulated Consumer Product | Non-Weatherized, Non-Condensin | 1170 | 233 |  | 05/25/2023 | 65912 | 211780254 | 05/25/2023
Carrier Corp. - Indianapolis | Grandaire | WFER110D060A | Federally-Regulated Consumer Product | Non-Weatherized, Non-Condensin | 2027 | 271 |  | 05/25/2023 | 109826 | 203360828 | 05/25/2023
Carrier Corp. - Indianapolis | Grandaire | WFSX040A030B | Federally-Regulated Consumer Product | Non-Weatherized, Condensing Ga | 1017 | 240 |  | 05/25/2023 | 40102 | 211779633 | 05/25/2023
Carrier Corp. - Indianapolis | Grandaire | WFAX040A036B | Federally-Regulated Consumer Product | Non-Weatherized, Condensing Ga | 1089 | 243 |  | 05/25/2023 | 39846 | 211779046 | 05/25/2023
Carrier Corp. - Indianapolis | Grandaire | WFSX060A036A* | Federally-Regulated Consumer Product | Mobile Home Non-Weatherized, C | 1176 | 247 |  | 05/25/2023 | 59961 | 203924734 | 05/25/2023
Carrier Corp. - Indianapolis | Grandaire | WFEL110C060C | Federally-Regulated Consumer Product | Non-Weatherized, Non-Condensin | 2444 | 290 |  | 05/25/2023 | 110371 | 211780257 | 05/25/2023
Carrier Corp. - Indianapolis | Grandaire | WFSX040A030B* | Federally-Regulated Consumer Product | Mobile Home Non-Weatherized, C | 1017 | 240 |  | 05/25/2023 | 40102 | 211779635 | 05/25/2023
Carrier Corp. - Indianapolis | Grandaire | WFAX040A030A | Federally-Regulated Consumer Product | Non-Weatherized, Condensing Ga | 981 | 238 |  | 05/25/2023 | 40102 | 203359993 | 05/25/2023
Carrier Corp. - Indianapolis | Grandaire | WFSX100C060B*D | Federally-Regulated Consumer Product | Non-Weatherized, Condensing Ga | 2215 | 292 |  | 05/25/2023 | 99728 | 211779659 | 05/25/2023
Carrier Corp. - Indianapolis | Grandaire | WFSX060B042A**D | Federally-Regulated Consumer Product | Mobile Home Non-Weatherized, C | 1346 | 254 |  | 05/25/2023 | 60102 | 203360751 | 05/25/2023
Carrier Corp. - Indianapolis | Grandaire | WFAX120D060A | Federally-Regulated Consumer Product | Non-Weatherized, Condensing Ga | 1904 | 279 |  | 05/25/2023 | 119302 | 203360020 | 05/25/2023
Carrier Corp. - Indianapolis | Grandaire | WFER070B036A | Federally-Regulated Consumer Product | Non-Weatherized, Non-Condensin | 1051 | 228 |  | 05/25/2023 | 65904 | 203360821 | 05/25/2023
Carrier Corp. - Indianapolis | Grandaire | WFAX080B048B* | Federally-Regulated Consumer Product | Mobile Home Non-Weatherized, C | 1845 | 276 |  | 05/25/2023 | 80520 | 211779060 | 05/25/2023
Carrier Corp. - Indianapolis | Grandaire | WFSX080B048B* | Federally-Regulated Consumer Product | Mobile Home Non-Weatherized, C | 1671 | 269 |  | 05/25/2023 | 79335 | 211780758 | 05/25/2023
Carrier Corp. - Indianapolis | Grandaire | WFAX040A030A* | Federally-Regulated Consumer Product | Mobile Home Non-Weatherized, C | 981 | 238 |  | 05/25/2023 | 40102 | 203359995 | 05/25/2023
Trane U.S. Inc. | Trane | S8V2C080M5PD*** | Federally-Regulated Consumer Product | Non-Weatherized, Non-Condensin | 2322 | 284 |  | 05/25/2023 | 51280 | 210532651 | 05/25/2023
Trane U.S. Inc. | Trane | 4YCZ5036F1090** | Federally-Regulated Consumer Product | Weatherized Non-Condensing Gas | 1311 | 257 |  | 05/25/2023 | 90186 | 211708365 | 05/25/2023
Trane U.S. Inc. | Trane | L8V1A060U3VS*** | Federally-Regulated Consumer Product | Non-Weatherized, Non-Condensin | 1456 | 246 |  | 05/25/2023 | 59749 | 208359563 | 05/25/2023
Trane U.S. Inc. | Trane | 4YCZ5036F1070** | Federally-Regulated Consumer Product | Weatherized Non-Condensing Gas | 1504 | 265 |  | 05/25/2023 | 55291 | 211708364 | 05/25/2023
Trane U.S. Inc. | Trane | L8V1C100U5VS*** | Federally-Regulated Consumer Product | Non-Weatherized, Non-Condensin | 2437 | 289 |  | 05/25/2023 | 101421 | 207169059 | 05/25/2023
Trane U.S. Inc. | Trane | S8V2A040M3PD*** | Federally-Regulated Consumer Product | Non-Weatherized, Non-Condensin | 1475 | 246 |  | 05/25/2023 | 25840 | 210532648 | 05/25/2023
Trane U.S. Inc. | Trane | L8V1B080U4VS*** | Federally-Regulated Consumer Product | Non-Weatherized, Non-Condensin | 1869 | 264 |  | 05/25/2023 | 79937 | 208359564 | 05/25/2023
Trane U.S. Inc. | Trane | S8V2B080M4PD*** | Federally-Regulated Consumer Product | Non-Weatherized, Non-Condensin | 1957 | 268 |  | 05/25/2023 | 51892 | 210532650 | 05/25/2023
Trane U.S. Inc. | Trane | S8V2C100M5PC*** | Federally-Regulated Consumer Product | Non-Weatherized, Non-Condensin | 2317 | 283 |  | 05/25/2023 | 65323 | 210532640 | 05/25/2023
Trane U.S. Inc. | Trane | S8V2B060M4PD*** | Federally-Regulated Consumer Product | Non-Weatherized, Non-Condensin | 1871 | 264 |  | 05/25/2023 | 38765 | 210532649 | 05/25/2023
Nordyne, LLC | Nutone | KG7TE-080D-E35CP | Federally-Regulated Consumer Product | Non-Weatherized, Condensing Ga | 1764 | 273 |  | 10/20/2022 | 52933 | 207456185 | 05/25/2023
Nordyne, LLC | Nutone | FG7TC-120*-E45DP | Federally-Regulated Consumer Product | Non-Weatherized, Condensing Ga | 2160 | 290 |  | 10/20/2022 | 77603 | 207769472 | 05/25/2023
Nordyne, LLC | Nutone | KG7TA-100C-E35C1 | Federally-Regulated Consumer Product | Non-Weatherized, Non-Condensin | 1668 | 255 |  | 02/09/2022 | 63969 | 204036804 | 05/25/2023
Nordyne, LLC | Nutone | KG7TC-100D-E35CP | Federally-Regulated Consumer Product | Non-Weatherized, Condensing Ga | 1763 | 273 |  | 10/20/2022 | 64473 | 207456130 | 05/25/2023
Nordyne, LLC | Nutone | R8GE-024K072C1 | Federally-Regulated Consumer Product | Weatherized Non-Condensing Gas | 1280 | 255 |  | 10/20/2022 | 71272 | 204040777 | 05/25/2023
Nordyne, LLC | Nutone | R8GE-X60K096C1 | Federally-Regulated Consumer Product | Weatherized Non-Condensing Gas | 2028 | 288 |  | 10/20/2022 | 94398 | 204093442 | 05/25/2023
Nordyne, LLC | Nutone | KG7TC-060D-E24BP | Federally-Regulated Consumer Product | Non-Weatherized, Condensing Ga | 1222 | 249 |  | 10/20/2022 | 39014 | 207456110 | 05/25/2023
Nordyne, LLC | Nutone | FG7TA-080C-V24B1 | Federally-Regulated Consumer Product | Non-Weatherized, Non-Condensin | 1277 | 238 |  | 02/09/2022 | 52213 | 204037036 | 05/25/2023
Nordyne, LLC | Nutone | FG7TA-080C-V24BP | Federally-Regulated Consumer Product | Non-Weatherized, Non-Condensin | 1277 | 238 |  | 10/20/2022 | 52213 | 207455926 | 05/25/2023
Nordyne, LLC | Nutone | FG7TN-100D-V35CP | Federally-Regulated Consumer Product | Non-Weatherized, Condensing Ga | 2208 | 292 |  | 10/20/2022 | 64085 | 207456311 | 05/25/2023
Nordyne, LLC | Nutone | KG7TA-080C-E24B1 | Federally-Regulated Consumer Product | Non-Weatherized, Non-Condensin | 1277 | 238 |  | 02/09/2022 | 52213 | 204036796 | 05/25/2023
Nordyne, LLC | Nutone | R8GE-036K072C1 | Federally-Regulated Consumer Product | Weatherized Non-Condensing Gas | 1349 | 258 |  | 10/20/2022 | 72437 | 204093433 | 05/25/2023
Nordyne, LLC | Nutone | KG7SA-072C-T35CP | Federally-Regulated Consumer Product | Non-Weatherized, Non-Condensin | 1719 | 257 |  | 10/20/2022 | 73962 | 207456051 | 05/25/2023
Nordyne, LLC | Nutone | FG7SK-108C-T35CP | Federally-Regulated Consumer Product | Non-Weatherized, Non-Condensin | 2216 | 280 |  | 10/20/2022 | 109081 | 207456039 | 05/25/2023
Nordyne, LLC | Nutone | R8GE-X60K120C1 | Federally-Regulated Consumer Product | Weatherized Non-Condensing Gas | 2073 | 290 |  | 10/20/2022 | 119379 | 204040801 | 05/25/2023
Nordyne, LLC | Nutone | R8GE-030K072C1 | Federally-Regulated Consumer Product | Weatherized Non-Condensing Gas | 1280 | 255 |  | 10/20/2022 | 71272 | 204040789 | 05/25/2023
Nordyne, LLC | Nutone | KG7TN-100D-E35CP | Federally-Regulated Consumer Product | Non-Weatherized, Condensing Ga | 1711 | 270 |  | 10/20/2022 | 65214 | 207456162 | 05/25/2023
Nordyne, LLC | Nutone | FG7TC-100D-V35CP | Federally-Regulated Consumer Product | Non-Weatherized, Condensing Ga | 1826 | 275 |  | 10/20/2022 | 64473 | 207456135 | 05/25/2023
Nordyne, LLC | Nutone | FG7SC-072D-T24BP | Federally-Regulated Consumer Product | Non-Weatherized, Condensing Ga | 1603 | 266 |  | 10/20/2022 | 71640 | 207455960 | 05/25/2023
Nordyne, LLC | Nutone | KG7TA-080C-E24BP | Federally-Regulated Consumer Product | Non-Weatherized, Non-Condensin | 1277 | 238 |  | 10/20/2022 | 52213 | 207455917 | 05/25/2023
Nordyne, LLC | Nutone | KG7TE-060D-E24BP | Federally-Regulated Consumer Product | Non-Weatherized, Condensing Ga | 1315 | 252 |  | 10/20/2022 | 38212 | 207456238 | 05/25/2023
Nordyne, LLC | Nutone | KG7TC-120D-E45DP | Federally-Regulated Consumer Product | Non-Weatherized, Condensing Ga | 2160 | 290 |  | 10/20/2022 | 77603 | 207456139 | 05/25/2023
Carrier Corp. - Indianapolis | Maratherm | R95ESN0601412A**D | Federally-Regulated Consumer Product | Mobile Home Non-Weatherized, C | 1176 | 247 |  | 08/05/2020 | 59961 | 203924711 | 05/25/2023
Carrier Corp. - Indianapolis | Maratherm | R80ESL0902420A | Federally-Regulated Consumer Product | Non-Weatherized, Non-Condensin | 1987 | 269 | 269.428 | 07/22/2020 | 88320 | 203360117 | 05/25/2023
Carrier Corp. - Indianapolis | Maratherm | R96MSN0802120A**D | Federally-Regulated Consumer Product | Mobile Home Non-Weatherized, C | 2169 | 290 |  | 03/30/2023 | 79638 | 211779612 | 05/25/2023
Carrier Corp. - Indianapolis | Maratherm | R92MSN1002120A* | Federally-Regulated Consumer Product | Mobile Home Non-Weatherized, C | 1931 | 280 |  | 03/30/2023 | 100411 | 211779044 | 05/25/2023
Carrier Corp. - Indianapolis | Maratherm | R95MSU0401712A | Federally-Regulated Consumer Product | Non-Weatherized, Condensing Ga | 1244 | 250 |  | 03/30/2023 | 40132 | 211781337 | 05/25/2023
Carrier Corp. - Indianapolis | Maratherm | R92ESN0801716A | Federally-Regulated Consumer Product | Non-Weatherized, Condensing Ga | 1390 | 256 |  | 08/05/2020 | 79599 | 203359951 | 05/25/2023
Carrier Corp. - Indianapolis | Maratherm | R80MSU1002120A | Federally-Regulated Consumer Product | Non-Weatherized, Non-Condensin | 2444 | 290 |  | 03/30/2023 | 99795 | 211781267 | 05/25/2023
Carrier Corp. - Indianapolis | Maratherm | R96MSN0801716A | Federally-Regulated Consumer Product | Non-Weatherized, Condensing Ga | 1671 | 269 |  | 03/30/2023 | 79335 | 211780751 | 05/25/2023
Carrier Corp. - Indianapolis | Maratherm | R92MSN0801716A | Federally-Regulated Consumer Product | Non-Weatherized, Condensing Ga | 1845 | 276 |  | 03/30/2023 | 80520 | 211779041 | 05/25/2023
Carrier Corp. - Indianapolis | Maratherm | R95ESN0261410A*D | Federally-Regulated Consumer Product | Non-Weatherized, Condensing Ga | 890 | 234 | 234.16 | 07/22/2020 | 26050 | 203360565 | 05/25/2023
Carrier Corp. - Indianapolis | Maratherm | R96MSN0802120A*D | Federally-Regulated Consumer Product | Non-Weatherized, Condensing Ga | 2169 | 290 |  | 03/30/2023 | 79638 | 211779614 | 05/25/2023
Carrier Corp. - Indianapolis | Maratherm | R96MSN1202422A*D | Federally-Regulated Consumer Product | Non-Weatherized, Condensing Ga | 2308 | 297 |  | 03/30/2023 | 119661 | 211779630 | 05/25/2023
Carrier Corp. - Indianapolis | Maratherm | R92MSN0401412A | Federally-Regulated Consumer Product | Non-Weatherized, Condensing Ga | 1089 | 243 |  | 03/30/2023 | 39846 | 211779037 | 05/25/2023
Carrier Corp. - Indianapolis | Maratherm | R96MSN0601716A | Federally-Regulated Consumer Product | Non-Weatherized, Condensing Ga | 1611 | 266 |  | 03/30/2023 | 59946 | 211779596 | 05/25/2023
Carrier Corp. - Indianapolis | Maratherm | R92ESN0801716A* | Federally-Regulated Consumer Product | Mobile Home Non-Weatherized, C | 1390 | 256 |  | 08/05/2020 | 79599 | 203359953 | 05/25/2023
Carrier Corp. - Indianapolis | Maratherm | R92ESN1002120A* | Federally-Regulated Consumer Product | Mobile Home Non-Weatherized, C | 1821 | 275 |  | 08/05/2020 | 99460 | 203359959 | 05/25/2023
Carrier Corp. - Indianapolis | Maratherm | R92ESN0401712A* | Federally-Regulated Consumer Product | Mobile Home Non-Weatherized, C | 1024 | 240 |  | 08/05/2020 | 39894 | 203359943 | 05/25/2023
Carrier Corp. - Indianapolis | Maratherm | R95ESN1202422A**D | Federally-Regulated Consumer Product | Mobile Home Non-Weatherized, C | 2161 | 290 | 393.431 | 07/22/2020 | 119834 | 203360767 | 05/25/2023
Carrier Corp. - Indianapolis | Maratherm | R96MSN0401712A**D | Federally-Regulated Consumer Product | Mobile Home Non-Weatherized, C | 1097 | 243 |  | 03/30/2023 | 40216 | 211779592 | 05/25/2023
Carrier Corp. - Indianapolis | Maratherm | R96MSN0401410A* | Federally-Regulated Consumer Product | Mobile Home Non-Weatherized, C | 1017 | 240 |  | 03/30/2023 | 40102 | 211779582 | 05/25/2023
Carrier Corp. - Indianapolis | Maratherm | R80MSN0701716A | Federally-Regulated Consumer Product | Non-Weatherized, Non-Condensin | 1776 | 260 |  | 03/30/2023 | 65952 | 211780362 | 05/25/2023
Carrier Corp. - Indianapolis | Maratherm | R95ESN1002120A* | Federally-Regulated Consumer Product | Mobile Home Non-Weatherized, C | 2102 | 287 | 389.242 | 07/22/2020 | 99999 | 203360760 | 05/25/2023
Carrier Corp. - Indianapolis | Maratherm | R95ESU0401712A | Federally-Regulated Consumer Product | Non-Weatherized, Condensing Ga | 1165 | 196 | 246.26 | 07/22/2020 | 40027 | 205645649 | 05/25/2023
Carrier Corp. - Indianapolis | Maratherm | R92MSN0601714A | Federally-Regulated Consumer Product | Non-Weatherized, Condensing Ga | 1381 | 256 |  | 03/30/2023 | 60143 | 211779039 | 05/25/2023
Carrier Corp. - Indianapolis | Maratherm | R96MSN1002120A**D | Federally-Regulated Consumer Product | Mobile Home Non-Weatherized, C | 2215 | 292 |  | 03/30/2023 | 99728 | 211779620 | 05/25/2023
Carrier Corp. - Indianapolis | Maratherm | R80MSU0401712A | Federally-Regulated Consumer Product | Non-Weatherized, Non-Condensin | 1440 | 245 |  | 03/30/2023 | 40185 | 211781252 | 05/25/2023
Carrier Corp. - Indianapolis | Maratherm | R92ESN0601412A* | Federally-Regulated Consumer Product | Mobile Home Non-Weatherized, C | 945 | 237 |  | 08/05/2020 | 59375 | 203359946 | 05/25/2023
Carrier Corp. - Indianapolis | Maratherm | R80ESL0451712A | Federally-Regulated Consumer Product | Non-Weatherized, Non-Condensin | 1206 | 235 | 235.064 | 07/22/2020 | 44058 | 203360110 | 05/25/2023
Carrier Corp. - Indianapolis | Maratherm | R96MSN0401410A**D | Federally-Regulated Consumer Product | Mobile Home Non-Weatherized, C | 1017 | 240 |  | 03/30/2023 | 40102 | 211779584 | 05/25/2023
Carrier Corp. - Indianapolis | Maratherm | R80MSU0601716A | Federally-Regulated Consumer Product | Non-Weatherized, Non-Condensin | 1955 | 268 |  | 03/30/2023 | 60649 | 211781380 | 05/25/2023
Carrier Corp. - Indianapolis | Maratherm | R92ESN0401410A | Federally-Regulated Consumer Product | Non-Weatherized, Condensing Ga | 981 | 238 |  | 08/05/2020 | 40102 | 203359938 | 05/25/2023
Carrier Corp. - Indianapolis | Maratherm | R95MSU0802120A | Federally-Regulated Consumer Product | Non-Weatherized, Condensing Ga | 2132 | 289 |  | 03/30/2023 | 80309 | 211781339 | 05/25/2023
Carrier Corp. - Indianapolis | Maratherm | R96MSN0802120A | Federally-Regulated Consumer Product | Non-Weatherized, Condensing Ga | 2169 | 290 |  | 03/30/2023 | 79638 | 211779608 | 05/25/2023
Carrier Corp. - Indianapolis | Maratherm | R80ESN1352420A | Federally-Regulated Consumer Product | Non-Weatherized, Non-Condensin | 1887 | 265 | 265.028 | 07/22/2020 | 131482 | 203360842 | 05/25/2023
Carrier Corp. - Indianapolis | Maratherm | R80MSL0701412A* | Federally-Regulated Consumer Product | Non-Weatherized, Non-Condensin | 1170 | 233 |  | 03/30/2023 | 65912 | 211780243 | 05/25/2023
Carrier Corp. - Indianapolis | Maratherm | R96MSN0801716A* | Federally-Regulated Consumer Product | Mobile Home Non-Weatherized, C | 1671 | 269 |  | 03/30/2023 | 79335 | 211780753 | 05/25/2023
Carrier Corp. - Indianapolis | Maratherm | R92ESN0601714A* | Federally-Regulated Consumer Product | Mobile Home Non-Weatherized, C | 1205 | 248 |  | 08/05/2020 | 60119 | 203359949 | 05/25/2023
Carrier Corp. - Indianapolis | Maratherm | R80MSU0802120A | Federally-Regulated Consumer Product | Non-Weatherized, Non-Condensin | 2436 | 289 |  | 03/30/2023 | 80342 | 211781364 | 05/25/2023
Carrier Corp. - Indianapolis | Maratherm | R92MSN1002120A | Federally-Regulated Consumer Product | Non-Weatherized, Condensing Ga | 1931 | 280 |  | 03/30/2023 | 100411 | 211779043 | 05/25/2023
Carrier Corp. - Indianapolis | Maratherm | R80MSL0451412A | Federally-Regulated Consumer Product | Non-Weatherized, Non-Condensin | 1161 | 233 |  | 03/30/2023 | 44099 | 211780127 | 05/25/2023
Carrier Corp. - Indianapolis | Maratherm | R80MSL1102120A | Federally-Regulated Consumer Product | Non-Weatherized, Non-Condensin | 2444 | 290 |  | 03/30/2023 | 110371 | 211780130 | 05/25/2023
Carrier Corp. - Indianapolis | Maratherm | R96MSN1202422A**D | Federally-Regulated Consumer Product | Mobile Home Non-Weatherized, C | 2308 | 297 |  | 03/30/2023 | 119661 | 211779628 | 05/25/2023
Carrier Corp. - Indianapolis | Maratherm | R96MSN1002120A*D | Federally-Regulated Consumer Product | Non-Weatherized, Condensing Ga | 2215 | 292 |  | 03/30/2023 | 99728 | 211779622 | 05/25/2023
Carrier Corp. - Indianapolis | Maratherm | R95MSU1002120A | Federally-Regulated Consumer Product | Non-Weatherized, Condensing Ga | 2049 | 285 |  | 03/30/2023 | 100109 | 211781340 | 05/25/2023
Carrier Corp. - Indianapolis | Maratherm | R95MSU0601716A | Federally-Regulated Consumer Product | Non-Weatherized, Condensing Ga | 1794 | 274 |  | 03/30/2023 | 60012 | 211781338 | 05/25/2023
Carrier Corp. - Indianapolis | Maratherm | R80MSL0902120A | Federally-Regulated Consumer Product | Non-Weatherized, Non-Condensin | 2438 | 289 |  | 03/30/2023 | 88368 | 211780129 | 05/25/2023
Carrier Corp. - Indianapolis | Maratherm | R96MSN1002120A* | Federally-Regulated Consumer Product | Mobile Home Non-Weatherized, C | 2215 | 292 |  | 03/30/2023 | 99728 | 211779618 | 05/25/2023
Carrier Corp. - Indianapolis | Maratherm | R80MSL0451412A* | Federally-Regulated Consumer Product | Non-Weatherized, Non-Condensin | 1161 | 233 |  | 03/30/2023 | 44099 | 211780242 | 05/25/2023
Carrier Corp. - Indianapolis | Arcoaire | PGD442090K**2K* | Federally-Regulated Consumer Product | Weatherized Non-Condensing Gas | 1479 | 264 |  | 04/11/2023 | 89913 | 212006389 | 05/25/2023
Carrier Corp. - Indianapolis | Arcoaire | PGD424060K**2K* | Federally-Regulated Consumer Product | Weatherized Non-Condensing Gas | 1073 | 246 |  | 04/11/2023 | 60498 | 212006383 | 05/25/2023
Carrier Corp. - Indianapolis | Arcoaire | PGR560090K**1K* | Federally-Regulated Consumer Product | Weatherized Non-Condensing Gas | 1763 | 276 |  | 05/02/2023 | 58303 | 212409700 | 05/25/2023
Carrier Corp. - Indianapolis | Arcoaire | PGD448130K**0K* | Federally-Regulated Consumer Product | Weatherized Non-Condensing Gas | 2038 | 288 |  | 04/11/2023 | 127500 | 212006351 | 05/25/2023
Carrier Corp. - Indianapolis | Arcoaire | PGR548115K**1K* | Federally-Regulated Consumer Product | Weatherized Non-Condensing Gas | 1746 | 275 |  | 05/02/2023 | 75885 | 212409699 | 05/25/2023
Carrier Corp. - Indianapolis | Arcoaire | PGD460090K**1K* | Federally-Regulated Consumer Product | Weatherized Non-Condensing Gas | 2142 | 293 |  | 04/11/2023 | 89758 | 212028197 | 05/25/2023
Carrier Corp. - Indianapolis | Arcoaire | PGD460130K**1K* | Federally-Regulated Consumer Product | Weatherized Non-Condensing Gas | 2038 | 288 |  | 04/11/2023 | 127500 | 212028203 | 05/25/2023
Carrier Corp. - Indianapolis | Arcoaire | PGD430040K**1K* | Federally-Regulated Consumer Product | Weatherized Non-Condensing Gas | 1119 | 248 |  | 04/11/2023 | 40289 | 212006366 | 05/25/2023
Carrier Corp. - Indianapolis | Arcoaire | PGR560130K**1K* | Federally-Regulated Consumer Product | Weatherized Non-Condensing Gas | 1857 | 280 |  | 05/02/2023 | 84458 | 212409702 | 05/25/2023
Carrier Corp. - Indianapolis | Arcoaire | PGR548090K**1K* | Federally-Regulated Consumer Product | Weatherized Non-Condensing Gas | 1763 | 276 |  | 05/02/2023 | 58303 | 212409698 | 05/25/2023
Carrier Corp. - Indianapolis | Arcoaire | PGR536060K**0K* | Federally-Regulated Consumer Product | Weatherized Non-Condensing Gas | 1416 | 261 |  | 05/02/2023 | 39812 | 212409687 | 05/25/2023
Carrier Corp. - Indianapolis | Arcoaire | PGR536060K**1K* | Federally-Regulated Consumer Product | Weatherized Non-Condensing Gas | 1416 | 261 |  | 05/02/2023 | 39812 | 212409696 | 05/25/2023
Carrier Corp. - Indianapolis | Arcoaire | PGD430060K**1K* | Federally-Regulated Consumer Product | Weatherized Non-Condensing Gas | 1248 | 253 |  | 04/11/2023 | 60151 | 212006371 | 05/25/2023
Carrier Corp. - Indianapolis | Arcoaire | PGD448090K**0K* | Federally-Regulated Consumer Product | Weatherized Non-Condensing Gas | 2142 | 293 |  | 04/11/2023 | 89758 | 212006342 | 05/25/2023
Carrier Corp. - Indianapolis | Arcoaire | PGD436090K**0K* | Federally-Regulated Consumer Product | Weatherized Non-Condensing Gas | 1353 | 258 |  | 04/11/2023 | 89606 | 212006323 | 05/25/2023
Carrier Corp. - Indianapolis | Arcoaire | PGD442090K**1K* | Federally-Regulated Consumer Product | Weatherized Non-Condensing Gas | 1434 | 262 |  | 04/11/2023 | 89946 | 212006376 | 05/25/2023
Carrier Corp. - Indianapolis | Arcoaire | PGD424040K**2K* | Federally-Regulated Consumer Product | Weatherized Non-Condensing Gas | 933 | 240 |  | 04/11/2023 | 45607 | 212006382 | 05/25/2023
Carrier Corp. - Indianapolis | Arcoaire | PGR536090K**0K* | Federally-Regulated Consumer Product | Weatherized Non-Condensing Gas | 1355 | 258 |  | 05/02/2023 | 59892 | 212409688 | 05/25/2023
Carrier Corp. - Indianapolis | Arcoaire | PGR560090K**2K* | Federally-Regulated Consumer Product | Weatherized Non-Condensing Gas | 1837 | 279 |  | 05/02/2023 | 90615 | 212410525 | 05/25/2023
Carrier Corp. - Indianapolis | Arcoaire | PGR560130K**0K* | Federally-Regulated Consumer Product | Weatherized Non-Condensing Gas | 1857 | 280 |  | 05/02/2023 | 84458 | 212409693 | 05/25/2023
Carrier Corp. - Indianapolis | Arcoaire | PGD424060K**0K* | Federally-Regulated Consumer Product | Weatherized Non-Condensing Gas | 1084 | 246 |  | 04/11/2023 | 60632 | 212006295 | 05/25/2023
Carrier Corp. - Indianapolis | Arcoaire | PGR536090K**1K* | Federally-Regulated Consumer Product | Weatherized Non-Condensing Gas | 1355 | 258 |  | 05/02/2023 | 59892 | 212409697 | 05/25/2023
Carrier Corp. - Indianapolis | Arcoaire | PGD448130K**1K* | Federally-Regulated Consumer Product | Weatherized Non-Condensing Gas | 2038 | 288 |  | 04/11/2023 | 127500 | 212006381 | 05/25/2023
Carrier Corp. - Indianapolis | Arcoaire | PGD448115K**0K* | Federally-Regulated Consumer Product | Weatherized Non-Condensing Gas | 2156 | 293 |  | 04/11/2023 | 114957 | 212006348 | 05/25/2023
Carrier Corp. - Indianapolis | Arcoaire | PGD430040K**2K* | Federally-Regulated Consumer Product | Weatherized Non-Condensing Gas | 1121 | 248 |  | 04/11/2023 | 45305 | 212006385 | 05/25/2023
Carrier Corp. - Indianapolis | Arcoaire | PGR524060K**0K* | Federally-Regulated Consumer Product | Weatherized Non-Condensing Gas | 1151 | 249 |  | 05/02/2023 | 39299 | 212409686 | 05/25/2023
Carrier Corp. - Indianapolis | Arcoaire | PGR560115K**1K* | Federally-Regulated Consumer Product | Weatherized Non-Condensing Gas | 1746 | 275 |  | 05/02/2023 | 75885 | 212409701 | 05/25/2023
Carrier Corp. - Indianapolis | Arcoaire | PGD448090K**1K* | Federally-Regulated Consumer Product | Weatherized Non-Condensing Gas | 2142 | 293 |  | 04/11/2023 | 89758 | 212006378 | 05/25/2023
Carrier Corp. - Indianapolis | Arcoaire | PGR524060K**2K* | Federally-Regulated Consumer Product | Weatherized Non-Condensing Gas | 1136 | 248 |  | 05/02/2023 | 59157 | 212410522 | 05/25/2023
Carrier Corp. - Indianapolis | Arcoaire | PGD430040K**0K* | Federally-Regulated Consumer Product | Weatherized Non-Condensing Gas | 1119 | 248 |  | 04/11/2023 | 40289 | 212006300 | 05/25/2023
Carrier Corp. - Indianapolis | Arcoaire | PGD460130K**0K* | Federally-Regulated Consumer Product | Weatherized Non-Condensing Gas | 2038 | 288 |  | 04/11/2023 | 127500 | 212028196 | 05/25/2023
Carrier Corp. - Indianapolis | Arcoaire | PGD442060K**0K* | Federally-Regulated Consumer Product | Weatherized Non-Condensing Gas | 1478 | 264 |  | 04/11/2023 | 60485 | 212006331 | 05/25/2023
Carrier Corp. - Indianapolis | Arcoaire | PGD436060K**1K* | Federally-Regulated Consumer Product | Weatherized Non-Condensing Gas | 1312 | 256 |  | 04/11/2023 | 60638 | 212006372 | 05/25/2023
Carrier Corp. - Indianapolis | Arcoaire | PGR548090K**2K* | Federally-Regulated Consumer Product | Weatherized Non-Condensing Gas | 1628 | 270 |  | 05/02/2023 | 90600 | 212410524 | 05/25/2023
Carrier Corp. - Indianapolis | Arcoaire | PGR524040K**0K* | Federally-Regulated Consumer Product | Weatherized Non-Condensing Gas | 1066 | 245 |  | 05/02/2023 | 26216 | 212409685 | 05/25/2023
Carrier Corp. - Indianapolis | Arcoaire | PGD430060K**0K* | Federally-Regulated Consumer Product | Weatherized Non-Condensing Gas | 1248 | 253 |  | 04/11/2023 | 60151 | 212006310 | 05/25/2023
Carrier Corp. - Indianapolis | Arcoaire | PGD460115K**0K* | Federally-Regulated Consumer Product | Weatherized Non-Condensing Gas | 2156 | 293 |  | 04/11/2023 | 114957 | 212028195 | 05/25/2023
Carrier Corp. - Indianapolis | Arcoaire | PGD442060K**1K* | Federally-Regulated Consumer Product | Weatherized Non-Condensing Gas | 1478 | 264 |  | 04/11/2023 | 60485 | 212006375 | 05/25/2023
Carrier Corp. - Indianapolis | Arcoaire | PGR524040K**1K* | Federally-Regulated Consumer Product | Weatherized Non-Condensing Gas | 1066 | 245 |  | 05/02/2023 | 26216 | 212409694 | 05/25/2023
Carrier Corp. - Indianapolis | Arcoaire | PGD436090K**1K* | Federally-Regulated Consumer Product | Weatherized Non-Condensing Gas | 1353 | 258 |  | 04/11/2023 | 89606 | 212006373 | 05/25/2023
Carrier Corp. - Indianapolis | Arcoaire | PGR548115K**0K* | Federally-Regulated Consumer Product | Weatherized Non-Condensing Gas | 1746 | 275 |  | 05/02/2023 | 75885 | 212409690 | 05/25/2023
Carrier Corp. - Indianapolis | Arcoaire | PGD424060K**1K* | Federally-Regulated Consumer Product | Weatherized Non-Condensing Gas | 1084 | 246 |  | 04/11/2023 | 60632 | 212006361 | 05/25/2023
Carrier Corp. - Indianapolis | Arcoaire | PGD424040K**0K* | Federally-Regulated Consumer Product | Weatherized Non-Condensing Gas | 1004 | 243 |  | 04/11/2023 | 39874 | 212006285 | 05/25/2023
Carrier Corp. - Indianapolis | Arcoaire | PGD448090K**2K* | Federally-Regulated Consumer Product | Weatherized Non-Condensing Gas | 2114 | 292 |  | 04/11/2023 | 89429 | 212006391 | 05/25/2023
Carrier Corp. - Indianapolis | Arcoaire | PGD460115K**1K* | Federally-Regulated Consumer Product | Weatherized Non-Condensing Gas | 2156 | 293 |  | 04/11/2023 | 114957 | 212028200 | 05/25/2023
Carrier Corp. - Indianapolis | Arcoaire | PGD430060K**2K* | Federally-Regulated Consumer Product | Weatherized Non-Condensing Gas | 1188 | 251 |  | 04/11/2023 | 60125 | 212006386 | 05/25/2023
Carrier Corp. - Indianapolis | Arcoaire | PGR548090K**0K* | Federally-Regulated Consumer Product | Weatherized Non-Condensing Gas | 1763 | 276 |  | 05/02/2023 | 58303 | 212409689 | 05/25/2023
Carrier Corp. - Indianapolis | Arcoaire | PGD436060K**0K* | Federally-Regulated Consumer Product | Weatherized Non-Condensing Gas | 1312 | 256 |  | 04/11/2023 | 60638 | 212006316 | 05/25/2023
Carrier Corp. - Indianapolis | Arcoaire | PGR524060K**1K* | Federally-Regulated Consumer Product | Weatherized Non-Condensing Gas | 1151 | 249 |  | 05/02/2023 | 39299 | 212409695 | 05/25/2023
Carrier Corp. - Indianapolis | Arcoaire | PGR536060K**2K* | Federally-Regulated Consumer Product | Weatherized Non-Condensing Gas | 1489 | 264 |  | 05/02/2023 | 60874 | 212410523 | 05/25/2023
Carrier Corp. - Indianapolis | Arcoaire | PGD442090K**0K* | Federally-Regulated Consumer Product | Weatherized Non-Condensing Gas | 1434 | 262 |  | 04/11/2023 | 89946 | 212006337 | 05/25/2023
Carrier Corp. - Indianapolis | Arcoaire | PGR560090K**0K* | Federally-Regulated Consumer Product | Weatherized Non-Condensing Gas | 1763 | 276 |  | 05/02/2023 | 58303 | 212409691 | 05/25/2023
Carrier Corp. - Indianapolis | Arcoaire | PGR560115K**0K* | Federally-Regulated Consumer Product | Weatherized Non-Condensing Gas | 1746 | 275 |  | 05/02/2023 | 75885 | 212409692 | 05/25/2023
Carrier Corp. - Indianapolis | Arcoaire | PGD460090K**2K* | Federally-Regulated Consumer Product | Weatherized Non-Condensing Gas | 2114 | 292 |  | 04/11/2023 | 89429 | 212028205 | 05/25/2023
Carrier Corp. - Indianapolis | Arcoaire | PGD424040K**1K* | Federally-Regulated Consumer Product | Weatherized Non-Condensing Gas | 1004 | 243 |  | 04/11/2023 | 39874 | 212006355 | 05/25/2023
Carrier Corp. - Indianapolis | Arcoaire | PGD442060K**2K* | Federally-Regulated Consumer Product | Weatherized Non-Condensing Gas | 1413 | 261 |  | 04/11/2023 | 59753 | 212006388 | 05/25/2023
Carrier Corp. - Indianapolis | Arcoaire | PGD436060K**2K* | Federally-Regulated Consumer Product | Weatherized Non-Condensing Gas | 1442 | 262 |  | 04/11/2023 | 60044 | 212006387 | 05/25/2023
Carrier Corp. - Indianapolis | Arcoaire | PGR524040K**2K* | Federally-Regulated Consumer Product | Weatherized Non-Condensing Gas | 1117 | 248 |  | 05/02/2023 | 44623 | 212410520 | 05/25/2023
Carrier Corp. - Indianapolis | Arcoaire | PGD448115K**1K* | Federally-Regulated Consumer Product | Weatherized Non-Condensing Gas | 2156 | 293 |  | 04/11/2023 | 114957 | 212006379 | 05/25/2023
Carrier Corp. - Indianapolis | Arcoaire | PGD460090K**0K* | Federally-Regulated Consumer Product | Weatherized Non-Condensing Gas | 2142 | 293 |  | 04/11/2023 | 89758 | 212028192 | 05/25/2023
Carrier Corp. - Indianapolis | EcoTemp | WFAX060B042B* | Federally-Regulated Consumer Product | Mobile Home Non-Weatherized, C | 1381 | 256 |  | 03/30/2023 | 60143 | 211779055 | 05/25/2023
Carrier Corp. - Indianapolis | EcoTemp | WFEL090B042C | Federally-Regulated Consumer Product | Non-Weatherized, Non-Condensin | 1592 | 252 |  | 03/30/2023 | 88547 | 211780261 | 05/25/2023
Carrier Corp. - Indianapolis | EcoTemp | WFSX140D066A*D | Federally-Regulated Consumer Product | Non-Weatherized, Condensing Ga | 2328 | 297 | 297.432 | 10/04/2019 |  |  | 05/25/2023
Carrier Corp. - Indianapolis | EcoTemp | WFSX120D066B*D | Federally-Regulated Consumer Product | Non-Weatherized, Condensing Ga | 2308 | 297 |  | 03/30/2023 | 119661 | 211779666 | 05/25/2023
Carrier Corp. - Indianapolis | EcoTemp | WFEL090C060B* | Federally-Regulated Consumer Product | Non-Weatherized, Non-Condensin | 2015 | 271 | 270.66 | 07/27/2020 | 88187 | 203360898 | 05/25/2023
Carrier Corp. - Indianapolis | EcoTemp | WFEL110C060B | Federally-Regulated Consumer Product | Non-Weatherized, Non-Condensin | 2177 | 278 | 277.788 | 07/27/2020 | 110527 | 203360876 | 05/25/2023
Carrier Corp. - Indianapolis | EcoTemp | WFSU080C060A | Federally-Regulated Consumer Product | Non-Weatherized, Condensing Ga | 2136 | 289 | 288.984 | 07/27/2020 | 79889 | 204543751 | 05/25/2023
Carrier Corp. - Indianapolis | EcoTemp | WFSX040B036A**D | Federally-Regulated Consumer Product | Mobile Home Non-Weatherized, C | 998 | 239 |  | 12/01/2021 | 40139 | 203360738 | 05/25/2023
Carrier Corp. - Indianapolis | EcoTemp | WFSU060B048A | Federally-Regulated Consumer Product | Non-Weatherized, Condensing Ga | 1521 | 262 | 261.924 | 07/27/2020 | 59594 | 204543736 | 05/25/2023
Carrier Corp. - Indianapolis | EcoTemp | WFSX120D066A* | Federally-Regulated Consumer Product | Mobile Home Non-Weatherized, C | 2161 | 290 | 393.431 | 10/04/2019 |  |  | 05/25/2023
Carrier Corp. - Indianapolis | EcoTemp | WFEL070A036B* | Federally-Regulated Consumer Product | Non-Weatherized, Non-Condensin | 1106 | 231 | 230.664 | 07/27/2020 | 65995 | 203360893 | 05/25/2023
Carrier Corp. - Indianapolis | EcoTemp | WFER090C048A | Federally-Regulated Consumer Product | Non-Weatherized, Non-Condensin | 1461 | 246 | 246.284 | 10/04/2019 |  |  | 05/25/2023
Carrier Corp. - Indianapolis | EcoTemp | WFSX080B048A**D | Federally-Regulated Consumer Product | Mobile Home Non-Weatherized, C | 1771 | 273 | 365.741 | 10/04/2019 |  |  | 05/25/2023
Carrier Corp. - Indianapolis | EcoTemp | WFEL135D060C* | Federally-Regulated Consumer Product | Non-Weatherized, Non-Condensin | 1907 | 266 |  | 03/30/2023 | 131914 | 211780274 | 05/25/2023
Carrier Corp. - Indianapolis | EcoTemp | WFSX120D066A**D | Federally-Regulated Consumer Product | Mobile Home Non-Weatherized, C | 2161 | 290 | 393.431 | 10/04/2019 |  |  | 05/25/2023
Carrier Corp. - Indianapolis | EcoTemp | WFSX100C060B*D | Federally-Regulated Consumer Product | Non-Weatherized, Condensing Ga | 2215 | 292 |  | 03/30/2023 | 99728 | 211779658 | 05/25/2023
Carrier Corp. - Indianapolis | EcoTemp | WFEL090B042B* | Federally-Regulated Consumer Product | Non-Weatherized, Non-Condensin | 1238 | 236 | 236.472 | 10/04/2019 |  |  | 05/25/2023
Carrier Corp. - Indianapolis | EcoTemp | WFAX040A030A* | Federally-Regulated Consumer Product | Mobile Home Non-Weatherized, C | 981 | 238 |  | 08/05/2020 | 40102 | 203359965 | 05/25/2023
Carrier Corp. - Indianapolis | EcoTemp | WFEL110D060B | Federally-Regulated Consumer Product | Non-Weatherized, Non-Condensin | 2027 | 271 | 271.188 | 10/04/2019 |  |  | 05/25/2023
Carrier Corp. - Indianapolis | EcoTemp | WPG4364090RKD* | Federally-Regulated Consumer Product | Weatherized Non-Condensing Gas | 1485 | 264 |  | 05/11/2023 | 90132 | 204038526 | 05/25/2023
Carrier Corp. - Indianapolis | EcoTemp | WFSX060B042A | Federally-Regulated Consumer Product | Non-Weatherized, Condensing Ga | 1346 | 254 |  | 08/05/2020 | 60102 | 203360519 | 05/25/2023
Carrier Corp. - Indianapolis | EcoTemp | WFEL090D060B | Federally-Regulated Consumer Product | Non-Weatherized, Non-Condensin | 1987 | 269 | 269.428 | 10/04/2019 |  |  | 05/25/2023
Carrier Corp. - Indianapolis | EcoTemp | WFEL110D060B* | Federally-Regulated Consumer Product | Non-Weatherized, Non-Condensin | 2027 | 271 | 271.188 | 10/04/2019 |  |  | 05/25/2023
Carrier Corp. - Indianapolis | EcoTemp | WFSU040B036A | Federally-Regulated Consumer Product | Non-Weatherized, Condensing Ga | 1165 | 196 | 246.26 | 07/22/2020 | 40027 | 205645647 | 05/25/2023
Carrier Corp. - Indianapolis | EcoTemp | WFAX040A030A | Federally-Regulated Consumer Product | Non-Weatherized, Condensing Ga | 981 | 238 |  | 08/05/2020 | 40102 | 203359963 | 05/25/2023
Carrier Corp. - Indianapolis | EcoTemp | WFSX080B048B**D | Federally-Regulated Consumer Product | Mobile Home Non-Weatherized, C | 1671 | 269 |  | 03/30/2023 | 79335 | 211779648 | 05/25/2023
Carrier Corp. - Indianapolis | EcoTemp | WPG4604130RKD* | Federally-Regulated Consumer Product | Weatherized Non-Condensing Gas | 2025 | 288 |  | 05/11/2023 | 126976 | 204038533 | 05/25/2023
Carrier Corp. - Indianapolis | EcoTemp | WFAX120D060A | Federally-Regulated Consumer Product | Non-Weatherized, Condensing Ga | 1910 | 279 | 279.04 | 10/04/2019 |  |  | 05/25/2023
Carrier Corp. - Indianapolis | EcoTemp | WFSX040B036A | Federally-Regulated Consumer Product | Non-Weatherized, Condensing Ga | 998 | 239 |  | 08/05/2020 | 40139 | 203360517 | 05/25/2023
Carrier Corp. - Indianapolis | EcoTemp | WFEL135D060B* | Federally-Regulated Consumer Product | Non-Weatherized, Non-Condensin | 1887 | 265 | 265.028 | 10/04/2019 |  |  | 05/25/2023
Carrier Corp. - Indianapolis | EcoTemp | WFEL090C048B | Federally-Regulated Consumer Product | Non-Weatherized, Non-Condensin | 1461 | 246 | 246.284 | 10/04/2019 |  |  | 05/25/2023
Carrier Corp. - Indianapolis | EcoTemp | WFEL110C060C | Federally-Regulated Consumer Product | Non-Weatherized, Non-Condensin | 2444 | 290 |  | 03/30/2023 | 110371 | 211780263 | 05/25/2023
Carrier Corp. - Indianapolis | EcoTemp | WFAX120D060A* | Federally-Regulated Consumer Product | Mobile Home Non-Weatherized, C | 1910 | 279 | 375.61 | 10/04/2019 |  |  | 05/25/2023
Carrier Corp. - Indianapolis | EcoTemp | WFSX100C060A*D | Federally-Regulated Consumer Product | Non-Weatherized, Condensing Ga | 2102 | 287 | 287.488 | 10/04/2019 |  |  | 05/25/2023
Carrier Corp. - Indianapolis | EcoTemp | WFAX040B036A | Federally-Regulated Consumer Product | Non-Weatherized, Condensing Ga | 1024 | 240 |  | 08/05/2020 | 39894 | 203359967 | 05/25/2023
Carrier Corp. - Indianapolis | EcoTemp | WFSU080C060B | Federally-Regulated Consumer Product | Non-Weatherized, Condensing Ga | 2132 | 289 |  | 03/30/2023 | 80309 | 211781345 | 05/25/2023
Carrier Corp. - Indianapolis | EcoTemp | WFER070B048C | Federally-Regulated Consumer Product | Non-Weatherized, Non-Condensin | 1776 | 260 |  | 03/30/2023 | 65952 | 211780360 | 05/25/2023
Carrier Corp. - Indianapolis | EcoTemp | WFSX040A030B*D | Federally-Regulated Consumer Product | Non-Weatherized, Condensing Ga | 1017 | 240 |  | 03/30/2023 | 40102 | 211779638 | 05/25/2023
Carrier Corp. - Indianapolis | EcoTemp | WFAX100C060A* | Federally-Regulated Consumer Product | Mobile Home Non-Weatherized, C | 1821 | 275 |  | 08/05/2020 | 99460 | 203359987 | 05/25/2023
Carrier Corp. - Indianapolis | EcoTemp | WFAX060B042A | Federally-Regulated Consumer Product | Non-Weatherized, Condensing Ga | 1205 | 248 |  | 08/05/2020 | 60119 | 203359975 | 05/25/2023
Carrier Corp. - Indianapolis | EcoTemp | WFEU100C060B | Federally-Regulated Consumer Product | Non-Weatherized, Non-Condensin | 2444 | 290 |  | 03/30/2023 | 99795 | 211781265 | 05/25/2023
Carrier Corp. - Indianapolis | EcoTemp | WFSX060B042A* | Federally-Regulated Consumer Product | Mobile Home Non-Weatherized, C | 1346 | 254 |  | 08/05/2020 | 60102 | 203360733 | 05/25/2023
Carrier Corp. - Indianapolis | EcoTemp | WFSX040A030B | Federally-Regulated Consumer Product | Non-Weatherized, Condensing Ga | 1017 | 240 |  | 03/30/2023 | 40102 | 211779632 | 05/25/2023
Carrier Corp. - Indianapolis | EcoTemp | WFSX100C060A* | Federally-Regulated Consumer Product | Mobile Home Non-Weatherized, C | 2102 | 287 | 389.242 | 10/04/2019 |  |  | 05/25/2023
Carrier Corp. - Indianapolis | EcoTemp | WFSX140D066A | Federally-Regulated Consumer Product | Non-Weatherized, Condensing Ga | 2328 | 297 | 297.432 | 10/04/2019 |  |  | 05/25/2023
Carrier Corp. - Indianapolis | EcoTemp | WFEL070B048C* | Federally-Regulated Consumer Product | Non-Weatherized, Non-Condensin | 1776 | 260 |  | 03/30/2023 | 65952 | 211780394 | 05/25/2023
Carrier Corp. - Indianapolis | EcoTemp | WFSX040B036A* | Federally-Regulated Consumer Product | Mobile Home Non-Weatherized, C | 998 | 239 |  | 08/05/2020 | 40139 | 203360732 | 05/25/2023
Carrier Corp. - Indianapolis | EcoTemp | WFEL135D060B | Federally-Regulated Consumer Product | Non-Weatherized, Non-Condensin | 1887 | 265 | 265.028 | 10/04/2019 |  |  | 05/25/2023
Carrier Corp. - Indianapolis | EcoTemp | WFSX026A030A | Federally-Regulated Consumer Product | Non-Weatherized, Condensing Ga | 890 | 234 | 234.16 | 10/04/2019 |  |  | 05/25/2023
Carrier Corp. - Indianapolis | EcoTemp | WFSX100C060B* | Federally-Regulated Consumer Product | Mobile Home Non-Weatherized, C | 2215 | 292 |  | 03/30/2023 | 99728 | 211779654 | 05/25/2023
Carrier Corp. - Indianapolis | EcoTemp | WFEL110C060B* | Federally-Regulated Consumer Product | Non-Weatherized, Non-Condensin | 2177 | 278 | 277.788 | 07/27/2020 | 110527 | 203360900 | 05/25/2023
Carrier Corp. - Indianapolis | EcoTemp | WFER090B042A | Federally-Regulated Consumer Product | Non-Weatherized, Non-Condensin | 1238 | 236 |  | 08/05/2020 | 88097 | 203360835 | 05/25/2023
Carrier Corp. - Indianapolis | EcoTemp | WFSX080B048A* | Federally-Regulated Consumer Product | Mobile Home Non-Weatherized, C | 1771 | 273 | 365.741 | 10/04/2019 |  |  | 05/25/2023
Carrier Corp. - Indianapolis | EcoTemp | WFSX080C060A* | Federally-Regulated Consumer Product | Mobile Home Non-Weatherized, C | 1837 | 276 |  | 12/01/2021 | 79777 | 203360735 | 05/25/2023
Carrier Corp. - Indianapolis | EcoTemp | WFSX120D066B* | Federally-Regulated Consumer Product | Mobile Home Non-Weatherized, C | 2308 | 297 |  | 03/30/2023 | 119661 | 211779662 | 05/25/2023
Carrier Corp. - Indianapolis | EcoTemp | WFSX026A030A*D | Federally-Regulated Consumer Product | Non-Weatherized, Condensing Ga | 890 | 234 | 234.16 | 10/04/2019 |  |  | 05/25/2023
Carrier Corp. - Indianapolis | EcoTemp | WPG4364060UKD* | Federally-Regulated Consumer Product | Weatherized Non-Condensing Gas | 1642 | 271 |  | 05/11/2023 | 60562 | 205822998 | 05/25/2023
Carrier Corp. - Indianapolis | EcoTemp | WPG4484090UKD* | Federally-Regulated Consumer Product | Weatherized Non-Condensing Gas | 2022 | 287 |  | 05/11/2023 | 90050 | 205823001 | 05/25/2023
Carrier Corp. - Indianapolis | EcoTemp | WFAX100C060B | Federally-Regulated Consumer Product | Non-Weatherized, Condensing Ga | 1931 | 280 |  | 03/30/2023 | 100411 | 211779061 | 05/25/2023
Carrier Corp. - Indianapolis | EcoTemp | WPG4424060UKD* | Federally-Regulated Consumer Product | Weatherized Non-Condensing Gas | 1589 | 268 |  | 05/11/2023 | 60153 | 205822999 | 05/25/2023
Carrier Corp. - Indianapolis | EcoTemp | WFSX080C060A**D | Federally-Regulated Consumer Product | Mobile Home Non-Weatherized, C | 1837 | 276 |  | 12/01/2021 | 79777 | 203360741 | 05/25/2023
Carrier Corp. - Indianapolis | EcoTemp | WFSX120D066A | Federally-Regulated Consumer Product | Non-Weatherized, Condensing Ga | 2161 | 290 | 290.084 | 10/04/2019 |  |  | 05/25/2023
Carrier Corp. - Indianapolis | EcoTemp | WFEL045A036C | Federally-Regulated Consumer Product | Non-Weatherized, Non-Condensin | 1161 | 233 |  | 03/30/2023 | 44099 | 211780259 | 05/25/2023
Carrier Corp. - Indianapolis | EcoTemp | WFEL070A036B | Federally-Regulated Consumer Product | Non-Weatherized, Non-Condensin | 1106 | 231 | 230.664 | 07/27/2020 | 65995 | 203360869 | 05/25/2023
Carrier Corp. - Indianapolis | EcoTemp | WFSX060B048B | Federally-Regulated Consumer Product | Non-Weatherized, Condensing Ga | 1611 | 266 |  | 03/30/2023 | 59946 | 211779640 | 05/25/2023
Carrier Corp. - Indianapolis | EcoTemp | WFAX080B048A* | Federally-Regulated Consumer Product | Mobile Home Non-Weatherized, C | 1390 | 256 |  | 08/05/2020 | 79599 | 203359980 | 05/25/2023
Carrier Corp. - Indianapolis | EcoTemp | WFER070B036A | Federally-Regulated Consumer Product | Non-Weatherized, Non-Condensin | 1051 | 228 | 228.244 | 10/04/2019 |  |  | 05/25/2023
Carrier Corp. - Indianapolis | EcoTemp | WFSX120D066B**D | Federally-Regulated Consumer Product | Mobile Home Non-Weatherized, C | 2308 | 297 |  | 03/30/2023 | 119661 | 211779664 | 05/25/2023
Carrier Corp. - Indianapolis | EcoTemp | WFER135D060C | Federally-Regulated Consumer Product | Non-Weatherized, Non-Condensin | 1907 | 266 |  | 03/30/2023 | 131914 | 211780247 | 05/25/2023
Carrier Corp. - Indianapolis | EcoTemp | WFSX100C060A | Federally-Regulated Consumer Product | Non-Weatherized, Condensing Ga | 2102 | 287 | 287.488 | 10/04/2019 |  |  | 05/25/2023
Carrier Corp. - Indianapolis | EcoTemp | WFEU080C060B | Federally-Regulated Consumer Product | Non-Weatherized, Non-Condensin | 2436 | 289 |  | 03/30/2023 | 80342 | 211781362 | 05/25/2023
Carrier Corp. - Indianapolis | EcoTemp | WFEL135D060C | Federally-Regulated Consumer Product | Non-Weatherized, Non-Condensin | 1907 | 266 |  | 03/30/2023 | 131914 | 211780264 | 05/25/2023
Carrier Corp. - Indianapolis | EcoTemp | WFEL070A036C | Federally-Regulated Consumer Product | Non-Weatherized, Non-Condensin | 1170 | 233 |  | 03/30/2023 | 65912 | 211780260 | 05/25/2023
Carrier Corp. - Indianapolis | EcoTemp | WFSX080B048B*D | Federally-Regulated Consumer Product | Non-Weatherized, Condensing Ga | 1671 | 269 |  | 03/30/2023 | 79335 | 211779650 | 05/25/2023
Carrier Corp. - Indianapolis | EcoTemp | WFEL090D060B* | Federally-Regulated Consumer Product | Non-Weatherized, Non-Condensin | 1987 | 269 | 269.428 | 10/04/2019 |  |  | 05/25/2023
Carrier Corp. - Indianapolis | EcoTemp | WFAX040A036B | Federally-Regulated Consumer Product | Non-Weatherized, Condensing Ga | 1089 | 243 |  | 03/30/2023 | 39846 | 211779045 | 05/25/2023
Carrier Corp. - Indianapolis | EcoTemp | WFER045A036C | Federally-Regulated Consumer Product | Non-Weatherized, Non-Condensin | 1161 | 233 |  | 03/30/2023 | 44099 | 211780451 | 05/25/2023
Carrier Corp. - Indianapolis | EcoTemp | WFEL070B048C | Federally-Regulated Consumer Product | Non-Weatherized, Non-Condensin | 1776 | 260 |  | 03/30/2023 | 65952 | 211780378 | 05/25/2023
Carrier Corp. - Indianapolis | EcoTemp | WFSX120D066B | Federally-Regulated Consumer Product | Non-Weatherized, Condensing Ga | 2308 | 297 |  | 03/30/2023 | 119661 | 211779660 | 05/25/2023
Johnson Controls, Inc. | YORK BY JOHNSON CONTROLS | TM9E120D20MP12 | Federally-Regulated Consumer Product | Non-Weatherized, Condensing Ga | 2082 | 281 |  | 05/25/2023 | 121927 | 203324418 | 05/25/2023
Johnson Controls, Inc. | YORK BY JOHNSON CONTROLS | PHG4A300752X4 | Federally-Regulated Consumer Product | Weatherized Non-Condensing Gas | 1378 | 258 |  | 05/25/2023 | 75000 | 206338236 | 05/25/2023
Johnson Controls, Inc. | YORK BY JOHNSON CONTROLS | Y81E100C20SMPS1 | Federally-Regulated Consumer Product | Non-Weatherized, Non-Condensin | 1937 | 266 |  | 05/25/2023 | 99769 | 211900156 | 05/25/2023
Johnson Controls, Inc. | YORK BY JOHNSON CONTROLS | TM9E100C16MP12 | Federally-Regulated Consumer Product | Non-Weatherized, Condensing Ga | 1672 | 263 |  | 05/25/2023 | 99431 | 203324416 | 05/25/2023
Johnson Controls, Inc. | YORK BY JOHNSON CONTROLS | PCG4A240502X4 | Federally-Regulated Consumer Product | Weatherized Non-Condensing Gas | 1157 | 249 |  | 05/25/2023 | 50486 | 206077358 | 05/25/2023
Johnson Controls, Inc. | YORK BY JOHNSON CONTROLS | PHG6B601252X4 | Federally-Regulated Consumer Product | Weatherized Non-Condensing Gas | 1911 | 282 |  | 05/25/2023 | 82710 | 207887374 | 05/25/2023
Johnson Controls, Inc. | YORK BY JOHNSON CONTROLS | YP9C100C16MP13 | Federally-Regulated Consumer Product | Non-Weatherized, Condensing Ga | 1816 | 269 |  | 05/25/2023 | 34745 | 10533810 | 05/25/2023
Johnson Controls, Inc. | YORK BY JOHNSON CONTROLS | PCG4B601252X4 | Federally-Regulated Consumer Product | Weatherized Non-Condensing Gas | 2356 | 301 |  | 05/25/2023 | 124100 | 206077580 | 05/25/2023
Johnson Controls, Inc. | YORK BY JOHNSON CONTROLS | TM9E080C20MP12 | Federally-Regulated Consumer Product | Non-Weatherized, Condensing Ga | 1871 | 272 |  | 05/25/2023 | 78901 | 203324415 | 05/25/2023
Johnson Controls, Inc. | YORK BY JOHNSON CONTROLS | TM9Y040A10MP11 | Federally-Regulated Consumer Product | Non-Weatherized, Condensing Ga | 1080 | 238 |  | 05/25/2023 | 26037 | 8412961 | 05/25/2023
Johnson Controls, Inc. | YORK BY JOHNSON CONTROLS | PCG4A240752X4 | Federally-Regulated Consumer Product | Weatherized Non-Condensing Gas | 1221 | 251 |  | 05/25/2023 | 75841 | 206077368 | 05/25/2023
Johnson Controls, Inc. | YORK BY JOHNSON CONTROLS | TM9E100C20MP12 | Federally-Regulated Consumer Product | Non-Weatherized, Condensing Ga | 2077 | 281 |  | 05/25/2023 | 99242 | 203324417 | 05/25/2023
Johnson Controls, Inc. | YORK BY JOHNSON CONTROLS | TP9C120D20MP13 | Federally-Regulated Consumer Product | Non-Weatherized, Condensing Ga | 2141 | 283 |  | 05/25/2023 | 41869 | 10533801 | 05/25/2023
Johnson Controls, Inc. | YORK BY JOHNSON CONTROLS | PCG4A240502L1 | Federally-Regulated Consumer Product | Weatherized Non-Condensing Gas | 1178 | 250 |  | 05/25/2023 | 50589 | 205962803 | 05/25/2023
Johnson Controls, Inc. | YORK BY JOHNSON CONTROLS | TP9C060B12MP13 | Federally-Regulated Consumer Product | Non-Weatherized, Condensing Ga | 1359 | 250 |  | 05/25/2023 | 21059 | 10533796 | 05/25/2023
Johnson Controls, Inc. | YORK BY JOHNSON CONTROLS | TM9Y080B12MP11 | Federally-Regulated Consumer Product | Non-Weatherized, Condensing Ga | 1336 | 249 |  | 05/25/2023 | 52156 | 8412958 | 05/25/2023
Johnson Controls, Inc. | YORK BY JOHNSON CONTROLS | PHG6B361002X4 | Federally-Regulated Consumer Product | Weatherized Non-Condensing Gas | 1437 | 261 |  | 05/25/2023 | 64860 | 207887371 | 05/25/2023
Johnson Controls, Inc. | YORK BY JOHNSON CONTROLS | Y81E040A12LMPS1 | Federally-Regulated Consumer Product | Non-Weatherized, Non-Condensin | 1353 | 240 |  | 05/25/2023 | 40218 | 211900210 | 05/25/2023
Johnson Controls, Inc. | YORK BY JOHNSON CONTROLS | PCG6A240502X4 | Federally-Regulated Consumer Product | Weatherized Non-Condensing Gas | 1106 | 246 |  | 05/25/2023 | 32930 | 206136935 | 05/25/2023
Johnson Controls, Inc. | YORK BY JOHNSON CONTROLS | J03ZE*10A1******** | Federally-Regulated Consumer Product | Weatherized Non-Condensing Gas | 1591 | 269 |  | 05/25/2023 | 100000 | 203975792 | 05/25/2023
Johnson Controls, Inc. | YORK BY JOHNSON CONTROLS | PHG4A240752X4 | Federally-Regulated Consumer Product | Weatherized Non-Condensing Gas | 1298 | 255 |  | 05/25/2023 | 75357 | 206338229 | 05/25/2023
Johnson Controls, Inc. | YORK BY JOHNSON CONTROLS | PHG4B421002X4 | Federally-Regulated Consumer Product | Weatherized Non-Condensing Gas | 1590 | 268 |  | 05/25/2023 | 98490 | 206338257 | 05/25/2023
Johnson Controls, Inc. | YORK BY JOHNSON CONTROLS | TMLE080C16MP11 | Federally-Regulated Consumer Product | Non-Weatherized, Non-Condensin | 1616 | 248 |  | 05/25/2023 | 79634 | 203489609 | 05/25/2023
Johnson Controls, Inc. | YORK BY JOHNSON CONTROLS | TL8E100C20UH11 | Federally-Regulated Consumer Product | Non-Weatherized, Non-Condensin | 1956 | 263 |  | 05/25/2023 | 100850 | 204463268 | 05/25/2023
Johnson Controls, Inc. | YORK BY JOHNSON CONTROLS | TP9C100C20MP13 | Federally-Regulated Consumer Product | Non-Weatherized, Condensing Ga | 2115 | 282 |  | 05/25/2023 | 35610 | 10533800 | 05/25/2023
Johnson Controls, Inc. | YORK BY JOHNSON CONTROLS | PHG6A240752X4 | Federally-Regulated Consumer Product | Weatherized Non-Condensing Gas | 1176 | 249 |  | 05/25/2023 | 48600 | 207887370 | 05/25/2023
Johnson Controls, Inc. | YORK BY JOHNSON CONTROLS | TL9E080C16UH11 | Federally-Regulated Consumer Product | Non-Weatherized, Condensing Ga | 1604 | 260 |  | 05/25/2023 | 81007 | 203324251 | 05/25/2023
Johnson Controls, Inc. | YORK BY JOHNSON CONTROLS | Y81E080B12SMPS1 | Federally-Regulated Consumer Product | Non-Weatherized, Non-Condensin | 1601 | 251 |  | 05/25/2023 | 80463 | 211900151 | 05/25/2023
Johnson Controls, Inc. | YORK BY JOHNSON CONTROLS | TM9V060B12MP12 | Federally-Regulated Consumer Product | Non-Weatherized, Condensing Ga | 1344 | 249 |  | 05/25/2023 | 40471 | 10533785 | 05/25/2023
Johnson Controls, Inc. | YORK BY JOHNSON CONTROLS | TPLC100C20MP13 | Federally-Regulated Consumer Product | Non-Weatherized, Non-Condensin | 2229 | 274 |  | 05/25/2023 | 48317 | 10533981 | 05/25/2023
Johnson Controls, Inc. | YORK BY JOHNSON CONTROLS | TM8E080B12MP11 | Federally-Regulated Consumer Product | Non-Weatherized, Non-Condensin | 1290 | 234 |  | 05/25/2023 | 79548 | 203324322 | 05/25/2023
Johnson Controls, Inc. | YORK BY JOHNSON CONTROLS | ZE036*10A1******** | Federally-Regulated Consumer Product | Weatherized Non-Condensing Gas | 1591 | 269 |  | 05/25/2023 | 100000 | 203975752 | 05/25/2023
Johnson Controls, Inc. | YORK BY JOHNSON CONTROLS | TM9Y100C20MP11 | Federally-Regulated Consumer Product | Non-Weatherized, Condensing Ga | 1827 | 270 |  | 05/25/2023 | 65485 | 8412956 | 05/25/2023
Johnson Controls, Inc. | YORK BY JOHNSON CONTROLS | TPLC120C20MP13 | Federally-Regulated Consumer Product | Non-Weatherized, Non-Condensin | 2162 | 272 |  | 05/25/2023 | 59868 | 10533806 | 05/25/2023
Johnson Controls, Inc. | YORK BY JOHNSON CONTROLS | TM8E040A12MP11 | Federally-Regulated Consumer Product | Non-Weatherized, Non-Condensin | 1303 | 235 |  | 05/25/2023 | 39958 | 203324320 | 05/25/2023
Johnson Controls, Inc. | YORK BY JOHNSON CONTROLS | Y81E060A12LMPS1 | Federally-Regulated Consumer Product | Non-Weatherized, Non-Condensin | 1336 | 240 |  | 05/25/2023 | 60538 | 211900211 | 05/25/2023
Johnson Controls, Inc. | YORK BY JOHNSON CONTROLS | PCG4B600652L1 | Federally-Regulated Consumer Product | Weatherized Non-Condensing Gas | 2399 | 303 |  | 05/25/2023 | 65483 | 205962806 | 05/25/2023
Johnson Controls, Inc. | YORK BY JOHNSON CONTROLS | PCG4B480652L1 | Federally-Regulated Consumer Product | Weatherized Non-Condensing Gas | 2004 | 286 |  | 05/25/2023 | 65012 | 205962805 | 05/25/2023
Johnson Controls, Inc. | YORK BY JOHNSON CONTROLS | J04ZE*07A1******** | Federally-Regulated Consumer Product | Weatherized Non-Condensing Gas | 2163 | 294 |  | 05/25/2023 | 75000 | 203975793 | 05/25/2023
Johnson Controls, Inc. | YORK BY JOHNSON CONTROLS | TPLC080B12MP13 | Federally-Regulated Consumer Product | Non-Weatherized, Non-Condensin | 1599 | 247 |  | 05/25/2023 | 40519 | 10533803 | 05/25/2023
Johnson Controls, Inc. | YORK BY JOHNSON CONTROLS | PCG4B481002X4 | Federally-Regulated Consumer Product | Weatherized Non-Condensing Gas | 1965 | 284 |  | 05/25/2023 | 99130 | 206077552 | 05/25/2023
Johnson Controls, Inc. | YORK BY JOHNSON CONTROLS | TPLC100C16MP13 | Federally-Regulated Consumer Product | Non-Weatherized, Non-Condensin | 1706 | 252 |  | 05/25/2023 | 50511 | 10533805 | 05/25/2023
Johnson Controls, Inc. | YORK BY JOHNSON CONTROLS | TM8E130D20MP11 | Federally-Regulated Consumer Product | Non-Weatherized, Non-Condensin | 2178 | 272 |  | 05/25/2023 | 130606 | 203324330 | 05/25/2023
Johnson Controls, Inc. | YORK BY JOHNSON CONTROLS | TM8V080C16MP12 | Federally-Regulated Consumer Product | Non-Weatherized, Non-Condensin | 1715 | 252 |  | 05/25/2023 | 52202 | 10533780 | 05/25/2023
Johnson Controls, Inc. | YORK BY JOHNSON CONTROLS | TM8V060A12MP12 | Federally-Regulated Consumer Product | Non-Weatherized, Non-Condensin | 1387 | 238 |  | 05/25/2023 | 39193 | 10533778 | 05/25/2023
Johnson Controls, Inc. | YORK BY JOHNSON CONTROLS | PCG4A420752X4 | Federally-Regulated Consumer Product | Weatherized Non-Condensing Gas | 2008 | 286 |  | 05/25/2023 | 74590 | 206077429 | 05/25/2023
Johnson Controls, Inc. | YORK BY JOHNSON CONTROLS | PCG6B481252X4 | Federally-Regulated Consumer Product | Weatherized Non-Condensing Gas | 1911 | 282 |  | 05/25/2023 | 82020 | 206136970 | 05/25/2023
Johnson Controls, Inc. | YORK BY JOHNSON CONTROLS | Y81E100B12SMPS1 | Federally-Regulated Consumer Product | Non-Weatherized, Non-Condensin | 1557 | 249 |  | 05/25/2023 | 100520 | 211900154 | 05/25/2023
Johnson Controls, Inc. | YORK BY JOHNSON CONTROLS | Y81E120C20SMPS1 | Federally-Regulated Consumer Product | Non-Weatherized, Non-Condensin | 1968 | 267 |  | 05/25/2023 | 119627 | 211900158 | 05/25/2023
Johnson Controls, Inc. | YORK BY JOHNSON CONTROLS | PHG4B361002X4 | Federally-Regulated Consumer Product | Weatherized Non-Condensing Gas | 1564 | 266 |  | 05/25/2023 | 99580 | 206338243 | 05/25/2023
Johnson Controls, Inc. | YORK BY JOHNSON CONTROLS | TMLE120C16MP11 | Federally-Regulated Consumer Product | Non-Weatherized, Non-Condensin | 1719 | 252 |  | 05/25/2023 | 118964 | 203489639 | 05/25/2023
Johnson Controls, Inc. | YORK BY JOHNSON CONTROLS | YP9C080C16MP13 | Federally-Regulated Consumer Product | Non-Weatherized, Condensing Ga | 1794 | 268 |  | 05/25/2023 | 29263 | 10533809 | 05/25/2023
Johnson Controls, Inc. | YORK BY JOHNSON CONTROLS | TL8E080C16UH11 | Federally-Regulated Consumer Product | Non-Weatherized, Non-Condensin | 1616 | 248 |  | 05/25/2023 | 79486 | 203324240 | 05/25/2023
Johnson Controls, Inc. | YORK BY JOHNSON CONTROLS | TM8E060A12MP11 | Federally-Regulated Consumer Product | Non-Weatherized, Non-Condensin | 1311 | 235 |  | 05/25/2023 | 60267 | 203324321 | 05/25/2023
Johnson Controls, Inc. | YORK BY JOHNSON CONTROLS | TM9V120D20MP12 | Federally-Regulated Consumer Product | Non-Weatherized, Condensing Ga | 2284 | 290 |  | 05/25/2023 | 78422 | 10533790 | 05/25/2023
Johnson Controls, Inc. | YORK BY JOHNSON CONTROLS | PCG4A360502X4 | Federally-Regulated Consumer Product | Weatherized Non-Condensing Gas | 1645 | 270 |  | 05/25/2023 | 50100 | 206077399 | 05/25/2023
Johnson Controls, Inc. | YORK BY JOHNSON CONTROLS | PCG6A240752X4 | Federally-Regulated Consumer Product | Weatherized Non-Condensing Gas | 1137 | 248 |  | 05/25/2023 | 49870 | 206136942 | 05/25/2023
Johnson Controls, Inc. | YORK BY JOHNSON CONTROLS | PCG6A361002X4 | Federally-Regulated Consumer Product | Weatherized Non-Condensing Gas | 1620 | 269 |  | 05/25/2023 | 64980 | 206168425 | 05/25/2023
Johnson Controls, Inc. | YORK BY JOHNSON CONTROLS | PCG4A300752X4 | Federally-Regulated Consumer Product | Weatherized Non-Condensing Gas | 1418 | 260 |  | 05/25/2023 | 75070 | 206077390 | 05/25/2023
Johnson Controls, Inc. | YORK BY JOHNSON CONTROLS | Y81E080C16SMPS1 | Federally-Regulated Consumer Product | Non-Weatherized, Non-Condensin | 1687 | 255 |  | 05/25/2023 | 79867 | 211900152 | 05/25/2023
Johnson Controls, Inc. | YORK BY JOHNSON CONTROLS | Y81E130D20SMPS1 | Federally-Regulated Consumer Product | Non-Weatherized, Non-Condensin | 2041 | 270 |  | 05/25/2023 | 131773 | 211900159 | 05/25/2023
Johnson Controls, Inc. | YORK BY JOHNSON CONTROLS | PHG6B481002X4 | Federally-Regulated Consumer Product | Weatherized Non-Condensing Gas | 1694 | 272 |  | 05/25/2023 | 65340 | 207887372 | 05/25/2023
Johnson Controls, Inc. | YORK BY JOHNSON CONTROLS | Y81E080B12LMPS1 | Federally-Regulated Consumer Product | Non-Weatherized, Non-Condensin | 1601 | 251 |  | 05/25/2023 | 80463 | 211900212 | 05/25/2023
Johnson Controls, Inc. | YORK BY JOHNSON CONTROLS | TM9Y080C16MP11 | Federally-Regulated Consumer Product | Non-Weatherized, Condensing Ga | 1404 | 252 |  | 05/25/2023 | 52617 | 8412959 | 05/25/2023
Johnson Controls, Inc. | YORK BY JOHNSON CONTROLS | TM8V120C20MP12 | Federally-Regulated Consumer Product | Non-Weatherized, Non-Condensin | 2418 | 283 |  | 05/25/2023 | 78381 | 10533783 | 05/25/2023
Johnson Controls, Inc. | YORK BY JOHNSON CONTROLS | TM8V100C16MP12 | Federally-Regulated Consumer Product | Non-Weatherized, Non-Condensin | 1931 | 262 |  | 05/25/2023 | 65180 | 10533781 | 05/25/2023
Johnson Controls, Inc. | YORK BY JOHNSON CONTROLS | Y81E130D20LMPS1 | Federally-Regulated Consumer Product | Non-Weatherized, Non-Condensin | 2041 | 270 |  | 05/25/2023 | 131773 | 211900220 | 05/25/2023
Johnson Controls, Inc. | YORK BY JOHNSON CONTROLS | PCG4A360752X4 | Federally-Regulated Consumer Product | Weatherized Non-Condensing Gas | 1506 | 264 |  | 05/25/2023 | 74580 | 206077410 | 05/25/2023
Johnson Controls, Inc. | YORK BY JOHNSON CONTROLS | TM9V080C16MP12 | Federally-Regulated Consumer Product | Non-Weatherized, Condensing Ga | 1918 | 274 |  | 05/25/2023 | 52257 | 10533787 | 05/25/2023
Johnson Controls, Inc. | YORK BY JOHNSON CONTROLS | PCG4A361002X4 | Federally-Regulated Consumer Product | Weatherized Non-Condensing Gas | 1579 | 267 |  | 05/25/2023 | 99090 | 206077420 | 05/25/2023
Johnson Controls, Inc. | YORK BY JOHNSON CONTROLS | TM9Y120D20MP11 | Federally-Regulated Consumer Product | Non-Weatherized, Condensing Ga | 1931 | 274 |  | 05/25/2023 | 78281 | 8412955 | 05/25/2023
Johnson Controls, Inc. | YORK BY JOHNSON CONTROLS | TM8Y080C16MP11 | Federally-Regulated Consumer Product | Non-Weatherized, Non-Condensin | 1628 | 249 |  | 05/25/2023 | 51991 | 8412953 | 05/25/2023
Johnson Controls, Inc. | YORK BY JOHNSON CONTROLS | TP9C080B12MP13 | Federally-Regulated Consumer Product | Non-Weatherized, Condensing Ga | 1425 | 253 |  | 05/25/2023 | 30285 | 10533797 | 05/25/2023
Johnson Controls, Inc. | YORK BY JOHNSON CONTROLS | TPLC060A12MP13 | Federally-Regulated Consumer Product | Non-Weatherized, Non-Condensin | 1330 | 236 |  | 05/25/2023 | 30082 | 10533802 | 05/25/2023
Johnson Controls, Inc. | YORK BY JOHNSON CONTROLS | PCG6B480652X4 | Federally-Regulated Consumer Product | Weatherized Non-Condensing Gas | 1912 | 282 |  | 05/25/2023 | 42790 | 206136956 | 05/25/2023
Johnson Controls, Inc. | YORK BY JOHNSON CONTROLS | YPLC080C16MP13 | Federally-Regulated Consumer Product | Non-Weatherized, Non-Condensin | 1657 | 250 |  | 05/25/2023 | 38933 | 10533815 | 05/25/2023
Johnson Controls, Inc. | YORK BY JOHNSON CONTROLS | PCG4B480652X4 | Federally-Regulated Consumer Product | Weatherized Non-Condensing Gas | 1990 | 285 |  | 05/25/2023 | 65280 | 206077545 | 05/25/2023
Johnson Controls, Inc. | YORK BY JOHNSON CONTROLS | TM8E120C20MP11 | Federally-Regulated Consumer Product | Non-Weatherized, Non-Condensin | 2201 | 273 |  | 05/25/2023 | 119730 | 203324329 | 05/25/2023
Johnson Controls, Inc. | YORK BY JOHNSON CONTROLS | TM8E120C16MP11 | Federally-Regulated Consumer Product | Non-Weatherized, Non-Condensin | 1719 | 252 |  | 05/25/2023 | 118964 | 203324328 | 05/25/2023
Johnson Controls, Inc. | YORK BY JOHNSON CONTROLS | PCG4A421002X4 | Federally-Regulated Consumer Product | Weatherized Non-Condensing Gas | 1919 | 282 |  | 05/25/2023 | 99730 | 206077439 | 05/25/2023
Johnson Controls, Inc. | YORK BY JOHNSON CONTROLS | PCG6B601002X4 | Federally-Regulated Consumer Product | Weatherized Non-Condensing Gas | 2182 | 294 |  | 05/25/2023 | 65270 | 206136984 | 05/25/2023
Johnson Controls, Inc. | YORK BY JOHNSON CONTROLS | TM8V080B12MP12 | Federally-Regulated Consumer Product | Non-Weatherized, Non-Condensin | 1479 | 242 |  | 05/25/2023 | 51960 | 10533779 | 05/25/2023
Johnson Controls, Inc. | YORK BY JOHNSON CONTROLS | TM9Y060B12MP11 | Federally-Regulated Consumer Product | Non-Weatherized, Condensing Ga | 1273 | 246 |  | 05/25/2023 | 38955 | 8412957 | 05/25/2023
Johnson Controls, Inc. | YORK BY JOHNSON CONTROLS | PCG4B601002X4 | Federally-Regulated Consumer Product | Weatherized Non-Condensing Gas | 2310 | 299 |  | 05/25/2023 | 99590 | 206077573 | 05/25/2023
Johnson Controls, Inc. | YORK BY JOHNSON CONTROLS | Y81E080C16LMPS1 | Federally-Regulated Consumer Product | Non-Weatherized, Non-Condensin | 1687 | 255 |  | 05/25/2023 | 79867 | 211900213 | 05/25/2023
Johnson Controls, Inc. | YORK BY JOHNSON CONTROLS | PCG4B481252X4 | Federally-Regulated Consumer Product | Weatherized Non-Condensing Gas | 2013 | 286 |  | 05/25/2023 | 125150 | 206077559 | 05/25/2023
Johnson Controls, Inc. | YORK BY JOHNSON CONTROLS | TM8Y060A12MP11 | Federally-Regulated Consumer Product | Non-Weatherized, Non-Condensin | 1332 | 236 |  | 05/25/2023 | 39003 | 8412954 | 05/25/2023
Johnson Controls, Inc. | YORK BY JOHNSON CONTROLS | TM8Y100C16MP11 | Federally-Regulated Consumer Product | Non-Weatherized, Non-Condensin | 1600 | 247 |  | 05/25/2023 | 65143 | 8412950 | 05/25/2023
Johnson Controls, Inc. | YORK BY JOHNSON CONTROLS | TM9E080B12MP12 | Federally-Regulated Consumer Product | Non-Weatherized, Condensing Ga | 1468 | 254 |  | 05/25/2023 | 80561 | 203324413 | 05/25/2023
Johnson Controls, Inc. | YORK BY JOHNSON CONTROLS | TM9E040A10MP12 | Federally-Regulated Consumer Product | Non-Weatherized, Condensing Ga | 1058 | 237 |  | 05/25/2023 | 39882 | 203324410 | 05/25/2023
Johnson Controls, Inc. | YORK BY JOHNSON CONTROLS | TP9C100C16MP13 | Federally-Regulated Consumer Product | Non-Weatherized, Condensing Ga | 1816 | 269 |  | 05/25/2023 | 34745 | 10533799 | 05/25/2023
Johnson Controls, Inc. | YORK BY JOHNSON CONTROLS | TM8E080C16MP11 | Federally-Regulated Consumer Product | Non-Weatherized, Non-Condensin | 1616 | 248 |  | 05/25/2023 | 79634 | 203324323 | 05/25/2023
Johnson Controls, Inc. | YORK BY JOHNSON CONTROLS | TM9V100C16MP12 | Federally-Regulated Consumer Product | Non-Weatherized, Condensing Ga | 1806 | 269 |  | 05/25/2023 | 64540 | 10533788 | 05/25/2023
Rheem Sales Company, Inc. | DURASTAR | DR80UAT0752317SA | Federally-Regulated Consumer Product | Non-Weatherized, Non-Condensin | 1539 | 250 | 250 | 10/28/2020 | 52505 | 205783261 | 05/25/2023
Rheem Sales Company, Inc. | DURASTAR | DR80DZAT0751317N | Federally-Regulated Consumer Product | Non-Weatherized, Non-Condensin | 1253 | 237 |  | 11/10/2022 | 74903 | 208430125 | 05/25/2023
Rheem Sales Company, Inc. | DURASTAR | DR80DAT1001521SA | Federally-Regulated Consumer Product | Non-Weatherized, Non-Condensin | 1895 | 265 | 265 | 10/28/2020 | 100302 | 205783257 | 05/25/2023
Rheem Sales Company, Inc. | DURASTAR | DR80UHAW0502314SAB | Federally-Regulated Consumer Product | Non-Weatherized, Non-Condensin | 1318 | 240 |  | 01/17/2023 | 35484 | 210727814 | 05/25/2023
Rheem Sales Company, Inc. | DURASTAR | DR96M4AW0702521S | Federally-Regulated Consumer Product | Non-Weatherized, Condensing Ga | 1923 | 280 | 280 | 05/25/2022 | 49235 | 208430144 | 05/25/2023
Rheem Sales Company, Inc. | DURASTAR | DR95M4AW0601317S | Federally-Regulated Consumer Product | Non-Weatherized, Condensing Ga | 1356 | 249 |  | 06/24/2022 | 56054 | 208676596 | 05/25/2023
Rheem Sales Company, Inc. | DURASTAR | DR80UAT0501314SA | Federally-Regulated Consumer Product | Non-Weatherized, Non-Condensin | 1388 | 184 | 243 | 10/28/2020 | 49660 | 205783251 | 05/25/2023
Rheem Sales Company, Inc. | DURASTAR | DR95M4AT0851521S | Federally-Regulated Consumer Product | Non-Weatherized, Condensing Ga | 1929 | 280 |  | 06/22/2022 | 84515 | 208676592 | 05/25/2023
Rheem Sales Company, Inc. | DURASTAR | DR80UHAT0751417S | Federally-Regulated Consumer Product | Non-Weatherized, Non-Condensin | 1496 | 248 | 248 | 05/25/2022 | 75177 | 208430110 | 05/25/2023
Rheem Sales Company, Inc. | DURASTAR | DR80UHAW0751417NAB | Federally-Regulated Consumer Product | Non-Weatherized, Non-Condensin | 1830 | 223 |  | 01/17/2023 | 75693 | 210802624 | 05/25/2023
Rheem Sales Company, Inc. | DURASTAR | DR80DZAT0751521N | Federally-Regulated Consumer Product | Non-Weatherized, Non-Condensin | 1883 | 265 | 265 | 05/25/2022 | 75029 | 208430126 | 05/25/2023
Rheem Sales Company, Inc. | DURASTAR | DR80UHAW0502314N | Federally-Regulated Consumer Product | Non-Weatherized, Non-Condensin | 1318 | 240 | 240 | 05/25/2022 | 35484 | 208430135 | 05/25/2023
Rheem Sales Company, Inc. | DURASTAR | DR80DZAW0751417SAB | Federally-Regulated Consumer Product | Non-Weatherized, Non-Condensin | 1680 | 255 |  | 01/17/2023 | 76001 | 210802619 | 05/25/2023
Rheem Sales Company, Inc. | DURASTAR | DR80UHAW1252524N | Federally-Regulated Consumer Product | Non-Weatherized, Non-Condensin | 2073 | 273 | 273 | 05/25/2022 | 87500 | 208430140 | 05/25/2023
Rheem Sales Company, Inc. | DURASTAR | DR80UHAT0501314N | Federally-Regulated Consumer Product | Non-Weatherized, Non-Condensin | 1388 | 243 | 243 | 05/25/2022 | 49660 | 208430114 | 05/25/2023
Rheem Sales Company, Inc. | DURASTAR | DR80DZAT0751317S | Federally-Regulated Consumer Product | Non-Weatherized, Non-Condensin | 1253 | 237 | 237 | 05/25/2022 | 74903 | 208430120 | 05/25/2023
Rheem Sales Company, Inc. | DURASTAR | DR80UHAW1502524S | Federally-Regulated Consumer Product | Non-Weatherized, Non-Condensin | 2092 | 274 | 274 | 05/25/2022 | 104565 | 208430148 | 05/25/2023
Rheem Sales Company, Inc. | DURASTAR | DR80UHAW0752521S | Federally-Regulated Consumer Product | Non-Weatherized, Non-Condensin | 1718 | 258 | 258 | 05/25/2022 | 52500 | 208430131 | 05/25/2023
Rheem Sales Company, Inc. | DURASTAR | DR95UCT0601317SA | Federally-Regulated Consumer Product | Non-Weatherized, Condensing Ga | 1156 | 246 | 246 | 10/28/2020 | 55624 | 205783268 | 05/25/2023
Rheem Sales Company, Inc. | DURASTAR | DR80DZAW0751417NAB | Federally-Regulated Consumer Product | Non-Weatherized, Non-Condensin | 1680 | 255 |  | 01/17/2023 | 76001 | 210802618 | 05/25/2023
Rheem Sales Company, Inc. | DURASTAR | DR80UHAT1251524N | Federally-Regulated Consumer Product | Non-Weatherized, Non-Condensin | 1991 | 270 | 270 | 05/25/2022 | 123598 | 208430118 | 05/25/2023
Rheem Sales Company, Inc. | DURASTAR | DR96UAT0602317SA | Federally-Regulated Consumer Product | Non-Weatherized, Condensing Ga | 1342 | 254 |  | 03/10/2021 | 39319 | 206720670 | 05/25/2023
Rheem Sales Company, Inc. | DURASTAR | DR96M4AW0702317S | Federally-Regulated Consumer Product | Non-Weatherized, Condensing Ga | 1290 | 252 | 252 | 05/25/2022 | 48940 | 208430143 | 05/25/2023
Rheem Sales Company, Inc. | DURASTAR | DR80UHAT1001521N | Federally-Regulated Consumer Product | Non-Weatherized, Non-Condensin | 1812 | 262 | 262 | 05/25/2022 | 99863 | 208430117 | 05/25/2023
Rheem Sales Company, Inc. | DURASTAR | DR80DZAW0752417SAB | Federally-Regulated Consumer Product | Non-Weatherized, Non-Condensin | 1628 | 254 |  | 04/04/2023 | 52707 | 211873046 | 05/25/2023
Rheem Sales Company, Inc. | DURASTAR | DR80DZAT1001521S | Federally-Regulated Consumer Product | Non-Weatherized, Non-Condensin | 1895 | 265 | 265 | 05/25/2022 | 100302 | 208430122 | 05/25/2023
Rheem Sales Company, Inc. | DURASTAR | DR80UHAW0501417SAB | Federally-Regulated Consumer Product | Non-Weatherized, Non-Condensin | 1682 | 256 |  | 04/04/2023 | 50501 | 211873039 | 05/25/2023
Rheem Sales Company, Inc. | DURASTAR | DR80UHAT1001521U | Federally-Regulated Consumer Product | Non-Weatherized, Non-Condensin | 2096 | 274 |  | 06/15/2022 | 100583 | 208486666 | 05/25/2023
Rheem Sales Company, Inc. | DURASTAR | DR80UAT1002521SA | Federally-Regulated Consumer Product | Non-Weatherized, Non-Condensin | 1952 | 268 | 268 | 10/28/2020 | 70078 | 205783264 | 05/25/2023
Rheem Sales Company, Inc. | DURASTAR | DR95M4AW0851521S | Federally-Regulated Consumer Product | Non-Weatherized, Condensing Ga | 1851 | 246 |  | 06/24/2022 | 84247 | 208676599 | 05/25/2023
Rheem Sales Company, Inc. | DURASTAR | DR80UHAW1002521S | Federally-Regulated Consumer Product | Non-Weatherized, Non-Condensin | 1905 | 266 | 266 | 05/25/2022 | 70000 | 208430133 | 05/25/2023
Rheem Sales Company, Inc. | DURASTAR | DR80UHAW1252524S | Federally-Regulated Consumer Product | Non-Weatherized, Non-Condensin | 2073 | 273 | 273 | 05/25/2022 | 87500 | 208430134 | 05/25/2023
Rheem Sales Company, Inc. | DURASTAR | DR80UHAW0752417S | Federally-Regulated Consumer Product | Non-Weatherized, Non-Condensin | 1458 | 246 | 246 | 05/25/2022 | 52564 | 208430130 | 05/25/2023
Rheem Sales Company, Inc. | DURASTAR | DR96M4AW1002521S | Federally-Regulated Consumer Product | Non-Weatherized, Condensing Ga | 1858 | 277 | 277 | 05/25/2022 | 68679 | 208430146 | 05/25/2023
Rheem Sales Company, Inc. | DURASTAR | DR80UAT1001521SA | Federally-Regulated Consumer Product | Non-Weatherized, Non-Condensin | 1812 | 262 | 262 | 10/28/2020 | 99863 | 205783256 | 05/25/2023
Rheem Sales Company, Inc. | DURASTAR | DR80UHAW0751417S | Federally-Regulated Consumer Product | Non-Weatherized, Non-Condensin | 1830 | 223 |  | 06/22/2022 | 75693 | 208676603 | 05/25/2023
Rheem Sales Company, Inc. | DURASTAR | DR95M4AW0401317S | Federally-Regulated Consumer Product | Non-Weatherized, Condensing Ga | 1156 | 246 |  | 06/22/2022 | 55624 | 208676595 | 05/25/2023
Rheem Sales Company, Inc. | DURASTAR | DR80DAT0751521SA | Federally-Regulated Consumer Product | Non-Weatherized, Non-Condensin | 1892 | 265 | 265 | 10/28/2020 | 99827 | 205783255 | 05/25/2023
Rheem Sales Company, Inc. | DURASTAR | DR80UHAW0501314NAB | Federally-Regulated Consumer Product | Non-Weatherized, Non-Condensin | 1308 | 184 |  | 01/17/2023 | 50472 | 210802622 | 05/25/2023
Rheem Sales Company, Inc. | DURASTAR | DR96M4AW0852521S | Federally-Regulated Consumer Product | Non-Weatherized, Condensing Ga | 1947 | 281 | 281 | 05/25/2022 | 58053 | 208430145 | 05/25/2023
Rheem Sales Company, Inc. | DURASTAR | DR80UHAW0501314S | Federally-Regulated Consumer Product | Non-Weatherized, Non-Condensin | 1308 | 184 |  | 06/22/2022 | 50472 | 208676602 | 05/25/2023
Rheem Sales Company, Inc. | DURASTAR | DR80UHAT1001421U | Federally-Regulated Consumer Product | Non-Weatherized, Non-Condensin | 1861 | 264 |  | 06/15/2022 | 98348 | 208486665 | 05/25/2023
Rheem Sales Company, Inc. | DURASTAR | DR80UHAW1251524S | Federally-Regulated Consumer Product | Non-Weatherized, Non-Condensin | 2076 | 258 |  | 06/22/2022 | 124802 | 208676606 | 05/25/2023
Rheem Sales Company, Inc. | DURASTAR | DR80UHAW1002417N | Federally-Regulated Consumer Product | Non-Weatherized, Non-Condensin | 1730 | 258 | 258 | 05/25/2022 | 70020 | 208430138 | 05/25/2023
Rheem Sales Company, Inc. | DURASTAR | DR80DZAW1252524SAB | Federally-Regulated Consumer Product | Non-Weatherized, Non-Condensin | 2179 | 278 |  | 04/04/2023 | 86625 | 211873447 | 05/25/2023
Rheem Sales Company, Inc. | DURASTAR | DR80UHAW1001521S | Federally-Regulated Consumer Product | Non-Weatherized, Non-Condensin | 2027 | 188 |  | 06/22/2022 | 100725 | 208676605 | 05/25/2023
Rheem Sales Company, Inc. | DURASTAR | DR96UAT0402317SA | Federally-Regulated Consumer Product | Non-Weatherized, Condensing Ga | 1252 | 250 |  | 03/10/2021 | 29298 | 206720669 | 05/25/2023
Rheem Sales Company, Inc. | DURASTAR | DR80UHAW0752521N | Federally-Regulated Consumer Product | Non-Weatherized, Non-Condensin | 1718 | 258 | 258 | 05/25/2022 | 52500 | 208430137 | 05/25/2023
Rheem Sales Company, Inc. | DURASTAR | DR80UHAW1002521N | Federally-Regulated Consumer Product | Non-Weatherized, Non-Condensin | 1905 | 266 | 266 | 05/25/2022 | 70000 | 208430139 | 05/25/2023
Rheem Sales Company, Inc. | DURASTAR | DR80UHAW0502314S | Federally-Regulated Consumer Product | Non-Weatherized, Non-Condensin | 1318 | 240 | 240 | 05/25/2022 | 35484 | 208430129 | 05/25/2023
Rheem Sales Company, Inc. | DURASTAR | DR80UHAT0751417N | Federally-Regulated Consumer Product | Non-Weatherized, Non-Condensin | 1496 | 248 | 248 | 05/25/2022 | 75177 | 208430115 | 05/25/2023
Rheem Sales Company, Inc. | DURASTAR | DR80UHAW0752417N | Federally-Regulated Consumer Product | Non-Weatherized, Non-Condensin | 1458 | 246 | 246 | 05/25/2022 | 52564 | 208430136 | 05/25/2023
Rheem Sales Company, Inc. | DURASTAR | DR80DZAT0501314N | Federally-Regulated Consumer Product | Non-Weatherized, Non-Condensin | 1223 | 236 | 236 | 05/25/2022 | 51119 | 208430124 | 05/25/2023
Rheem Sales Company, Inc. | DURASTAR | DR95M4AT0701521S | Federally-Regulated Consumer Product | Non-Weatherized, Condensing Ga | 1983 | 282 |  | 06/22/2022 | 70360 | 208676591 | 05/25/2023
Rheem Sales Company, Inc. | DURASTAR | DR80UAT1251524SA | Federally-Regulated Consumer Product | Non-Weatherized, Non-Condensin | 1991 | 270 | 270 | 10/28/2020 | 123598 | 205783258 | 05/25/2023
Rheem Sales Company, Inc. | DURASTAR | DR80UHAW1002417S | Federally-Regulated Consumer Product | Non-Weatherized, Non-Condensin | 1730 | 258 | 258 | 05/25/2022 | 70020 | 208430132 | 05/25/2023
Rheem Sales Company, Inc. | DURASTAR | DR96UAT0702521SA | Federally-Regulated Consumer Product | Non-Weatherized, Condensing Ga | 1854 | 277 |  | 03/10/2021 | 49250 | 206720672 | 05/25/2023
Rheem Sales Company, Inc. | DURASTAR | DR80DBT0751317SA | Federally-Regulated Consumer Product | Non-Weatherized, Non-Condensin | 1253 | 237 | 237 | 10/28/2020 | 74903 | 205783252 | 05/25/2023
Rheem Sales Company, Inc. | DURASTAR | DR80UHAT1251524S | Federally-Regulated Consumer Product | Non-Weatherized, Non-Condensin | 1991 | 270 | 270 | 05/25/2022 | 123598 | 208430113 | 05/25/2023
Rheem Sales Company, Inc. | DURASTAR | DR80UHAT0751421N | Federally-Regulated Consumer Product | Non-Weatherized, Non-Condensin | 1634 | 254 | 254 | 05/25/2022 | 75736 | 208430116 | 05/25/2023
Rheem Sales Company, Inc. | DURASTAR | DR95M4AT1151524S | Federally-Regulated Consumer Product | Non-Weatherized, Condensing Ga | 2041 | 285 |  | 06/22/2022 | 111488 | 208676594 | 05/25/2023
Rheem Sales Company, Inc. | DURASTAR | DR80UAT0751421SA | Federally-Regulated Consumer Product | Non-Weatherized, Non-Condensin | 1634 | 254 | 254 | 10/28/2020 | 75736 | 205783254 | 05/25/2023
Rheem Sales Company, Inc. | DURASTAR | DR80DZAT1251524N | Federally-Regulated Consumer Product | Non-Weatherized, Non-Condensin | 1835 | 263 | 263 | 05/25/2022 | 124389 | 208430128 | 05/25/2023
Rheem Sales Company, Inc. | DURASTAR | DR80UHAW1502524SAB | Federally-Regulated Consumer Product | Non-Weatherized, Non-Condensin | 2092 | 274 |  | 01/17/2023 | 104565 | 210727818 | 05/25/2023
Rheem Sales Company, Inc. | DURASTAR | DR80UHAW1002417SAB | Federally-Regulated Consumer Product | Non-Weatherized, Non-Condensin | 1730 | 258 |  | 01/17/2023 | 70020 | 210727816 | 05/25/2023
Rheem Sales Company, Inc. | DURASTAR | DR80UHAW0752521SAB | Federally-Regulated Consumer Product | Non-Weatherized, Non-Condensin | 1718 | 258 |  | 01/17/2023 | 52500 | 210727815 | 05/25/2023
Rheem Sales Company, Inc. | DURASTAR | DR95M4AW1001521S | Federally-Regulated Consumer Product | Non-Weatherized, Condensing Ga | 2153 | 271 |  | 06/24/2022 | 98911 | 208676600 | 05/25/2023
Rheem Sales Company, Inc. | DURASTAR | DR80DAT1251524SA | Federally-Regulated Consumer Product | Non-Weatherized, Non-Condensin | 1835 | 263 | 263 | 10/28/2020 | 124289 | 205783259 | 05/25/2023
Rheem Sales Company, Inc. | DURASTAR | DR95M4AT0601317S | Federally-Regulated Consumer Product | Non-Weatherized, Condensing Ga | 1156 | 246 |  | 06/22/2022 | 55624 | 208676589 | 05/25/2023
Rheem Sales Company, Inc. | DURASTAR | DR80UHAW1251524NAB | Federally-Regulated Consumer Product | Non-Weatherized, Non-Condensin | 2076 | 258 |  | 01/17/2023 | 124802 | 210802628 | 05/25/2023
Rheem Sales Company, Inc. | DURASTAR | DR80UHAW0751521S | Federally-Regulated Consumer Product | Non-Weatherized, Non-Condensin | 1813 | 235 |  | 06/22/2022 | 75573 | 208676604 | 05/25/2023
Rheem Sales Company, Inc. | DURASTAR | DR80UHAT0701317U | Federally-Regulated Consumer Product | Non-Weatherized, Non-Condensin | 1189 | 234 |  | 06/15/2022 | 70542 | 208486663 | 05/25/2023
Rheem Sales Company, Inc. | DURASTAR | DR80UHAW0751521NAB | Federally-Regulated Consumer Product | Non-Weatherized, Non-Condensin | 1813 | 235 |  | 01/17/2023 | 75573 | 210802625 | 05/25/2023
Rheem Sales Company, Inc. | DURASTAR | DR80UHAW1001521NAB | Federally-Regulated Consumer Product | Non-Weatherized, Non-Condensin | 2027 | 188 |  | 01/17/2023 | 100725 | 210802626 | 05/25/2023
Rheem Sales Company, Inc. | DURASTAR | DR80DZAT0501314S | Federally-Regulated Consumer Product | Non-Weatherized, Non-Condensin | 1223 | 236 | 236 | 05/25/2022 | 51119 | 208430119 | 05/25/2023
Rheem Sales Company, Inc. | DURASTAR | DR80UAT1002417SA | Federally-Regulated Consumer Product | Non-Weatherized, Non-Condensin | 1730 | 258 | 258 | 10/28/2020 | 70020 | 205783263 | 05/25/2023
Rheem Sales Company, Inc. | DURASTAR | DR80UHAW1002521SAB | Federally-Regulated Consumer Product | Non-Weatherized, Non-Condensin | 1905 | 266 |  | 01/17/2023 | 70000 | 210727817 | 05/25/2023
Rheem Sales Company, Inc. | DURASTAR | DR96M4AW0402317S | Federally-Regulated Consumer Product | Non-Weatherized, Condensing Ga | 1248 | 250 | 250 | 05/25/2022 | 29623 | 208430141 | 05/25/2023
Rheem Sales Company, Inc. | DURASTAR | DR80UHAT0751421S | Federally-Regulated Consumer Product | Non-Weatherized, Non-Condensin | 1634 | 254 | 254 | 05/25/2022 | 75736 | 208430111 | 05/25/2023
Rheem Sales Company, Inc. | DURASTAR | DR95M4AW0701317S | Federally-Regulated Consumer Product | Non-Weatherized, Condensing Ga | 1166 | 246 |  | 06/24/2022 | 70001 | 208676597 | 05/25/2023
Rheem Sales Company, Inc. | DURASTAR | DR80UHAW0501417NAB | Federally-Regulated Consumer Product | Non-Weatherized, Non-Condensin | 1682 | 256 |  | 04/04/2023 | 50501 | 211873038 | 05/25/2023
Rheem Sales Company, Inc. | DURASTAR | DR96UAT0702317SA | Federally-Regulated Consumer Product | Non-Weatherized, Condensing Ga | 1321 | 253 |  | 03/10/2021 | 49242 | 206720671 | 05/25/2023
Rheem Sales Company, Inc. | DURASTAR | DR80UHAT0501314S | Federally-Regulated Consumer Product | Non-Weatherized, Non-Condensin | 1388 | 243 | 243 | 05/25/2022 | 49660 | 208430109 | 05/25/2023
Rheem Sales Company, Inc. | DURASTAR | DR80UAT0751417SA | Federally-Regulated Consumer Product | Non-Weatherized, Non-Condensin | 1496 | 248 | 248 | 10/28/2020 | 75177 | 205783253 | 05/25/2023
Rheem Sales Company, Inc. | DURASTAR | DR95M4AW0701521S | Federally-Regulated Consumer Product | Non-Weatherized, Condensing Ga | 1835 | 248 |  | 06/24/2022 | 69808 | 208676598 | 05/25/2023
Rheem Sales Company, Inc. | DURASTAR | DR80DAT0501314SA | Federally-Regulated Consumer Product | Non-Weatherized, Non-Condensin | 1223 | 236 |  | 12/01/2021 | 51119 | 206235437 | 05/25/2023
Rheem Sales Company, Inc. | DURASTAR | DR80DZAT1251524S | Federally-Regulated Consumer Product | Non-Weatherized, Non-Condensin | 1835 | 263 | 263 | 05/25/2022 | 124389 | 208430123 | 05/25/2023
Rheem Sales Company, Inc. | DURASTAR | DR80UHAT0501417U | Federally-Regulated Consumer Product | Non-Weatherized, Non-Condensin | 1502 | 248 |  | 06/15/2022 | 50342 | 208486662 | 05/25/2023
Rheem Sales Company, Inc. | DURASTAR | DR80UAT0502314SA | Federally-Regulated Consumer Product | Non-Weatherized, Non-Condensin | 1260 | 183 |  | 12/01/2021 | 35654 | 205783260 | 05/25/2023
Rheem Sales Company, Inc. | DURASTAR | DR96UAT1002521SA | Federally-Regulated Consumer Product | Non-Weatherized, Condensing Ga | 1930 | 280 |  | 03/10/2021 | 69202 | 206720674 | 05/25/2023
Rheem Sales Company, Inc. | DURASTAR | DR96UAT1152524SA | Federally-Regulated Consumer Product | Non-Weatherized, Condensing Ga | 1935 | 280 |  | 09/22/2021 | 78711 | 207430288 | 05/25/2023
Rheem Sales Company, Inc. | DURASTAR | DR80UHAT0501317U | Federally-Regulated Consumer Product | Non-Weatherized, Non-Condensin | 1165 | 233 |  | 06/15/2022 | 49157 | 208486661 | 05/25/2023
Rheem Sales Company, Inc. | DURASTAR | DR96M4AW0602317S | Federally-Regulated Consumer Product | Non-Weatherized, Condensing Ga | 1372 | 255 | 255 | 05/25/2022 | 37932 | 208430142 | 05/25/2023
Rheem Sales Company, Inc. | DURASTAR | DR80DZAT0751521S | Federally-Regulated Consumer Product | Non-Weatherized, Non-Condensin | 1883 | 265 | 265 | 05/25/2022 | 75029 | 208430121 | 05/25/2023
Rheem Sales Company, Inc. | DURASTAR | DR96UAT0852521SA | Federally-Regulated Consumer Product | Non-Weatherized, Condensing Ga | 2115 | 288 |  | 03/10/2021 | 58240 | 206720673 | 05/25/2023
Rheem Sales Company, Inc. | DURASTAR | DR80UHAW1502524N | Federally-Regulated Consumer Product | Non-Weatherized, Non-Condensin | 2092 | 274 | 274 | 05/25/2022 | 104565 | 208430149 | 05/25/2023
Rheem Sales Company, Inc. | DURASTAR | DR80DZAT1001521N | Federally-Regulated Consumer Product | Non-Weatherized, Non-Condensin | 1895 | 265 | 265 | 05/25/2022 | 100302 | 208430127 | 05/25/2023
Rheem Sales Company, Inc. | DURASTAR | DR80UHAT1001521S | Federally-Regulated Consumer Product | Non-Weatherized, Non-Condensin | 1812 | 262 | 262 | 05/25/2022 | 99863 | 208430112 | 05/25/2023
Rheem Sales Company, Inc. | DURASTAR | DR80UHAT0701417U | Federally-Regulated Consumer Product | Non-Weatherized, Non-Condensin | 1823 | 262 |  | 06/15/2022 | 70109 | 208486664 | 05/25/2023
Lennox Industries Inc. | Concord | 80G1UH110CE20** | Federally-Regulated Consumer Product | Non-Weatherized, Non-Condensin | 2053 | 272 |  | 08/26/2020 | 109478 | 202181508 | 05/25/2023
Lennox Industries Inc. | Concord | 95G1UH060BE12X-* | Federally-Regulated Consumer Product | Non-Weatherized, Condensing Ga | 1313 | 253 |  | 11/11/2020 | 60222 | 201981482 | 05/25/2023
Lennox Industries Inc. | Concord | 80G1UH040AE12X-* | Federally-Regulated Consumer Product | Non-Weatherized, Non-Condensin | 1322 | 240 |  | 01/17/2023 | 40067 | 202055385 | 05/25/2023
Lennox Industries Inc. | Concord | 80G2UH090BV16-* | Federally-Regulated Consumer Product | Non-Weatherized, Non-Condensin | 1830 | 263 |  | 10/07/2020 | 56900 | 201692883 | 05/25/2023
Lennox Industries Inc. | Concord | 96G2UH045BE12-* | Federally-Regulated Consumer Product | Non-Weatherized, Condensing Ga | 1332 | 254 |  | 07/21/2022 | 28924 | 209191316 | 05/25/2023
Lennox Industries Inc. | Concord | 96G1UH090CE16-* | Federally-Regulated Consumer Product | Non-Weatherized, Condensing Ga | 1566 | 264 |  | 03/17/2021 | 87748 | 202158081 | 05/25/2023
Lennox Industries Inc. | Concord | 96G1UH110CE20-* | Federally-Regulated Consumer Product | Non-Weatherized, Condensing Ga | 2018 | 284 |  | 10/07/2020 | 110619 | 202160621 | 05/25/2023
Lennox Industries Inc. | Concord | 80G2UH110CE20-* | Federally-Regulated Consumer Product | Non-Weatherized, Non-Condensin | 2048 | 272 |  | 07/31/2021 | 72123 | 207188148 | 05/25/2023
Lennox Industries Inc. | Concord | 80G1UH070AE12L-* | Federally-Regulated Consumer Product | Non-Weatherized, Non-Condensin | 1317 | 240 |  | 11/11/2020 | 65588 | 205126466 | 05/25/2023
Lennox Industries Inc. | Concord | 80G2UH090BE16L-* | Federally-Regulated Consumer Product | Non-Weatherized, Non-Condensin | 1663 | 255 |  | 07/31/2021 | 57278 | 207188143 | 05/25/2023
Lennox Industries Inc. | Concord | 80G2UH070AE12-* | Federally-Regulated Consumer Product | Non-Weatherized, Non-Condensin | 1397 | 243 |  | 07/31/2021 | 43054 | 207188127 | 05/25/2023
Lennox Industries Inc. | Concord | 80G1UH070AE12-* | Federally-Regulated Consumer Product | Non-Weatherized, Non-Condensin | 1317 | 240 |  | 11/11/2020 | 65588 | 204454633 | 05/25/2023
Lennox Industries Inc. | Concord | 80G2UH070AE12L-* | Federally-Regulated Consumer Product | Non-Weatherized, Non-Condensin | 1397 | 243 |  | 07/31/2021 | 43054 | 207188130 | 05/25/2023
Lennox Industries Inc. | Concord | 80G1UH070BE12** | Federally-Regulated Consumer Product | Non-Weatherized, Non-Condensin | 1361 | 242 |  | 11/11/2020 | 65645 | 202181496 | 05/25/2023
Lennox Industries Inc. | Concord | 80G1DF070BE12** | Federally-Regulated Consumer Product | Non-Weatherized, Non-Condensin | 1369 | 242 |  | 10/07/2020 | 66107 | 202181796 | 05/25/2023
Lennox Industries Inc. | Concord | 80G1UH090BE16L-** | Federally-Regulated Consumer Product | Non-Weatherized, Non-Condensin | 1628 | 254 |  | 11/11/2020 | 87272 | 205126583 | 05/25/2023
Lennox Industries Inc. | Concord | 96G1UH110CE16-* | Federally-Regulated Consumer Product | Non-Weatherized, Condensing Ga | 2018 | 284 |  | 10/07/2020 | 110619 | 202158083 | 05/25/2023
Lennox Industries Inc. | Concord | 80G2UH070AV12-* | Federally-Regulated Consumer Product | Non-Weatherized, Non-Condensin | 1394 | 243 |  | 11/11/2020 | 42853 | 201692877 | 05/25/2023
Lennox Industries Inc. | Concord | 80G2UH045AE12-* | Federally-Regulated Consumer Product | Non-Weatherized, Non-Condensin | 1377 | 243 |  | 07/31/2021 | 29164 | 207188122 | 05/25/2023
Lennox Industries Inc. | Concord | 80G1UH045AE12** | Federally-Regulated Consumer Product | Non-Weatherized, Non-Condensin | 1249 | 237 |  | 11/11/2020 | 43950 | 202181492 | 05/25/2023
Lennox Industries Inc. | Concord | 80G1UH070BE12L-** | Federally-Regulated Consumer Product | Non-Weatherized, Non-Condensin | 1361 | 242 |  | 11/11/2020 | 65645 | 205126582 | 05/25/2023
Lennox Industries Inc. | Concord | 96G1UH045BE12-* | Federally-Regulated Consumer Product | Non-Weatherized, Condensing Ga | 1284 | 251 |  | 10/07/2020 | 44162 | 201870452 | 05/25/2023
Lennox Industries Inc. | Concord | 80G1UH100CE20X-* | Federally-Regulated Consumer Product | Non-Weatherized, Non-Condensin | 2162 | 277 |  | 01/17/2023 | 100221 | 202055803 | 05/25/2023
Lennox Industries Inc. | Concord | 80G1UH110CE20L-** | Federally-Regulated Consumer Product | Non-Weatherized, Non-Condensin | 2053 | 272 |  | 08/26/2020 | 109478 | 205126584 | 05/25/2023
Lennox Industries Inc. | Concord | 80G1UH135DE20** | Federally-Regulated Consumer Product | Non-Weatherized, Non-Condensin | 2248 | 281 |  | 11/11/2020 | 132455 | 202181512 | 05/25/2023
Lennox Industries Inc. | Concord | 80G1UH080BE16X-* | Federally-Regulated Consumer Product | Non-Weatherized, Non-Condensin | 1688 | 256 |  | 01/17/2023 | 79662 | 202055799 | 05/25/2023
Lennox Industries Inc. | Concord | 96G2UH070BE12-* | Federally-Regulated Consumer Product | Non-Weatherized, Condensing Ga | 1293 | 252 |  | 07/21/2022 | 42936 | 209191319 | 05/25/2023
Lennox Industries Inc. | Concord | 80G1DF090BE16** | Federally-Regulated Consumer Product | Non-Weatherized, Non-Condensin | 1639 | 254 |  | 11/11/2020 | 87767 | 202181813 | 05/25/2023
Lennox Industries Inc. | Concord | 96G1UH070BE12-* | Federally-Regulated Consumer Product | Non-Weatherized, Condensing Ga | 1298 | 252 |  | 10/07/2020 | 65683 | 201870454 | 05/25/2023
Lennox Industries Inc. | Concord | 80G1UH090BE16** | Federally-Regulated Consumer Product | Non-Weatherized, Non-Condensin | 1628 | 254 |  | 11/11/2020 | 87272 | 202181500 | 05/25/2023
Lennox Industries Inc. | Concord | 95G1UH080CE16X-* | Federally-Regulated Consumer Product | Non-Weatherized, Condensing Ga | 1573 | 264 |  | 10/07/2020 | 60222 | 201870470 | 05/25/2023
Lennox Industries Inc. | Concord | 96G1UH135DE20-* | Federally-Regulated Consumer Product | Non-Weatherized, Condensing Ga | 2388 | 300 |  | 07/21/2022 | 132320 | 209191314 | 05/25/2023
Lennox Industries Inc. | Concord | 80G2UH110CE20L-* | Federally-Regulated Consumer Product | Non-Weatherized, Non-Condensin | 2048 | 272 |  | 07/31/2021 | 72123 | 207188151 | 05/25/2023
Lennox Industries Inc. | Concord | 80G1DF070AE12-** | Federally-Regulated Consumer Product | Non-Weatherized, Non-Condensin | 1312 | 240 |  | 10/07/2020 | 66105 | 204454904 | 05/25/2023
Lennox Industries Inc. | Concord | 96G2DF070BE16-* | Federally-Regulated Consumer Product | Non-Weatherized, Condensing Ga | 1638 | 267 |  | 07/21/2022 | 43233 | 209191306 | 05/25/2023
Lennox Industries Inc. | Concord | 80G1UH090CE20** | Federally-Regulated Consumer Product | Non-Weatherized, Non-Condensin | 2081 | 274 |  | 10/07/2020 | 87931 | 202181504 | 05/25/2023
Lennox Industries Inc. | Concord | 80G1UH045AE12L-** | Federally-Regulated Consumer Product | Non-Weatherized, Non-Condensin | 1249 | 237 |  | 11/11/2020 | 43950 | 205126626 | 05/25/2023
Lennox Industries Inc. | Concord | 80G2UH110CE16-* | Federally-Regulated Consumer Product | Non-Weatherized, Non-Condensin | 1658 | 255 |  | 07/31/2021 | 72173 | 207188156 | 05/25/2023
Lennox Industries Inc. | Concord | 80G1DF110CE20** | Federally-Regulated Consumer Product | Non-Weatherized, Non-Condensin | 2147 | 276 |  | 11/11/2020 | 111057 | 202181828 | 05/25/2023
Lennox Industries Inc. | Concord | 80G1DF045AE12** | Federally-Regulated Consumer Product | Non-Weatherized, Non-Condensin | 1233 | 236 |  | 11/11/2020 | 44020 | 202181784 | 05/25/2023
Lennox Industries Inc. | Concord | 80G2UH110CV20-* | Federally-Regulated Consumer Product | Non-Weatherized, Non-Condensin | 2330 | 285 |  | 03/17/2021 | 71206 | 201692889 | 05/25/2023
Lennox Industries Inc. | Concord | 96G2UH090CE16-* | Federally-Regulated Consumer Product | Non-Weatherized, Condensing Ga | 1593 | 265 |  | 07/21/2022 | 57310 | 209191321 | 05/25/2023
Lennox Industries Inc. | Concord | 80G2UH090BE12-* | Federally-Regulated Consumer Product | Non-Weatherized, Non-Condensin | 1476 | 247 |  | 07/31/2021 | 57525 | 207188135 | 05/25/2023
Lennox Industries Inc. | Concord | 96G2UH110CE20-* | Federally-Regulated Consumer Product | Non-Weatherized, Condensing Ga | 1970 | 282 |  | 07/21/2022 | 72043 | 209191323 | 05/25/2023
Lennox Industries Inc. | Concord | 96G1DF110CE20-* | Federally-Regulated Consumer Product | Non-Weatherized, Condensing Ga | 2033 | 284 |  | 07/21/2022 | 111365 | 209191312 | 05/25/2023
Lennox Industries Inc. | Concord | 96G2DF110CE20-* | Federally-Regulated Consumer Product | Non-Weatherized, Condensing Ga | 2109 | 288 |  | 07/21/2022 | 71791 | 209191310 | 05/25/2023
Lennox Industries Inc. | Concord | 80G2UH090BE16-* | Federally-Regulated Consumer Product | Non-Weatherized, Non-Condensin | 1663 | 255 |  | 07/31/2021 | 57278 | 207188140 | 05/25/2023
Lennox Industries Inc. | Concord | 80G2DF070AE12-* | Federally-Regulated Consumer Product | Non-Weatherized, Non-Condensin | 1328 | 240 |  | 07/31/2021 | 43102 | 207188483 | 05/25/2023
Lennox Industries Inc. | Concord | 95G1UH040BE12X-* | Federally-Regulated Consumer Product | Non-Weatherized, Condensing Ga | 1288 | 252 |  | 10/07/2020 | 40446 | 201870466 | 05/25/2023
Lennox Industries Inc. | Concord | 80G1UH060AE12X-* | Federally-Regulated Consumer Product | Non-Weatherized, Non-Condensin | 1277 | 238 |  | 01/17/2023 | 59863 | 202055545 | 05/25/2023
Lennox Industries Inc. | Concord | 95G1UH100CE20X-* | Federally-Regulated Consumer Product | Non-Weatherized, Condensing Ga | 1957 | 281 |  | 10/07/2020 | 80908 | 201870472 | 05/25/2023
Lennox Industries Inc. | Concord | 96G2DF045BE12-* | Federally-Regulated Consumer Product | Non-Weatherized, Condensing Ga | 1241 | 250 |  | 07/21/2022 | 29295 | 209191304 | 05/25/2023
Lennox Industries Inc. | Concord | 96G2DF090CE16-* | Federally-Regulated Consumer Product | Non-Weatherized, Condensing Ga | 1608 | 266 |  | 07/21/2022 | 57408 | 209191308 | 05/25/2023
Lennox Industries Inc. | Concord | 80G2DF090BE16-* | Federally-Regulated Consumer Product | Non-Weatherized, Non-Condensin | 1614 | 253 |  | 07/31/2021 | 57301 | 207188117 | 05/25/2023
Lennox Industries Inc. | Concord | 96G1UH090BE16-* | Federally-Regulated Consumer Product | Non-Weatherized, Condensing Ga | 1566 | 264 |  | 10/07/2020 | 87748 | 201870456 | 05/25/2023
Lennox Industries Inc. | Concord | 96G1UH110BE20-* | Federally-Regulated Consumer Product | Non-Weatherized, Condensing Ga | 2018 | 284 |  | 05/26/2021 | 110619 | 201870458 | 05/25/2023
Nordyne, LLC | Nutone | KG7TE-080D-E35CP | Federally-Regulated Consumer Product | Non-Weatherized, Condensing Ga | 1764 | 273 |  | 05/25/2023 | 52933 | 207456185 | 05/25/2023
Nordyne, LLC | Nutone | FG7TC-120*-E45DP | Federally-Regulated Consumer Product | Non-Weatherized, Condensing Ga | 2160 | 290 |  | 05/25/2023 | 77603 | 207769472 | 05/25/2023
Nordyne, LLC | Nutone | KG7TA-100C-E35C1 | Federally-Regulated Consumer Product | Non-Weatherized, Non-Condensin | 1668 | 255 |  | 05/25/2023 | 63969 | 204036804 | 05/25/2023
Nordyne, LLC | Nutone | KG7TC-100D-E35CP | Federally-Regulated Consumer Product | Non-Weatherized, Condensing Ga | 1763 | 273 |  | 05/25/2023 | 64473 | 207456130 | 05/25/2023
Nordyne, LLC | Nutone | R8GE-024K072C1 | Federally-Regulated Consumer Product | Weatherized Non-Condensing Gas | 1280 | 255 |  | 05/25/2023 | 71272 | 204040777 | 05/25/2023
Nordyne, LLC | Nutone | R8GE-X60K096C1 | Federally-Regulated Consumer Product | Weatherized Non-Condensing Gas | 2028 | 288 |  | 05/25/2023 | 94398 | 204093442 | 05/25/2023
Nordyne, LLC | Nutone | KG7TC-060D-E24BP | Federally-Regulated Consumer Product | Non-Weatherized, Condensing Ga | 1222 | 249 |  | 05/25/2023 | 39014 | 207456110 | 05/25/2023
Nordyne, LLC | Nutone | FG7TA-080C-V24B1 | Federally-Regulated Consumer Product | Non-Weatherized, Non-Condensin | 1277 | 238 |  | 05/25/2023 | 52213 | 204037036 | 05/25/2023
Nordyne, LLC | Nutone | FG7TA-080C-V24BP | Federally-Regulated Consumer Product | Non-Weatherized, Non-Condensin | 1277 | 238 |  | 05/25/2023 | 52213 | 207455926 | 05/25/2023
Nordyne, LLC | Nutone | FG7TN-100D-V35CP | Federally-Regulated Consumer Product | Non-Weatherized, Condensing Ga | 2208 | 292 |  | 05/25/2023 | 64085 | 207456311 | 05/25/2023
Nordyne, LLC | Nutone | KG7TA-080C-E24B1 | Federally-Regulated Consumer Product | Non-Weatherized, Non-Condensin | 1277 | 238 |  | 05/25/2023 | 52213 | 204036796 | 05/25/2023
Nordyne, LLC | Nutone | R8GE-036K072C1 | Federally-Regulated Consumer Product | Weatherized Non-Condensing Gas | 1349 | 258 |  | 05/25/2023 | 72437 | 204093433 | 05/25/2023
Nordyne, LLC | Nutone | KG7SA-072C-T35CP | Federally-Regulated Consumer Product | Non-Weatherized, Non-Condensin | 1719 | 257 |  | 05/25/2023 | 73962 | 207456051 | 05/25/2023
Nordyne, LLC | Nutone | FG7SK-108C-T35CP | Federally-Regulated Consumer Product | Non-Weatherized, Non-Condensin | 2216 | 280 |  | 05/25/2023 | 109081 | 207456039 | 05/25/2023
Nordyne, LLC | Nutone | R8GE-X60K120C1 | Federally-Regulated Consumer Product | Weatherized Non-Condensing Gas | 2073 | 290 |  | 05/25/2023 | 119379 | 204040801 | 05/25/2023
Nordyne, LLC | Nutone | R8GE-030K072C1 | Federally-Regulated Consumer Product | Weatherized Non-Condensing Gas | 1280 | 255 |  | 05/25/2023 | 71272 | 204040789 | 05/25/2023
Nordyne, LLC | Nutone | KG7TN-100D-E35CP | Federally-Regulated Consumer Product | Non-Weatherized, Condensing Ga | 1711 | 270 |  | 05/25/2023 | 65214 | 207456162 | 05/25/2023
Nordyne, LLC | Nutone | FG7TC-100D-V35CP | Federally-Regulated Consumer Product | Non-Weatherized, Condensing Ga | 1826 | 275 |  | 05/25/2023 | 64473 | 207456135 | 05/25/2023
Nordyne, LLC | Nutone | FG7SC-072D-T24BP | Federally-Regulated Consumer Product | Non-Weatherized, Condensing Ga | 1603 | 266 |  | 05/25/2023 | 71640 | 207455960 | 05/25/2023
Nordyne, LLC | Nutone | KG7TA-080C-E24BP | Federally-Regulated Consumer Product | Non-Weatherized, Non-Condensin | 1277 | 238 |  | 05/25/2023 | 52213 | 207455917 | 05/25/2023
Nordyne, LLC | Nutone | KG7TE-060D-E24BP | Federally-Regulated Consumer Product | Non-Weatherized, Condensing Ga | 1315 | 252 |  | 05/25/2023 | 38212 | 207456238 | 05/25/2023
Nordyne, LLC | Nutone | KG7TC-120D-E45DP | Federally-Regulated Consumer Product | Non-Weatherized, Condensing Ga | 2160 | 290 |  | 05/25/2023 | 77603 | 207456139 | 05/25/2023
Johnson Controls, Inc. | YORK BY JOHNSON CONTROLS | TM8E100C16MP11 | Federally-Regulated Consumer Product | Non-Weatherized, Non-Condensin | 1717 | 252 |  | 05/11/2023 | 99043 | 203324326 | 05/25/2023
Johnson Controls, Inc. | YORK BY JOHNSON CONTROLS | YPLC080B12MP13 | Federally-Regulated Consumer Product | Non-Weatherized, Non-Condensin | 1599 | 247 | 252.356 | 10/09/2019 |  |  | 05/25/2023
Johnson Controls, Inc. | YORK BY JOHNSON CONTROLS | Y81E120C16LMPS1 | Federally-Regulated Consumer Product | Non-Weatherized, Non-Condensin | 2014 | 269 |  | 04/18/2023 | 120343 | 211900218 | 05/25/2023
Johnson Controls, Inc. | YORK BY JOHNSON CONTROLS | TMLE080B12MP11 | Federally-Regulated Consumer Product | Non-Weatherized, Non-Condensin | 1311 | 235 |  | 05/11/2023 | 79634 | 203489603 | 05/25/2023
Johnson Controls, Inc. | YORK BY JOHNSON CONTROLS | PCG6A360752X4 | Federally-Regulated Consumer Product | Weatherized Non-Condensing Gas | 1641 | 270 |  | 05/18/2022 | 49680 | 206168411 | 05/25/2023
Johnson Controls, Inc. | YORK BY JOHNSON CONTROLS | ZE048*07A1******** | Federally-Regulated Consumer Product | Weatherized Non-Condensing Gas | 2163 | 294 | 294.172 | 10/09/2019 |  |  | 05/25/2023
Johnson Controls, Inc. | YORK BY JOHNSON CONTROLS | Y81E040A12SMPS1 | Federally-Regulated Consumer Product | Non-Weatherized, Non-Condensin | 1353 | 240 |  | 04/18/2023 | 40218 | 211900149 | 05/25/2023
Johnson Controls, Inc. | YORK BY JOHNSON CONTROLS | PCG4B600652X4 | Federally-Regulated Consumer Product | Weatherized Non-Condensing Gas | 2322 | 300 |  | 02/09/2022 | 64850 | 206077566 | 05/25/2023
Johnson Controls, Inc. | YORK BY JOHNSON CONTROLS | TM8E100C20MP11 | Federally-Regulated Consumer Product | Non-Weatherized, Non-Condensin | 2196 | 273 |  | 03/09/2023 | 99867 | 203324327 | 05/25/2023
Johnson Controls, Inc. | YORK BY JOHNSON CONTROLS | PHG4B601252X4 | Federally-Regulated Consumer Product | Weatherized Non-Condensing Gas | 2272 | 297 |  | 08/18/2022 | 124490 | 206338278 | 05/25/2023
Johnson Controls, Inc. | YORK BY JOHNSON CONTROLS | PCG6B601252X4 | Federally-Regulated Consumer Product | Weatherized Non-Condensing Gas | 1949 | 283 |  | 05/18/2022 | 82720 | 206136991 | 05/25/2023
Johnson Controls, Inc. | YORK BY JOHNSON CONTROLS | Y81E080C20SMPS1 | Federally-Regulated Consumer Product | Non-Weatherized, Non-Condensin | 1904 | 264 |  | 04/18/2023 | 79768 | 211900153 | 05/25/2023
Johnson Controls, Inc. | YORK BY JOHNSON CONTROLS | YPLC100C20MP13 | Federally-Regulated Consumer Product | Non-Weatherized, Non-Condensin | 2229 | 274 |  | 12/01/2021 | 48317 | 10533817 | 05/25/2023
Johnson Controls, Inc. | YORK BY JOHNSON CONTROLS | TM9E080C16MP12 | Federally-Regulated Consumer Product | Non-Weatherized, Condensing Ga | 1641 | 262 | 267.204 | 10/09/2019 |  |  | 05/25/2023
Johnson Controls, Inc. | YORK BY JOHNSON CONTROLS | Y81E060A12SMPS1 | Federally-Regulated Consumer Product | Non-Weatherized, Non-Condensin | 1336 | 240 |  | 04/18/2023 | 60538 | 211900150 | 05/25/2023
Johnson Controls, Inc. | YORK BY JOHNSON CONTROLS | Y81E100C16LMPS1 | Federally-Regulated Consumer Product | Non-Weatherized, Non-Condensin | 1748 | 258 |  | 04/18/2023 | 101093 | 211900216 | 05/25/2023
Johnson Controls, Inc. | YORK BY JOHNSON CONTROLS | YPLC100C16MP13 | Federally-Regulated Consumer Product | Non-Weatherized, Non-Condensin | 1706 | 252 | 257.064 | 10/09/2019 |  |  | 05/25/2023
Johnson Controls, Inc. | YORK BY JOHNSON CONTROLS | TM8E100B12MP11 | Federally-Regulated Consumer Product | Non-Weatherized, Non-Condensin | 1560 | 246 |  | 05/11/2023 | 100501 | 203324325 | 05/25/2023
Johnson Controls, Inc. | YORK BY JOHNSON CONTROLS | TM9V040A10MP12 | Federally-Regulated Consumer Product | Non-Weatherized, Condensing Ga | 1083 | 238 | 242.652 | 10/09/2019 |  |  | 05/25/2023
Johnson Controls, Inc. | YORK BY JOHNSON CONTROLS | TMLE130D20MP11 | Federally-Regulated Consumer Product | Non-Weatherized, Non-Condensin | 2178 | 272 |  | 05/11/2023 | 130606 | 203489651 | 05/25/2023
Johnson Controls, Inc. | YORK BY JOHNSON CONTROLS | Y81E120C20LMPS1 | Federally-Regulated Consumer Product | Non-Weatherized, Non-Condensin | 1968 | 267 |  | 04/18/2023 | 119627 | 211900219 | 05/25/2023
Johnson Controls, Inc. | YORK BY JOHNSON CONTROLS | TM9Y100C16MP11 | Federally-Regulated Consumer Product | Non-Weatherized, Condensing Ga | 1497 | 256 |  | 12/01/2021 | 64620 | 8412960 | 05/25/2023
Johnson Controls, Inc. | YORK BY JOHNSON CONTROLS | TPLC080C16MP13 | Federally-Regulated Consumer Product | Non-Weatherized, Non-Condensin | 1657 | 250 | 254.908 | 10/09/2019 |  |  | 05/25/2023
Johnson Controls, Inc. | YORK BY JOHNSON CONTROLS | PHG4B481252X4 | Federally-Regulated Consumer Product | Weatherized Non-Condensing Gas | 2057 | 288 |  | 08/18/2022 | 125500 | 206338271 | 05/25/2023
Johnson Controls, Inc. | YORK BY JOHNSON CONTROLS | TM8Y100C20MP11 | Federally-Regulated Consumer Product | Non-Weatherized, Non-Condensin | 2060 | 267 |  | 12/01/2021 | 65024 | 8412951 | 05/25/2023
Johnson Controls, Inc. | YORK BY JOHNSON CONTROLS | TM8Y080B12MP11 | Federally-Regulated Consumer Product | Non-Weatherized, Non-Condensin | 1373 | 238 |  | 12/01/2021 | 52180 | 8412949 | 05/25/2023
Johnson Controls, Inc. | YORK BY JOHNSON CONTROLS | Y81E120C16SMPS1 | Federally-Regulated Consumer Product | Non-Weatherized, Non-Condensin | 2014 | 269 |  | 04/18/2023 | 120343 | 211900157 | 05/25/2023
Johnson Controls, Inc. | YORK BY JOHNSON CONTROLS | TMLE120C20MP11 | Federally-Regulated Consumer Product | Non-Weatherized, Non-Condensin | 2201 | 273 |  | 05/11/2023 | 119730 | 203489645 | 05/25/2023
Johnson Controls, Inc. | YORK BY JOHNSON CONTROLS | TM9E060A10MP12 | Federally-Regulated Consumer Product | Non-Weatherized, Condensing Ga | 1353 | 249 | 254.532 | 10/09/2019 |  |  | 05/25/2023
Johnson Controls, Inc. | YORK BY JOHNSON CONTROLS | TMLE080C20MP11 | Federally-Regulated Consumer Product | Non-Weatherized, Non-Condensin | 2104 | 269 |  | 05/11/2023 | 80073 | 203489615 | 05/25/2023
Johnson Controls, Inc. | YORK BY JOHNSON CONTROLS | PCG6B600652X4 | Federally-Regulated Consumer Product | Weatherized Non-Condensing Gas | 2129 | 291 |  | 05/18/2022 | 43020 | 206136977 | 05/25/2023
Johnson Controls, Inc. | YORK BY JOHNSON CONTROLS | TL8E060A12UH11 | Federally-Regulated Consumer Product | Non-Weatherized, Non-Condensin | 1182 | 229 |  | 03/09/2023 | 60391 | 204463264 | 05/25/2023
Johnson Controls, Inc. | YORK BY JOHNSON CONTROLS | TMLE060A12MP11 | Federally-Regulated Consumer Product | Non-Weatherized, Non-Condensin | 1311 | 235 |  | 05/11/2023 | 60267 | 203489597 | 05/25/2023
Johnson Controls, Inc. | YORK BY JOHNSON CONTROLS | Y81E100C20LMPS1 | Federally-Regulated Consumer Product | Non-Weatherized, Non-Condensin | 1937 | 266 |  | 04/18/2023 | 99769 | 211900217 | 05/25/2023
Johnson Controls, Inc. | YORK BY JOHNSON CONTROLS | PCG4A300502X4 | Federally-Regulated Consumer Product | Weatherized Non-Condensing Gas | 1205 | 251 |  | 08/18/2022 | 50202 | 206077379 | 05/25/2023
Johnson Controls, Inc. | YORK BY JOHNSON CONTROLS | PCG6B481002X4 | Federally-Regulated Consumer Product | Weatherized Non-Condensing Gas | 1847 | 279 |  | 05/18/2022 | 64960 | 206136963 | 05/25/2023
Johnson Controls, Inc. | YORK BY JOHNSON CONTROLS | Y81E100C16SMPS1 | Federally-Regulated Consumer Product | Non-Weatherized, Non-Condensin | 1748 | 258 |  | 04/18/2023 | 101093 | 211900155 | 05/25/2023
Johnson Controls, Inc. | YORK BY JOHNSON CONTROLS | TMLE100B12MP11 | Federally-Regulated Consumer Product | Non-Weatherized, Non-Condensin | 1560 | 246 |  | 05/11/2023 | 100501 | 203489621 | 05/25/2023
Johnson Controls, Inc. | YORK BY JOHNSON CONTROLS | PCG4A360502L1 | Federally-Regulated Consumer Product | Weatherized Non-Condensing Gas | 1495 | 263 |  | 02/09/2022 | 50177 | 205962804 | 05/25/2023
Johnson Controls, Inc. | YORK BY JOHNSON CONTROLS | TMLE040A12MP11 | Federally-Regulated Consumer Product | Non-Weatherized, Non-Condensin | 1303 | 235 |  | 05/11/2023 | 39958 | 203489591 | 05/25/2023
Johnson Controls, Inc. | YORK BY JOHNSON CONTROLS | YP9C080B12MP13 | Federally-Regulated Consumer Product | Non-Weatherized, Condensing Ga | 1425 | 253 |  | 06/15/2022 | 30285 | 10533808 | 05/25/2023
Johnson Controls, Inc. | YORK BY JOHNSON CONTROLS | YP9C060B12MP13 | Federally-Regulated Consumer Product | Non-Weatherized, Condensing Ga | 1359 | 250 | 254.796 | 10/09/2019 |  |  | 05/25/2023
Johnson Controls, Inc. | YORK BY JOHNSON CONTROLS | PHG4B481002X4 | Federally-Regulated Consumer Product | Weatherized Non-Condensing Gas | 1939 | 283 |  | 08/18/2022 | 100440 | 206338264 | 05/25/2023
Johnson Controls, Inc. | YORK BY JOHNSON CONTROLS | Y81E100B12LMPS1 | Federally-Regulated Consumer Product | Non-Weatherized, Non-Condensin | 1557 | 249 |  | 04/18/2023 | 100520 | 211900215 | 05/25/2023
Johnson Controls, Inc. | YORK BY JOHNSON CONTROLS | YPLC120C20MP13 | Federally-Regulated Consumer Product | Non-Weatherized, Non-Condensin | 2162 | 272 | 277.128 | 10/09/2019 |  |  | 05/25/2023
Johnson Controls, Inc. | YORK BY JOHNSON CONTROLS | TM9V100C20MP12 | Federally-Regulated Consumer Product | Non-Weatherized, Condensing Ga | 2239 | 288 | 293.516 | 10/09/2019 |  |  | 05/25/2023
Johnson Controls, Inc. | YORK BY JOHNSON CONTROLS | J05ZE*10A1******** | Federally-Regulated Consumer Product | Weatherized Non-Condensing Gas | 2253 | 298 |  | 12/01/2021 | 100000 | 203975795 | 05/25/2023
Johnson Controls, Inc. | YORK BY JOHNSON CONTROLS | TM9V080B12MP12 | Federally-Regulated Consumer Product | Non-Weatherized, Condensing Ga | 1299 | 247 | 252.156 | 10/09/2019 |  |  | 05/25/2023
Johnson Controls, Inc. | YORK BY JOHNSON CONTROLS | TM8Y120C20MP11 | Federally-Regulated Consumer Product | Non-Weatherized, Non-Condensin | 1967 | 263 |  | 12/01/2021 | 78553 | 8412952 | 05/25/2023
Johnson Controls, Inc. | YORK BY JOHNSON CONTROLS | TM8E080C20MP11 | Federally-Regulated Consumer Product | Non-Weatherized, Non-Condensin | 2104 | 269 |  | 05/11/2023 | 80073 | 203324324 | 05/25/2023
Johnson Controls, Inc. | YORK BY JOHNSON CONTROLS | PHG4B420652X4 | Federally-Regulated Consumer Product | Weatherized Non-Condensing Gas | 1679 | 272 |  | 02/09/2022 | 65170 | 206338250 | 05/25/2023
Johnson Controls, Inc. | YORK BY JOHNSON CONTROLS | YP9C100C20MP13 | Federally-Regulated Consumer Product | Non-Weatherized, Condensing Ga | 2115 | 282 | 288.06 | 10/09/2019 |  |  | 05/25/2023
Johnson Controls, Inc. | YORK BY JOHNSON CONTROLS | TMLE100C20MP11 | Federally-Regulated Consumer Product | Non-Weatherized, Non-Condensin | 2201 | 273 |  | 05/11/2023 | 99043 | 203489633 | 05/25/2023
Johnson Controls, Inc. | YORK BY JOHNSON CONTROLS | YPLC060A12MP13 | Federally-Regulated Consumer Product | Non-Weatherized, Non-Condensin | 1330 | 236 |  | 12/01/2021 | 30082 | 10533813 | 05/25/2023
Johnson Controls, Inc. | YORK BY JOHNSON CONTROLS | ZE060*10A1******** | Federally-Regulated Consumer Product | Weatherized Non-Condensing Gas | 2253 | 298 |  | 12/01/2021 | 100000 | 203975755 | 05/25/2023
Johnson Controls, Inc. | YORK BY JOHNSON CONTROLS | TM9E060B12MP12 | Federally-Regulated Consumer Product | Non-Weatherized, Condensing Ga | 1333 | 249 | 253.652 | 10/09/2019 |  |  | 05/25/2023
Johnson Controls, Inc. | YORK BY JOHNSON CONTROLS | Y81E080C20LMPS1 | Federally-Regulated Consumer Product | Non-Weatherized, Non-Condensin | 1904 | 264 |  | 04/18/2023 | 79768 | 211900214 | 05/25/2023
Johnson Controls, Inc. | YORK BY JOHNSON CONTROLS | YP9C120D20MP13 | Federally-Regulated Consumer Product | Non-Weatherized, Condensing Ga | 2141 | 283 | 289.204 | 10/09/2019 |  |  | 05/25/2023
Johnson Controls, Inc. | YORK BY JOHNSON CONTROLS | TP9C080C16MP13 | Federally-Regulated Consumer Product | Non-Weatherized, Condensing Ga | 1794 | 268 | 273.936 | 10/09/2019 |  |  | 05/25/2023
Johnson Controls, Inc. | YORK BY JOHNSON CONTROLS | TMLE100C16MP11 | Federally-Regulated Consumer Product | Non-Weatherized, Non-Condensin | 1717 | 252 |  | 05/11/2023 | 99043 | 203489627 | 05/25/2023
Johnson Controls, Inc. | YORK BY JOHNSON CONTROLS | TM8V100C20MP12 | Federally-Regulated Consumer Product | Non-Weatherized, Non-Condensin | 2291 | 277 |  | 12/01/2021 | 65187 | 10533782 | 05/25/2023
Carrier Corp. - Indianapolis | Maratherm | R95ESN0601412A**D | Federally-Regulated Consumer Product | Mobile Home Non-Weatherized, C | 1176 | 247 |  | 05/25/2023 | 59961 | 203924711 | 05/25/2023
Carrier Corp. - Indianapolis | Maratherm | R80ESL0902420A | Federally-Regulated Consumer Product | Non-Weatherized, Non-Condensin | 1987 | 269 |  | 05/25/2023 | 88320 | 203360117 | 05/25/2023
Carrier Corp. - Indianapolis | Maratherm | R96MSN0802120A**D | Federally-Regulated Consumer Product | Mobile Home Non-Weatherized, C | 2169 | 290 |  | 05/25/2023 | 79638 | 211779612 | 05/25/2023
Carrier Corp. - Indianapolis | Maratherm | R92MSN1002120A* | Federally-Regulated Consumer Product | Mobile Home Non-Weatherized, C | 1931 | 280 |  | 05/25/2023 | 100411 | 211779044 | 05/25/2023
Carrier Corp. - Indianapolis | Maratherm | R95MSU0401712A | Federally-Regulated Consumer Product | Non-Weatherized, Condensing Ga | 1244 | 250 |  | 05/25/2023 | 40132 | 211781337 | 05/25/2023
Carrier Corp. - Indianapolis | Maratherm | R92ESN0801716A | Federally-Regulated Consumer Product | Non-Weatherized, Condensing Ga | 1390 | 256 |  | 05/25/2023 | 79599 | 203359951 | 05/25/2023
Carrier Corp. - Indianapolis | Maratherm | R80MSU1002120A | Federally-Regulated Consumer Product | Non-Weatherized, Non-Condensin | 2444 | 290 |  | 05/25/2023 | 99795 | 211781267 | 05/25/2023
Carrier Corp. - Indianapolis | Maratherm | R96MSN0801716A | Federally-Regulated Consumer Product | Non-Weatherized, Condensing Ga | 1671 | 269 |  | 05/25/2023 | 79335 | 211780751 | 05/25/2023
Carrier Corp. - Indianapolis | Maratherm | R92MSN0801716A | Federally-Regulated Consumer Product | Non-Weatherized, Condensing Ga | 1845 | 276 |  | 05/25/2023 | 80520 | 211779041 | 05/25/2023
Carrier Corp. - Indianapolis | Maratherm | R95ESN0261410A*D | Federally-Regulated Consumer Product | Non-Weatherized, Condensing Ga | 890 | 234 |  | 05/25/2023 | 26050 | 203360565 | 05/25/2023
Carrier Corp. - Indianapolis | Maratherm | R96MSN0802120A*D | Federally-Regulated Consumer Product | Non-Weatherized, Condensing Ga | 2169 | 290 |  | 05/25/2023 | 79638 | 211779614 | 05/25/2023
Carrier Corp. - Indianapolis | Maratherm | R96MSN1202422A*D | Federally-Regulated Consumer Product | Non-Weatherized, Condensing Ga | 2308 | 297 |  | 05/25/2023 | 119661 | 211779630 | 05/25/2023
Carrier Corp. - Indianapolis | Maratherm | R92MSN0401412A | Federally-Regulated Consumer Product | Non-Weatherized, Condensing Ga | 1089 | 243 |  | 05/25/2023 | 39846 | 211779037 | 05/25/2023
Carrier Corp. - Indianapolis | Maratherm | R96MSN0601716A | Federally-Regulated Consumer Product | Non-Weatherized, Condensing Ga | 1611 | 266 |  | 05/25/2023 | 59946 | 211779596 | 05/25/2023
Carrier Corp. - Indianapolis | Maratherm | R92ESN0801716A* | Federally-Regulated Consumer Product | Mobile Home Non-Weatherized, C | 1390 | 256 |  | 05/25/2023 | 79599 | 203359953 | 05/25/2023
Carrier Corp. - Indianapolis | Maratherm | R92ESN1002120A* | Federally-Regulated Consumer Product | Mobile Home Non-Weatherized, C | 1821 | 275 |  | 05/25/2023 | 99460 | 203359959 | 05/25/2023
Carrier Corp. - Indianapolis | Maratherm | R92ESN0401712A* | Federally-Regulated Consumer Product | Mobile Home Non-Weatherized, C | 1024 | 240 |  | 05/25/2023 | 39894 | 203359943 | 05/25/2023
Carrier Corp. - Indianapolis | Maratherm | R95ESN1202422A**D | Federally-Regulated Consumer Product | Mobile Home Non-Weatherized, C | 2161 | 290 |  | 05/25/2023 | 119834 | 203360767 | 05/25/2023
Carrier Corp. - Indianapolis | Maratherm | R96MSN0401712A**D | Federally-Regulated Consumer Product | Mobile Home Non-Weatherized, C | 1097 | 243 |  | 05/25/2023 | 40216 | 211779592 | 05/25/2023
Carrier Corp. - Indianapolis | Maratherm | R96MSN0401410A* | Federally-Regulated Consumer Product | Mobile Home Non-Weatherized, C | 1017 | 240 |  | 05/25/2023 | 40102 | 211779582 | 05/25/2023
Carrier Corp. - Indianapolis | Maratherm | R80MSN0701716A | Federally-Regulated Consumer Product | Non-Weatherized, Non-Condensin | 1776 | 260 |  | 05/25/2023 | 65952 | 211780362 | 05/25/2023
Carrier Corp. - Indianapolis | Maratherm | R95ESN1002120A* | Federally-Regulated Consumer Product | Mobile Home Non-Weatherized, C | 2102 | 287 |  | 05/25/2023 | 99999 | 203360760 | 05/25/2023
Carrier Corp. - Indianapolis | Maratherm | R95ESU0401712A | Federally-Regulated Consumer Product | Non-Weatherized, Condensing Ga | 1165 | 196 |  | 05/25/2023 | 40027 | 205645649 | 05/25/2023
Carrier Corp. - Indianapolis | Maratherm | R92MSN0601714A | Federally-Regulated Consumer Product | Non-Weatherized, Condensing Ga | 1381 | 256 |  | 05/25/2023 | 60143 | 211779039 | 05/25/2023
Carrier Corp. - Indianapolis | Maratherm | R96MSN1002120A**D | Federally-Regulated Consumer Product | Mobile Home Non-Weatherized, C | 2215 | 292 |  | 05/25/2023 | 99728 | 211779620 | 05/25/2023
Carrier Corp. - Indianapolis | Maratherm | R80MSU0401712A | Federally-Regulated Consumer Product | Non-Weatherized, Non-Condensin | 1440 | 245 |  | 05/25/2023 | 40185 | 211781252 | 05/25/2023
Carrier Corp. - Indianapolis | Maratherm | R92ESN0601412A* | Federally-Regulated Consumer Product | Mobile Home Non-Weatherized, C | 945 | 237 |  | 05/25/2023 | 59375 | 203359946 | 05/25/2023
Carrier Corp. - Indianapolis | Maratherm | R80ESL0451712A | Federally-Regulated Consumer Product | Non-Weatherized, Non-Condensin | 1206 | 235 |  | 05/25/2023 | 44058 | 203360110 | 05/25/2023
Carrier Corp. - Indianapolis | Maratherm | R96MSN0401410A**D | Federally-Regulated Consumer Product | Mobile Home Non-Weatherized, C | 1017 | 240 |  | 05/25/2023 | 40102 | 211779584 | 05/25/2023
Carrier Corp. - Indianapolis | Maratherm | R80MSU0601716A | Federally-Regulated Consumer Product | Non-Weatherized, Non-Condensin | 1955 | 268 |  | 05/25/2023 | 60649 | 211781380 | 05/25/2023
Carrier Corp. - Indianapolis | Maratherm | R92ESN0401410A | Federally-Regulated Consumer Product | Non-Weatherized, Condensing Ga | 981 | 238 |  | 05/25/2023 | 40102 | 203359938 | 05/25/2023
Carrier Corp. - Indianapolis | Maratherm | R95MSU0802120A | Federally-Regulated Consumer Product | Non-Weatherized, Condensing Ga | 2132 | 289 |  | 05/25/2023 | 80309 | 211781339 | 05/25/2023
Carrier Corp. - Indianapolis | Maratherm | R96MSN0802120A | Federally-Regulated Consumer Product | Non-Weatherized, Condensing Ga | 2169 | 290 |  | 05/25/2023 | 79638 | 211779608 | 05/25/2023
Carrier Corp. - Indianapolis | Maratherm | R80ESN1352420A | Federally-Regulated Consumer Product | Non-Weatherized, Non-Condensin | 1887 | 265 |  | 05/25/2023 | 131482 | 203360842 | 05/25/2023
Carrier Corp. - Indianapolis | Maratherm | R80MSL0701412A* | Federally-Regulated Consumer Product | Non-Weatherized, Non-Condensin | 1170 | 233 |  | 05/25/2023 | 65912 | 211780243 | 05/25/2023
Carrier Corp. - Indianapolis | Maratherm | R96MSN0801716A* | Federally-Regulated Consumer Product | Mobile Home Non-Weatherized, C | 1671 | 269 |  | 05/25/2023 | 79335 | 211780753 | 05/25/2023
Carrier Corp. - Indianapolis | Maratherm | R92ESN0601714A* | Federally-Regulated Consumer Product | Mobile Home Non-Weatherized, C | 1205 | 248 |  | 05/25/2023 | 60119 | 203359949 | 05/25/2023
Carrier Corp. - Indianapolis | Maratherm | R80MSU0802120A | Federally-Regulated Consumer Product | Non-Weatherized, Non-Condensin | 2436 | 289 |  | 05/25/2023 | 80342 | 211781364 | 05/25/2023
Carrier Corp. - Indianapolis | Maratherm | R92MSN1002120A | Federally-Regulated Consumer Product | Non-Weatherized, Condensing Ga | 1931 | 280 |  | 05/25/2023 | 100411 | 211779043 | 05/25/2023
Carrier Corp. - Indianapolis | Maratherm | R80MSL0451412A | Federally-Regulated Consumer Product | Non-Weatherized, Non-Condensin | 1161 | 233 |  | 05/25/2023 | 44099 | 211780127 | 05/25/2023
Carrier Corp. - Indianapolis | Maratherm | R80MSL1102120A | Federally-Regulated Consumer Product | Non-Weatherized, Non-Condensin | 2444 | 290 |  | 05/25/2023 | 110371 | 211780130 | 05/25/2023
Carrier Corp. - Indianapolis | Maratherm | R96MSN1202422A**D | Federally-Regulated Consumer Product | Mobile Home Non-Weatherized, C | 2308 | 297 |  | 05/25/2023 | 119661 | 211779628 | 05/25/2023
Carrier Corp. - Indianapolis | Maratherm | R96MSN1002120A*D | Federally-Regulated Consumer Product | Non-Weatherized, Condensing Ga | 2215 | 292 |  | 05/25/2023 | 99728 | 211779622 | 05/25/2023
Carrier Corp. - Indianapolis | Maratherm | R95MSU1002120A | Federally-Regulated Consumer Product | Non-Weatherized, Condensing Ga | 2049 | 285 |  | 05/25/2023 | 100109 | 211781340 | 05/25/2023
Carrier Corp. - Indianapolis | Maratherm | R95MSU0601716A | Federally-Regulated Consumer Product | Non-Weatherized, Condensing Ga | 1794 | 274 |  | 05/25/2023 | 60012 | 211781338 | 05/25/2023
Carrier Corp. - Indianapolis | Maratherm | R80MSL0902120A | Federally-Regulated Consumer Product | Non-Weatherized, Non-Condensin | 2438 | 289 |  | 05/25/2023 | 88368 | 211780129 | 05/25/2023
Carrier Corp. - Indianapolis | Maratherm | R96MSN1002120A* | Federally-Regulated Consumer Product | Mobile Home Non-Weatherized, C | 2215 | 292 |  | 05/25/2023 | 99728 | 211779618 | 05/25/2023
Carrier Corp. - Indianapolis | Maratherm | R80MSL0451412A* | Federally-Regulated Consumer Product | Non-Weatherized, Non-Condensin | 1161 | 233 |  | 05/25/2023 | 44099 | 211780242 | 05/25/2023
Carrier Corp. - Indianapolis | Day & Night | G96CTN0802120A*D | Federally-Regulated Consumer Product | Non-Weatherized, Condensing Ga | 2095 | 287 | 287.18 | 10/04/2019 |  |  | 05/25/2023
Carrier Corp. - Indianapolis | Day & Night | N96VSN0801716A | Federally-Regulated Consumer Product | Non-Weatherized, Condensing Ga | 1766 | 272 | 272.704 | 07/22/2020 | 80180 | 205822181 | 05/25/2023
Carrier Corp. - Indianapolis | Day & Night | N96VSN1202422A | Federally-Regulated Consumer Product | Non-Weatherized, Condensing Ga | 2331 | 297 | 297.564 | 07/22/2020 | 119569 | 205822247 | 05/25/2023
Carrier Corp. - Indianapolis | Day & Night | N80MSL0701716A | Federally-Regulated Consumer Product | Non-Weatherized, Non-Condensin | 1776 | 260 |  | 03/30/2023 | 65952 | 211780372 | 05/25/2023
Carrier Corp. - Indianapolis | Day & Night | N95ESN0401712A**D | Federally-Regulated Consumer Product | Mobile Home Non-Weatherized, C | 998 | 239 |  | 08/05/2020 | 40139 | 203360666 | 05/25/2023
Carrier Corp. - Indianapolis | Day & Night | G96CTN1002122A*D | Federally-Regulated Consumer Product | Non-Weatherized, Condensing Ga | 2251 | 294 | 294.044 | 10/04/2019 |  |  | 05/25/2023
Carrier Corp. - Indianapolis | Day & Night | N80MSL0701716A* | Federally-Regulated Consumer Product | Non-Weatherized, Non-Condensin | 1776 | 260 |  | 03/30/2023 | 65952 | 211780388 | 05/25/2023
Carrier Corp. - Indianapolis | Day & Night | N95ESN1202422A*D | Federally-Regulated Consumer Product | Non-Weatherized, Condensing Ga | 2161 | 290 | 290.084 | 10/04/2019 |  |  | 05/25/2023
Carrier Corp. - Indianapolis | Day & Night | G96CTN0801714A | Federally-Regulated Consumer Product | Non-Weatherized, Condensing Ga | 1364 | 255 | 255.016 | 10/04/2019 |  |  | 05/25/2023
Carrier Corp. - Indianapolis | Day & Night | G96VTN0801716A | Federally-Regulated Consumer Product | Non-Weatherized, Condensing Ga | 1686 | 269 | 269.184 | 10/04/2019 |  |  | 05/25/2023
Carrier Corp. - Indianapolis | Day & Night | G96CTN0801714A*D | Federally-Regulated Consumer Product | Non-Weatherized, Condensing Ga | 1364 | 255 | 255.016 | 10/04/2019 |  |  | 05/25/2023
Carrier Corp. - Indianapolis | Day & Night | G96VTN0401712A*D | Federally-Regulated Consumer Product | Non-Weatherized, Condensing Ga | 1075 | 242 | 242.3 | 10/04/2019 |  |  | 05/25/2023
Carrier Corp. - Indianapolis | Day & Night | N95ESN0801716A**D | Federally-Regulated Consumer Product | Mobile Home Non-Weatherized, C | 1771 | 273 | 365.741 | 10/04/2019 |  |  | 05/25/2023
Carrier Corp. - Indianapolis | Day & Night | G80CTL0701716A* | Federally-Regulated Consumer Product | Non-Weatherized, Non-Condensin | 1458 | 246 | 246.152 | 10/04/2019 |  |  | 05/25/2023
Carrier Corp. - Indianapolis | Day & Night | N96VSN1002120A*D | Federally-Regulated Consumer Product | Non-Weatherized, Condensing Ga | 2188 | 291 | 291.272 | 07/22/2020 | 99935 | 205822236 | 05/25/2023
Carrier Corp. - Indianapolis | Day & Night | N95ESN1202422A**D | Federally-Regulated Consumer Product | Mobile Home Non-Weatherized, C | 2161 | 290 | 393.431 | 10/04/2019 |  |  | 05/25/2023
Carrier Corp. - Indianapolis | Day & Night | G96CTN1002122A | Federally-Regulated Consumer Product | Non-Weatherized, Condensing Ga | 2251 | 294 | 294.044 | 10/04/2019 |  |  | 05/25/2023
Carrier Corp. - Indianapolis | Day & Night | N95ESN1402422A | Federally-Regulated Consumer Product | Non-Weatherized, Condensing Ga | 2328 | 297 | 297.432 | 10/04/2019 |  |  | 05/25/2023
Carrier Corp. - Indianapolis | Day & Night | N92ESN0401410A | Federally-Regulated Consumer Product | Non-Weatherized, Condensing Ga | 981 | 238 |  | 08/05/2020 | 40102 | 203359632 | 05/25/2023
Carrier Corp. - Indianapolis | Day & Night | G80CTL1352422A* | Federally-Regulated Consumer Product | Non-Weatherized, Non-Condensin | 2422 | 287 | 288.568 | 10/04/2019 |  |  | 05/25/2023
Carrier Corp. - Indianapolis | Day & Night | N96VSN0801716A*D | Federally-Regulated Consumer Product | Non-Weatherized, Condensing Ga | 1766 | 272 | 272.704 | 07/22/2020 | 80180 | 205822192 | 05/25/2023
Carrier Corp. - Indianapolis | Day & Night | G96VTN0601714A*D | Federally-Regulated Consumer Product | Non-Weatherized, Condensing Ga | 1459 | 259 | 259.196 | 10/04/2019 |  |  | 05/25/2023
Carrier Corp. - Indianapolis | Day & Night | G80CTL1102120A* | Federally-Regulated Consumer Product | Non-Weatherized, Non-Condensin | 2281 | 282 | 282.364 | 10/04/2019 |  |  | 05/25/2023
Carrier Corp. - Indianapolis | Day & Night | G96VTN0801716A*D | Federally-Regulated Consumer Product | Non-Weatherized, Condensing Ga | 1686 | 269 | 269.184 | 10/04/2019 |  |  | 05/25/2023
Carrier Corp. - Indianapolis | Day & Night | PGD424040K**2G* | Federally-Regulated Consumer Product | Weatherized Non-Condensing Gas | 1361 | 257 |  | 05/11/2023 | 45745 | 206908740 | 05/25/2023
Carrier Corp. - Indianapolis | Day & Night | N92ESN0401410A* | Federally-Regulated Consumer Product | Mobile Home Non-Weatherized, C | 981 | 238 |  | 08/05/2020 | 40102 | 203359651 | 05/25/2023
Carrier Corp. - Indianapolis | Day & Night | G96CTN0601714A*D | Federally-Regulated Consumer Product | Non-Weatherized, Condensing Ga | 1364 | 255 | 255.016 | 10/04/2019 |  |  | 05/25/2023
Carrier Corp. - Indianapolis | Day & Night | G95CSU1002122A | Federally-Regulated Consumer Product | Non-Weatherized, Condensing Ga | 2271 | 273 |  | 12/09/2020 | 99648 | 206349953 | 05/25/2023
Carrier Corp. - Indianapolis | Day & Night | G96VTN0601714A | Federally-Regulated Consumer Product | Non-Weatherized, Condensing Ga | 1459 | 259 | 259.196 | 10/04/2019 |  |  | 05/25/2023
Carrier Corp. - Indianapolis | Day & Night | N95ESN1002120A**D | Federally-Regulated Consumer Product | Mobile Home Non-Weatherized, C | 2102 | 287 | 389.242 | 10/04/2019 |  |  | 05/25/2023
Carrier Corp. - Indianapolis | Day & Night | N95ESN1402422A*D | Federally-Regulated Consumer Product | Non-Weatherized, Condensing Ga | 2328 | 297 | 297.432 | 10/04/2019 |  |  | 05/25/2023
Carrier Corp. - Indianapolis | Day & Night | G96CTN0802120A | Federally-Regulated Consumer Product | Non-Weatherized, Condensing Ga | 2095 | 287 | 287.18 | 10/04/2019 |  |  | 05/25/2023
Carrier Corp. - Indianapolis | Day & Night | N95ESN0601714A**D | Federally-Regulated Consumer Product | Mobile Home Non-Weatherized, C | 1346 | 254 |  | 08/05/2020 | 60102 | 203360667 | 05/25/2023
Carrier Corp. - Indianapolis | Day & Night | G96VTN0401712A | Federally-Regulated Consumer Product | Non-Weatherized, Condensing Ga | 1075 | 242 | 242.3 | 10/04/2019 |  |  | 05/25/2023
Carrier Corp. - Indianapolis | Day & Night | N95ESN1002120A | Federally-Regulated Consumer Product | Non-Weatherized, Condensing Ga | 2102 | 287 | 287.488 | 10/04/2019 |  |  | 05/25/2023
Carrier Corp. - Indianapolis | Day & Night | G96CTN0601714A | Federally-Regulated Consumer Product | Non-Weatherized, Condensing Ga | 1364 | 255 | 255.016 | 10/04/2019 |  |  | 05/25/2023
Allied Air | GE | NF96U045V3B-* | Federally-Regulated Consumer Product | Non-Weatherized, Condensing Ga | 1310 | 253 |  | 08/19/2022 | 28806 | 208733610 | 05/25/2023
Allied Air | GE | NF80U090S5C-* | Federally-Regulated Consumer Product | Non-Weatherized, Non-Condensin | 2081 | 274 | 274 | 08/02/2022 | 87931 | 208733639 | 05/25/2023
Allied Air | GE | NF96D070V4B-* | Federally-Regulated Consumer Product | Non-Weatherized, Condensing Ga | 1882 | 278 |  | 08/19/2022 | 43013 | 208733619 | 05/25/2023
Allied Air | GE | NF80U090V4B-* | Federally-Regulated Consumer Product | Non-Weatherized, Non-Condensin | 1811 | 262 | 262 | 08/02/2022 | 57033 | 208733631 | 05/25/2023
Allied Air | GE | NP14G42S090-* | Federally-Regulated Consumer Product | Weatherized Non-Condensing Gas | 1348 | 254 |  | 03/02/2023 | 88991 | 208694573 | 05/25/2023
Allied Air | GE | NP14G36S090-* | Federally-Regulated Consumer Product | Weatherized Non-Condensing Gas | 1382 | 260 |  | 11/10/2022 | 89107 | 208694559 | 05/25/2023
Allied Air | GE | NF97U090M4C-* | Federally-Regulated Consumer Product | Non-Weatherized, Condensing Ga | 1892 | 278 |  | 08/19/2022 | 35773 | 208733599 | 05/25/2023
Allied Air | GE | NF80U135S5D-* | Federally-Regulated Consumer Product | Non-Weatherized, Non-Condensin | 2248 | 281 | 281 | 08/02/2022 | 132455 | 208733642 | 05/25/2023
Allied Air | GE | NF97U090M3C-* | Federally-Regulated Consumer Product | Non-Weatherized, Condensing Ga | 1469 | 260 |  | 08/19/2022 | 35645 | 208733597 | 05/25/2023
Allied Air | GE | NP14G30S072-* | Federally-Regulated Consumer Product | Weatherized Non-Condensing Gas | 1100 | 247 |  | 11/10/2022 | 71693 | 208694557 | 05/25/2023
Allied Air | GE | NF80D110S5C-* | Federally-Regulated Consumer Product | Non-Weatherized, Non-Condensin | 2147 | 276 | 276 | 08/02/2022 | 111057 | 208733650 | 05/25/2023
Allied Air | GE | NP14L48S108-* | Federally-Regulated Consumer Product | Weatherized Non-Condensing Gas | 1751 | 276 |  | 11/10/2022 | 106967 | 208694564 | 05/25/2023
Allied Air | GE | NP14L24S054-* | Federally-Regulated Consumer Product | Weatherized Non-Condensing Gas | 1049 | 243 |  | 11/10/2022 | 53316 | 208694560 | 05/25/2023
Allied Air | GE | NF80D070S3B-* | Federally-Regulated Consumer Product | Non-Weatherized, Non-Condensin | 1369 | 242 | 242 | 08/02/2022 | 66107 | 208733647 | 05/25/2023
Allied Air | GE | NF96D090V5C-* | Federally-Regulated Consumer Product | Non-Weatherized, Condensing Ga | 2123 | 288 |  | 08/19/2022 | 56779 | 208733620 | 05/25/2023
Allied Air | GE | NF96U135V5D-* | Federally-Regulated Consumer Product | Non-Weatherized, Condensing Ga | 2135 | 289 |  | 08/19/2022 | 86786 | 208733617 | 05/25/2023
Allied Air | GE | NP14X30S054-* | Federally-Regulated Consumer Product | Weatherized Non-Condensing Gas | 1049 | 243 |  | 11/10/2022 | 53316 | 208694567 | 05/25/2023
Allied Air | GE | NF96D045S3B-* | Federally-Regulated Consumer Product | Non-Weatherized, Condensing Ga | 1250 | 250 |  | 08/19/2022 | 44206 | 208733653 | 05/25/2023
Allied Air | GE | NF96U090V3C-* | Federally-Regulated Consumer Product | Non-Weatherized, Condensing Ga | 1395 | 256 |  | 08/19/2022 | 57347 | 208733613 | 05/25/2023
Allied Air | GE | NF95X060S3B-* | Federally-Regulated Consumer Product | Non-Weatherized, Condensing Ga | 1313 | 253 |  | 03/10/2023 | 60222 | 208733625 | 05/25/2023
Allied Air | GE | NF97U090M5C-* | Federally-Regulated Consumer Product | Non-Weatherized, Condensing Ga | 2103 | 288 |  | 08/19/2022 | 35270 | 208733600 | 05/25/2023
Allied Air | GE | NF80U045S3A-* | Federally-Regulated Consumer Product | Non-Weatherized, Non-Condensin | 1249 | 175 | 237 | 08/02/2022 | 43950 | 208733634 | 05/25/2023
Allied Air | GE | NF96U070V3B-* | Federally-Regulated Consumer Product | Non-Weatherized, Condensing Ga | 1413 | 257 |  | 08/19/2022 | 43058 | 208733611 | 05/25/2023
Allied Air | GE | NF80D045S3A-* | Federally-Regulated Consumer Product | Non-Weatherized, Non-Condensin | 1233 | 236 | 236 | 08/02/2022 | 44020 | 208733644 | 05/25/2023
Allied Air | GE | NF96U090V5C-* | Federally-Regulated Consumer Product | Non-Weatherized, Condensing Ga | 2215 | 292 |  | 08/19/2022 | 56766 | 208733614 | 05/25/2023
Allied Air | GE | NP14G60S108-* | Federally-Regulated Consumer Product | Weatherized Non-Condensing Gas | 1964 | 285 |  | 11/10/2022 | 107727 | 208694578 | 05/25/2023
Allied Air | GE | NF80L045S3A-* | Federally-Regulated Consumer Product | Non-Weatherized, Non-Condensin | 1249 | 175 | 237 | 08/02/2022 | 43950 | 208733651 | 05/25/2023
Allied Air | GE | NF97U070M3B-* | Federally-Regulated Consumer Product | Non-Weatherized, Condensing Ga | 1528 | 262 |  | 08/19/2022 | 26717 | 208733595 | 05/25/2023
Allied Air | GE | NP14G60S126-* | Federally-Regulated Consumer Product | Weatherized Non-Condensing Gas | 1881 | 282 |  | 11/10/2022 | 125813 | 208694579 | 05/25/2023
Allied Air | GE | NF95X080S4C-* | Federally-Regulated Consumer Product | Non-Weatherized, Condensing Ga | 1573 | 264 |  | 03/10/2023 | 80908 | 208733626 | 05/25/2023
Allied Air | GE | NP14X36S054-* | Federally-Regulated Consumer Product | Weatherized Non-Condensing Gas | 1219 | 250 |  | 11/10/2022 | 53532 | 208694568 | 05/25/2023
Allied Air | GE | NP14L60S108-* | Federally-Regulated Consumer Product | Weatherized Non-Condensing Gas | 1964 | 285 |  | 11/10/2022 | 107727 | 208694565 | 05/25/2023
Allied Air | GE | NF80U070S3A-* | Federally-Regulated Consumer Product | Non-Weatherized, Non-Condensin | 1317 | 240 | 240 | 08/02/2022 | 65588 | 208733635 | 05/25/2023
Allied Air | GE | NF97D110M5C-* | Federally-Regulated Consumer Product | Non-Weatherized, Condensing Ga | 2138 | 289 |  | 08/19/2022 | 44067 | 208733608 | 05/25/2023
Allied Air | GE | NP16G36V090-* | Federally-Regulated Consumer Product | Weatherized Non-Condensing Gas | 1342 | 258 |  | 04/18/2023 | 66873 | 208694574 | 05/25/2023
Allied Air | GE | NF97D070M3B-* | Federally-Regulated Consumer Product | Non-Weatherized, Condensing Ga | 1551 | 263 |  | 08/19/2022 | 26216 | 208733605 | 05/25/2023
Allied Air | GE | NF96U110V5C-* | Federally-Regulated Consumer Product | Non-Weatherized, Condensing Ga | 2083 | 287 |  | 08/19/2022 | 71341 | 208733615 | 05/25/2023
Allied Air | GE | NF80U090S4B-* | Federally-Regulated Consumer Product | Non-Weatherized, Non-Condensin | 1628 | 254 | 254 | 08/02/2022 | 87272 | 208733638 | 05/25/2023
Allied Air | GE | NP14G24S072-* | Federally-Regulated Consumer Product | Weatherized Non-Condensing Gas | 1100 | 247 |  | 11/10/2022 | 71693 | 208694556 | 05/25/2023
Allied Air | GE | NF95X040S3B-* | Federally-Regulated Consumer Product | Non-Weatherized, Condensing Ga | 1288 | 252 |  | 03/10/2023 | 40446 | 208733623 | 05/25/2023
Allied Air | GE | NF96D070S4B-* | Federally-Regulated Consumer Product | Non-Weatherized, Condensing Ga | 1473 | 260 |  | 08/19/2022 | 66322 | 208733654 | 05/25/2023
Allied Air | GE | NF96D110V5C-* | Federally-Regulated Consumer Product | Non-Weatherized, Condensing Ga | 2134 | 289 |  | 08/19/2022 | 71922 | 208733622 | 05/25/2023
Allied Air | GE | NF80U110V5C-* | Federally-Regulated Consumer Product | Non-Weatherized, Non-Condensin | 2230 | 280 | 280 | 08/02/2022 | 72566 | 208733632 | 05/25/2023
Allied Air | GE | NP14L42S072-* | Federally-Regulated Consumer Product | Weatherized Non-Condensing Gas | 1299 | 256 |  | 11/10/2022 | 71694 | 208694563 | 05/25/2023
Allied Air | GE | NP14X48S072-* | Federally-Regulated Consumer Product | Weatherized Non-Condensing Gas | 1641 | 270 |  | 11/10/2022 | 71465 | 208694570 | 05/25/2023
Allied Air | GE | NF80U110S5C-* | Federally-Regulated Consumer Product | Non-Weatherized, Non-Condensin | 2053 | 272 | 272 | 08/02/2022 | 109478 | 208733641 | 05/25/2023
Allied Air | GE | NP16G36V072-* | Federally-Regulated Consumer Product | Weatherized Non-Condensing Gas | 1341 | 258 |  | 04/18/2023 | 53633 | 209843670 | 05/25/2023
Allied Air | GE | NF97U110M5C-* | Federally-Regulated Consumer Product | Non-Weatherized, Condensing Ga | 2042 | 285 |  | 08/19/2022 | 43915 | 208733602 | 05/25/2023
Allied Air | GE | NP14G24S054-* | Federally-Regulated Consumer Product | Weatherized Non-Condensing Gas | 1049 | 243 |  | 11/10/2022 | 53316 | 208694555 | 05/25/2023
Allied Air | GE | NF80U070S3B-* | Federally-Regulated Consumer Product | Non-Weatherized, Non-Condensin | 1361 | 242 | 242 | 08/02/2022 | 65645 | 208733636 | 05/25/2023
Allied Air | GE | NP14X42S072-* | Federally-Regulated Consumer Product | Weatherized Non-Condensing Gas | 1299 | 256 |  | 11/10/2022 | 71694 | 208694569 | 05/25/2023
Allied Air | GE | NP16G60V126-* | Federally-Regulated Consumer Product | Weatherized Non-Condensing Gas | 2027 | 288 |  | 04/18/2023 | 93995 | 208694576 | 05/25/2023
Allied Air | GE | NP14L30S054-* | Federally-Regulated Consumer Product | Weatherized Non-Condensing Gas | 1049 | 243 |  | 11/10/2022 | 53316 | 208694561 | 05/25/2023
Allied Air | GE | NP14X24S054-* | Federally-Regulated Consumer Product | Weatherized Non-Condensing Gas | 1049 | 243 |  | 11/10/2022 | 53316 | 208694566 | 05/25/2023
Allied Air | GE | NF80U070V3A-* | Federally-Regulated Consumer Product | Non-Weatherized, Non-Condensin | 1336 | 241 | 241 | 08/02/2022 | 43159 | 208733629 | 05/25/2023
Allied Air | GE | NF97D090M4C-* | Federally-Regulated Consumer Product | Non-Weatherized, Condensing Ga | 1805 | 274 |  | 08/19/2022 | 35203 | 208733606 | 05/25/2023
Allied Air | GE | NF80D090S4B-* | Federally-Regulated Consumer Product | Non-Weatherized, Non-Condensin | 1639 | 254 | 254 | 08/02/2022 | 87767 | 208733648 | 05/25/2023
Allied Air | GE | NP16G24V072-* | Federally-Regulated Consumer Product | Weatherized Non-Condensing Gas | 1330 | 254 |  | 04/18/2023 | 53940 | 208694572 | 05/25/2023
Allied Air | GE | NP16G48V108-* | Federally-Regulated Consumer Product | Weatherized Non-Condensing Gas | 1765 | 277 |  | 04/18/2023 | 80501 | 208694575 | 05/25/2023
Allied Air | GE | NP14G48S108-* | Federally-Regulated Consumer Product | Weatherized Non-Condensing Gas | 1751 | 276 |  | 11/10/2022 | 106967 | 208694577 | 05/25/2023
Allied Air | GE | NF96D090S4C-* | Federally-Regulated Consumer Product | Non-Weatherized, Condensing Ga | 1542 | 263 |  | 08/19/2022 | 88229 | 208733656 | 05/25/2023
Allied Air | GE | NP14X60S072-* | Federally-Regulated Consumer Product | Weatherized Non-Condensing Gas | 1872 | 270 |  | 11/10/2022 | 72143 | 208694571 | 05/25/2023
Allied Air | GE | NF80D070S3A-* | Federally-Regulated Consumer Product | Non-Weatherized, Non-Condensin | 1312 | 240 | 240 | 08/02/2022 | 66105 | 208733645 | 05/25/2023
Allied Air | GE | NF95X100S5C-* | Federally-Regulated Consumer Product | Non-Weatherized, Condensing Ga | 1967 | 282 |  | 03/10/2023 | 100411 | 208733628 | 05/25/2023
Carrier Corp. - Indianapolis | Arcoaire | PGD442090K**2K* | Federally-Regulated Consumer Product | Weatherized Non-Condensing Gas | 1479 | 264 |  | 05/25/2023 | 89913 | 212006389 | 05/25/2023
Carrier Corp. - Indianapolis | Arcoaire | PGD424060K**2K* | Federally-Regulated Consumer Product | Weatherized Non-Condensing Gas | 1073 | 246 |  | 05/25/2023 | 60498 | 212006383 | 05/25/2023
Carrier Corp. - Indianapolis | Arcoaire | PGR560090K**1K* | Federally-Regulated Consumer Product | Weatherized Non-Condensing Gas | 1763 | 276 |  | 05/25/2023 | 58303 | 212409700 | 05/25/2023
Carrier Corp. - Indianapolis | Arcoaire | PGD448130K**0K* | Federally-Regulated Consumer Product | Weatherized Non-Condensing Gas | 2038 | 288 |  | 05/25/2023 | 127500 | 212006351 | 05/25/2023
Carrier Corp. - Indianapolis | Arcoaire | PGR548115K**1K* | Federally-Regulated Consumer Product | Weatherized Non-Condensing Gas | 1746 | 275 |  | 05/25/2023 | 75885 | 212409699 | 05/25/2023
Carrier Corp. - Indianapolis | Arcoaire | PGD460090K**1K* | Federally-Regulated Consumer Product | Weatherized Non-Condensing Gas | 2142 | 293 |  | 05/25/2023 | 89758 | 212028197 | 05/25/2023
Carrier Corp. - Indianapolis | Arcoaire | PGD460130K**1K* | Federally-Regulated Consumer Product | Weatherized Non-Condensing Gas | 2038 | 288 |  | 05/25/2023 | 127500 | 212028203 | 05/25/2023
Carrier Corp. - Indianapolis | Arcoaire | PGD430040K**1K* | Federally-Regulated Consumer Product | Weatherized Non-Condensing Gas | 1119 | 248 |  | 05/25/2023 | 40289 | 212006366 | 05/25/2023
Carrier Corp. - Indianapolis | Arcoaire | PGR560130K**1K* | Federally-Regulated Consumer Product | Weatherized Non-Condensing Gas | 1857 | 280 |  | 05/25/2023 | 84458 | 212409702 | 05/25/2023
Carrier Corp. - Indianapolis | Arcoaire | PGR548090K**1K* | Federally-Regulated Consumer Product | Weatherized Non-Condensing Gas | 1763 | 276 |  | 05/25/2023 | 58303 | 212409698 | 05/25/2023
Carrier Corp. - Indianapolis | Arcoaire | PGR536060K**0K* | Federally-Regulated Consumer Product | Weatherized Non-Condensing Gas | 1416 | 261 |  | 05/25/2023 | 39812 | 212409687 | 05/25/2023
Carrier Corp. - Indianapolis | Arcoaire | PGR536060K**1K* | Federally-Regulated Consumer Product | Weatherized Non-Condensing Gas | 1416 | 261 |  | 05/25/2023 | 39812 | 212409696 | 05/25/2023
Carrier Corp. - Indianapolis | Arcoaire | PGD430060K**1K* | Federally-Regulated Consumer Product | Weatherized Non-Condensing Gas | 1248 | 253 |  | 05/25/2023 | 60151 | 212006371 | 05/25/2023
Carrier Corp. - Indianapolis | Arcoaire | PGD448090K**0K* | Federally-Regulated Consumer Product | Weatherized Non-Condensing Gas | 2142 | 293 |  | 05/25/2023 | 89758 | 212006342 | 05/25/2023
Carrier Corp. - Indianapolis | Arcoaire | PGD436090K**0K* | Federally-Regulated Consumer Product | Weatherized Non-Condensing Gas | 1353 | 258 |  | 05/25/2023 | 89606 | 212006323 | 05/25/2023
Carrier Corp. - Indianapolis | Arcoaire | PGD442090K**1K* | Federally-Regulated Consumer Product | Weatherized Non-Condensing Gas | 1434 | 262 |  | 05/25/2023 | 89946 | 212006376 | 05/25/2023
Carrier Corp. - Indianapolis | Arcoaire | PGD424040K**2K* | Federally-Regulated Consumer Product | Weatherized Non-Condensing Gas | 933 | 240 |  | 05/25/2023 | 45607 | 212006382 | 05/25/2023
Carrier Corp. - Indianapolis | Arcoaire | PGR536090K**0K* | Federally-Regulated Consumer Product | Weatherized Non-Condensing Gas | 1355 | 258 |  | 05/25/2023 | 59892 | 212409688 | 05/25/2023
Carrier Corp. - Indianapolis | Arcoaire | PGR560090K**2K* | Federally-Regulated Consumer Product | Weatherized Non-Condensing Gas | 1837 | 279 |  | 05/25/2023 | 90615 | 212410525 | 05/25/2023
Carrier Corp. - Indianapolis | Arcoaire | PGR560130K**0K* | Federally-Regulated Consumer Product | Weatherized Non-Condensing Gas | 1857 | 280 |  | 05/25/2023 | 84458 | 212409693 | 05/25/2023
Carrier Corp. - Indianapolis | Arcoaire | PGD424060K**0K* | Federally-Regulated Consumer Product | Weatherized Non-Condensing Gas | 1084 | 246 |  | 05/25/2023 | 60632 | 212006295 | 05/25/2023
Carrier Corp. - Indianapolis | Arcoaire | PGR536090K**1K* | Federally-Regulated Consumer Product | Weatherized Non-Condensing Gas | 1355 | 258 |  | 05/25/2023 | 59892 | 212409697 | 05/25/2023
Carrier Corp. - Indianapolis | Arcoaire | PGD448130K**1K* | Federally-Regulated Consumer Product | Weatherized Non-Condensing Gas | 2038 | 288 |  | 05/25/2023 | 127500 | 212006381 | 05/25/2023
Carrier Corp. - Indianapolis | Arcoaire | PGD448115K**0K* | Federally-Regulated Consumer Product | Weatherized Non-Condensing Gas | 2156 | 293 |  | 05/25/2023 | 114957 | 212006348 | 05/25/2023
Carrier Corp. - Indianapolis | Arcoaire | PGD430040K**2K* | Federally-Regulated Consumer Product | Weatherized Non-Condensing Gas | 1121 | 248 |  | 05/25/2023 | 45305 | 212006385 | 05/25/2023
Carrier Corp. - Indianapolis | Arcoaire | PGR524060K**0K* | Federally-Regulated Consumer Product | Weatherized Non-Condensing Gas | 1151 | 249 |  | 05/25/2023 | 39299 | 212409686 | 05/25/2023
Carrier Corp. - Indianapolis | Arcoaire | PGR560115K**1K* | Federally-Regulated Consumer Product | Weatherized Non-Condensing Gas | 1746 | 275 |  | 05/25/2023 | 75885 | 212409701 | 05/25/2023
Carrier Corp. - Indianapolis | Arcoaire | PGD448090K**1K* | Federally-Regulated Consumer Product | Weatherized Non-Condensing Gas | 2142 | 293 |  | 05/25/2023 | 89758 | 212006378 | 05/25/2023
Carrier Corp. - Indianapolis | Arcoaire | PGR524060K**2K* | Federally-Regulated Consumer Product | Weatherized Non-Condensing Gas | 1136 | 248 |  | 05/25/2023 | 59157 | 212410522 | 05/25/2023
Carrier Corp. - Indianapolis | Arcoaire | PGD430040K**0K* | Federally-Regulated Consumer Product | Weatherized Non-Condensing Gas | 1119 | 248 |  | 05/25/2023 | 40289 | 212006300 | 05/25/2023
Carrier Corp. - Indianapolis | Arcoaire | PGD460130K**0K* | Federally-Regulated Consumer Product | Weatherized Non-Condensing Gas | 2038 | 288 |  | 05/25/2023 | 127500 | 212028196 | 05/25/2023
Carrier Corp. - Indianapolis | Arcoaire | PGD442060K**0K* | Federally-Regulated Consumer Product | Weatherized Non-Condensing Gas | 1478 | 264 |  | 05/25/2023 | 60485 | 212006331 | 05/25/2023
Carrier Corp. - Indianapolis | Arcoaire | PGD436060K**1K* | Federally-Regulated Consumer Product | Weatherized Non-Condensing Gas | 1312 | 256 |  | 05/25/2023 | 60638 | 212006372 | 05/25/2023
Carrier Corp. - Indianapolis | Arcoaire | PGR548090K**2K* | Federally-Regulated Consumer Product | Weatherized Non-Condensing Gas | 1628 | 270 |  | 05/25/2023 | 90600 | 212410524 | 05/25/2023
Carrier Corp. - Indianapolis | Arcoaire | PGR524040K**0K* | Federally-Regulated Consumer Product | Weatherized Non-Condensing Gas | 1066 | 245 |  | 05/25/2023 | 26216 | 212409685 | 05/25/2023
Carrier Corp. - Indianapolis | Arcoaire | PGD430060K**0K* | Federally-Regulated Consumer Product | Weatherized Non-Condensing Gas | 1248 | 253 |  | 05/25/2023 | 60151 | 212006310 | 05/25/2023
Carrier Corp. - Indianapolis | Arcoaire | PGD460115K**0K* | Federally-Regulated Consumer Product | Weatherized Non-Condensing Gas | 2156 | 293 |  | 05/25/2023 | 114957 | 212028195 | 05/25/2023
Carrier Corp. - Indianapolis | Arcoaire | PGD442060K**1K* | Federally-Regulated Consumer Product | Weatherized Non-Condensing Gas | 1478 | 264 |  | 05/25/2023 | 60485 | 212006375 | 05/25/2023
Carrier Corp. - Indianapolis | Arcoaire | PGR524040K**1K* | Federally-Regulated Consumer Product | Weatherized Non-Condensing Gas | 1066 | 245 |  | 05/25/2023 | 26216 | 212409694 | 05/25/2023
Carrier Corp. - Indianapolis | Arcoaire | PGD436090K**1K* | Federally-Regulated Consumer Product | Weatherized Non-Condensing Gas | 1353 | 258 |  | 05/25/2023 | 89606 | 212006373 | 05/25/2023
Carrier Corp. - Indianapolis | Arcoaire | PGR548115K**0K* | Federally-Regulated Consumer Product | Weatherized Non-Condensing Gas | 1746 | 275 |  | 05/25/2023 | 75885 | 212409690 | 05/25/2023
Carrier Corp. - Indianapolis | Arcoaire | PGD424060K**1K* | Federally-Regulated Consumer Product | Weatherized Non-Condensing Gas | 1084 | 246 |  | 05/25/2023 | 60632 | 212006361 | 05/25/2023
Carrier Corp. - Indianapolis | Arcoaire | PGD424040K**0K* | Federally-Regulated Consumer Product | Weatherized Non-Condensing Gas | 1004 | 243 |  | 05/25/2023 | 39874 | 212006285 | 05/25/2023
Carrier Corp. - Indianapolis | Arcoaire | PGD448090K**2K* | Federally-Regulated Consumer Product | Weatherized Non-Condensing Gas | 2114 | 292 |  | 05/25/2023 | 89429 | 212006391 | 05/25/2023
Carrier Corp. - Indianapolis | Arcoaire | PGD460115K**1K* | Federally-Regulated Consumer Product | Weatherized Non-Condensing Gas | 2156 | 293 |  | 05/25/2023 | 114957 | 212028200 | 05/25/2023
Carrier Corp. - Indianapolis | Arcoaire | PGD430060K**2K* | Federally-Regulated Consumer Product | Weatherized Non-Condensing Gas | 1188 | 251 |  | 05/25/2023 | 60125 | 212006386 | 05/25/2023
Carrier Corp. - Indianapolis | Arcoaire | PGR548090K**0K* | Federally-Regulated Consumer Product | Weatherized Non-Condensing Gas | 1763 | 276 |  | 05/25/2023 | 58303 | 212409689 | 05/25/2023
Carrier Corp. - Indianapolis | Arcoaire | PGD436060K**0K* | Federally-Regulated Consumer Product | Weatherized Non-Condensing Gas | 1312 | 256 |  | 05/25/2023 | 60638 | 212006316 | 05/25/2023
Carrier Corp. - Indianapolis | Arcoaire | PGR524060K**1K* | Federally-Regulated Consumer Product | Weatherized Non-Condensing Gas | 1151 | 249 |  | 05/25/2023 | 39299 | 212409695 | 05/25/2023
Carrier Corp. - Indianapolis | Arcoaire | PGR536060K**2K* | Federally-Regulated Consumer Product | Weatherized Non-Condensing Gas | 1489 | 264 |  | 05/25/2023 | 60874 | 212410523 | 05/25/2023
Carrier Corp. - Indianapolis | Arcoaire | PGD442090K**0K* | Federally-Regulated Consumer Product | Weatherized Non-Condensing Gas | 1434 | 262 |  | 05/25/2023 | 89946 | 212006337 | 05/25/2023
Carrier Corp. - Indianapolis | Arcoaire | PGR560090K**0K* | Federally-Regulated Consumer Product | Weatherized Non-Condensing Gas | 1763 | 276 |  | 05/25/2023 | 58303 | 212409691 | 05/25/2023
Carrier Corp. - Indianapolis | Arcoaire | PGR560115K**0K* | Federally-Regulated Consumer Product | Weatherized Non-Condensing Gas | 1746 | 275 |  | 05/25/2023 | 75885 | 212409692 | 05/25/2023
Carrier Corp. - Indianapolis | Arcoaire | PGD460090K**2K* | Federally-Regulated Consumer Product | Weatherized Non-Condensing Gas | 2114 | 292 |  | 05/25/2023 | 89429 | 212028205 | 05/25/2023
Carrier Corp. - Indianapolis | Arcoaire | PGD424040K**1K* | Federally-Regulated Consumer Product | Weatherized Non-Condensing Gas | 1004 | 243 |  | 05/25/2023 | 39874 | 212006355 | 05/25/2023
Carrier Corp. - Indianapolis | Arcoaire | PGD442060K**2K* | Federally-Regulated Consumer Product | Weatherized Non-Condensing Gas | 1413 | 261 |  | 05/25/2023 | 59753 | 212006388 | 05/25/2023
Carrier Corp. - Indianapolis | Arcoaire | PGD436060K**2K* | Federally-Regulated Consumer Product | Weatherized Non-Condensing Gas | 1442 | 262 |  | 05/25/2023 | 60044 | 212006387 | 05/25/2023
Carrier Corp. - Indianapolis | Arcoaire | PGR524040K**2K* | Federally-Regulated Consumer Product | Weatherized Non-Condensing Gas | 1117 | 248 |  | 05/25/2023 | 44623 | 212410520 | 05/25/2023
Carrier Corp. - Indianapolis | Arcoaire | PGD448115K**1K* | Federally-Regulated Consumer Product | Weatherized Non-Condensing Gas | 2156 | 293 |  | 05/25/2023 | 114957 | 212006379 | 05/25/2023
Carrier Corp. - Indianapolis | Arcoaire | PGD460090K**0K* | Federally-Regulated Consumer Product | Weatherized Non-Condensing Gas | 2142 | 293 |  | 05/25/2023 | 89758 | 212028192 | 05/25/2023
Rheem Sales Company, Inc. | Weatherking | W801W1255A24UH | Federally-Regulated Consumer Product | Non-Weatherized, Non-Condensin | 2076 | 258 |  | 06/28/2022 | 124802 | 208770566 | 05/25/2023
Rheem Sales Company, Inc. | Weatherking | RGEAZR024AJT06UNA | Federally-Regulated Consumer Product | Weatherized Non-Condensing Gas | 1236 | 253 |  | 06/22/2022 | 61566 | 208676477 | 05/25/2023
Rheem Sales Company, Inc. | Weatherking | W802W0754A17DZSBAS | Federally-Regulated Consumer Product | Non-Weatherized, Non-Condensin | 1628 | 254 |  | 03/30/2023 | 52707 | 211774739 | 05/25/2023
Rheem Sales Company, Inc. | Weatherking | W951W1155A24M4 | Federally-Regulated Consumer Product | Non-Weatherized, Condensing Ga | 2137 | 231 |  | 06/28/2022 | 111605 | 208770580 | 05/25/2023
Rheem Sales Company, Inc. | Weatherking | RGEAZR030AJT081NA | Federally-Regulated Consumer Product | Weatherized Non-Condensing Gas | 1216 | 253 |  | 06/22/2022 | 80365 | 208676417 | 05/25/2023
Rheem Sales Company, Inc. | Weatherking | RGEAZS036AJV08TCA | Federally-Regulated Consumer Product | Weatherized Non-Condensing Gas | 1662 | 272 |  | 03/23/2023 | 60830 | 211729596 | 05/25/2023
Rheem Sales Company, Inc. | Weatherking | W802TA100521MSA | Federally-Regulated Consumer Product | Non-Weatherized, Non-Condensin | 1952 | 268 |  | 01/20/2021 | 70078 | 204007880 | 05/25/2023
Rheem Sales Company, Inc. | Weatherking | RGEAZR036AJT08UNA | Federally-Regulated Consumer Product | Weatherized Non-Condensing Gas | 1382 | 260 |  | 06/22/2022 | 80891 | 208676527 | 05/25/2023
Rheem Sales Company, Inc. | Weatherking | W802W0754A17DZNBAS | Federally-Regulated Consumer Product | Non-Weatherized, Non-Condensin | 1628 | 254 |  | 03/30/2023 | 52707 | 211774738 | 05/25/2023
Rheem Sales Company, Inc. | Weatherking | W921T0855A21M4 | Federally-Regulated Consumer Product | Non-Weatherized, Condensing Ga | 1929 | 280 |  | 06/15/2022 | 84515 | 208663465 | 05/25/2023
Rheem Sales Company, Inc. | Weatherking | RGEAZR060AJT101NA | Federally-Regulated Consumer Product | Weatherized Non-Condensing Gas | 2131 | 293 |  | 06/22/2022 | 101980 | 208676462 | 05/25/2023
Rheem Sales Company, Inc. | Weatherking | W801T1005A21UHS | Federally-Regulated Consumer Product | Non-Weatherized, Non-Condensin | 1812 | 262 | 262 | 05/18/2022 | 99863 | 208242447 | 05/25/2023
Rheem Sales Company, Inc. | Weatherking | W802TA075317MSA | Federally-Regulated Consumer Product | Non-Weatherized, Non-Condensin | 1539 | 250 |  | 01/20/2021 | 52505 | 204007871 | 05/25/2023
Rheem Sales Company, Inc. | Weatherking | RGEAZR036AJT101NA | Federally-Regulated Consumer Product | Weatherized Non-Condensing Gas | 1380 | 260 |  | 06/22/2022 | 100130 | 208676432 | 05/25/2023
Rheem Sales Company, Inc. | Weatherking | W951T1005A21M4 | Federally-Regulated Consumer Product | Non-Weatherized, Condensing Ga | 2066 | 286 |  | 06/15/2022 | 98023 | 208663432 | 05/25/2023
Rheem Sales Company, Inc. | Weatherking | RGEAZR024AJT081NA | Federally-Regulated Consumer Product | Weatherized Non-Condensing Gas | 1202 | 252 |  | 06/22/2022 | 79659 | 208676402 | 05/25/2023
Rheem Sales Company, Inc. | Weatherking | W921T0403A17M4 | Federally-Regulated Consumer Product | Non-Weatherized, Condensing Ga | 1107 | 244 |  | 06/15/2022 | 41877 | 208663461 | 05/25/2023
Rheem Sales Company, Inc. | Weatherking | RGEAZS036ACV08TCA | Federally-Regulated Consumer Product | Weatherized Non-Condensing Gas | 1662 | 272 |  | 03/23/2023 | 60830 | 211729584 | 05/25/2023
Rheem Sales Company, Inc. | Weatherking | W801T0755A21DZN | Federally-Regulated Consumer Product | Non-Weatherized, Non-Condensin | 1883 | 265 | 265 | 05/18/2022 | 75029 | 208242462 | 05/25/2023
Rheem Sales Company, Inc. | Weatherking | W802TA050314MXA | Federally-Regulated Consumer Product | Non-Weatherized, Non-Condensin | 1260 | 237 |  | 01/20/2021 | 35654 | 204099261 | 05/25/2023
Rheem Sales Company, Inc. | Weatherking | W801T0754A21UHS | Federally-Regulated Consumer Product | Non-Weatherized, Non-Condensin | 1634 | 254 | 254 | 05/18/2022 | 75736 | 208242446 | 05/25/2023
Rheem Sales Company, Inc. | Weatherking | W801T0753A17DZN | Federally-Regulated Consumer Product | Non-Weatherized, Non-Condensin | 1253 | 237 |  | 11/10/2022 | 74903 | 210586030 | 05/25/2023
Rheem Sales Company, Inc. | Weatherking | W951T1155A24M4 | Federally-Regulated Consumer Product | Non-Weatherized, Condensing Ga | 2041 | 285 |  | 06/15/2022 | 111488 | 208663354 | 05/25/2023
Rheem Sales Company, Inc. | Weatherking | RGEAZS036AJV06TCA | Federally-Regulated Consumer Product | Weatherized Non-Condensing Gas | 1702 | 248 |  | 03/23/2023 | 46772 | 211729592 | 05/25/2023
Rheem Sales Company, Inc. | Weatherking | W951W0705A21M4 | Federally-Regulated Consumer Product | Non-Weatherized, Condensing Ga | 1835 | 248 |  | 06/28/2022 | 69808 | 208770577 | 05/25/2023
Rheem Sales Company, Inc. | Weatherking | RGEAZS036AJV10TCA | Federally-Regulated Consumer Product | Weatherized Non-Condensing Gas | 1707 | 268 |  | 03/23/2023 | 75935 | 211729600 | 05/25/2023
Rheem Sales Company, Inc. | Weatherking | W801TA050417MUA | Federally-Regulated Consumer Product | Non-Weatherized, Non-Condensin | 1502 | 248 |  | 12/01/2021 | 50342 | 204501683 | 05/25/2023
Rheem Sales Company, Inc. | Weatherking | W921W0703A17M4 | Federally-Regulated Consumer Product | Non-Weatherized, Condensing Ga | 1166 | 246 |  | 06/28/2022 | 70001 | 208770569 | 05/25/2023
Rheem Sales Company, Inc. | Weatherking | W802TA075417MXA | Federally-Regulated Consumer Product | Non-Weatherized, Non-Condensin | 1884 | 265 |  | 01/20/2021 | 52545 | 204099268 | 05/25/2023
Rheem Sales Company, Inc. | Weatherking | RGEAZS036ACV10TCA | Federally-Regulated Consumer Product | Weatherized Non-Condensing Gas | 1707 | 268 |  | 03/23/2023 | 75935 | 211729588 | 05/25/2023
Rheem Sales Company, Inc. | Weatherking | RGEAZR030AJT04XNA | Federally-Regulated Consumer Product | Weatherized Non-Condensing Gas | 1342 | 258 |  | 06/22/2022 | 39842 | 208676497 | 05/25/2023
Rheem Sales Company, Inc. | Weatherking | W951W0603A17M4 | Federally-Regulated Consumer Product | Non-Weatherized, Condensing Ga | 1356 | 249 |  | 06/28/2022 | 56054 | 208770575 | 05/25/2023
Rheem Sales Company, Inc. | Weatherking | W96VA1002521MSA | Federally-Regulated Consumer Product | Non-Weatherized, Condensing Ga | 1858 | 277 |  | 03/17/2021 | 68679 | 6715491 | 05/25/2023
Rheem Sales Company, Inc. | Weatherking | W921T0703A17M4 | Federally-Regulated Consumer Product | Non-Weatherized, Condensing Ga | 1362 | 255 |  | 06/15/2022 | 69960 | 208663463 | 05/25/2023
Rheem Sales Company, Inc. | Weatherking | RGEAZS036ACV102CA | Federally-Regulated Consumer Product | Weatherized Non-Condensing Gas | 1707 | 268 |  | 03/21/2023 | 75935 | 211726905 | 05/25/2023
Rheem Sales Company, Inc. | Weatherking | RGEAZR030AJT06XNA | Federally-Regulated Consumer Product | Weatherized Non-Condensing Gas | 1342 | 258 |  | 06/22/2022 | 61240 | 208676507 | 05/25/2023
Rheem Sales Company, Inc. | Weatherking | RGEAZR036AJT06XNA | Federally-Regulated Consumer Product | Weatherized Non-Condensing Gas | 1259 | 254 |  | 06/22/2022 | 58986 | 208676522 | 05/25/2023
Rheem Sales Company, Inc. | Weatherking | W962W0703A17M4S | Federally-Regulated Consumer Product | Non-Weatherized, Condensing Ga | 1290 | 252 | 252 | 05/18/2022 | 48940 | 208243377 | 05/25/2023
Rheem Sales Company, Inc. | Weatherking | RGEAZR024AJT061NA | Federally-Regulated Consumer Product | Weatherized Non-Condensing Gas | 1270 | 255 |  | 06/22/2022 | 61123 | 208676397 | 05/25/2023
Rheem Sales Company, Inc. | Weatherking | W96TA0852521MSA | Federally-Regulated Consumer Product | Non-Weatherized, Condensing Ga | 2115 | 288 |  | 01/20/2021 | 58240 | 9950855 | 05/25/2023
Rheem Sales Company, Inc. | Weatherking | W921T1155A24M4 | Federally-Regulated Consumer Product | Non-Weatherized, Condensing Ga | 2041 | 285 |  | 06/15/2022 | 111488 | 208663467 | 05/25/2023
Rheem Sales Company, Inc. | Weatherking | W801TA070417MUA | Federally-Regulated Consumer Product | Non-Weatherized, Non-Condensin | 1823 | 262 |  | 12/01/2021 | 70109 | 204501686 | 05/25/2023
Rheem Sales Company, Inc. | Weatherking | RGEAZR036AJT081NA | Federally-Regulated Consumer Product | Weatherized Non-Condensing Gas | 1387 | 260 |  | 06/22/2022 | 80632 | 208676427 | 05/25/2023
Rheem Sales Company, Inc. | Weatherking | W921W1005A21M4 | Federally-Regulated Consumer Product | Non-Weatherized, Condensing Ga | 2153 | 271 |  | 06/28/2022 | 98911 | 208770572 | 05/25/2023
Rheem Sales Company, Inc. | Weatherking | RGEA14048AJT081AB | Federally-Regulated Consumer Product | Weatherized Non-Condensing Gas | 1809 | 279 |  | 06/30/2022 | 99189 | 203404488 | 05/25/2023
Rheem Sales Company, Inc. | Weatherking | W921W1155A24M4 | Federally-Regulated Consumer Product | Non-Weatherized, Condensing Ga | 2137 | 231 |  | 06/28/2022 | 111605 | 208770573 | 05/25/2023
Rheem Sales Company, Inc. | Weatherking | W951T0705A21M4 | Federally-Regulated Consumer Product | Non-Weatherized, Condensing Ga | 1983 | 282 |  | 06/15/2022 | 70360 | 208663430 | 05/25/2023
Rheem Sales Company, Inc. | Weatherking | W801T1004A21UHU | Federally-Regulated Consumer Product | Non-Weatherized, Non-Condensin | 1861 | 264 |  | 05/25/2022 | 98348 | 208430295 | 05/25/2023
Rheem Sales Company, Inc. | Weatherking | W96VA0402317MSA | Federally-Regulated Consumer Product | Non-Weatherized, Condensing Ga | 1248 | 250 |  | 03/17/2021 | 29623 | 7502135 | 05/25/2023
Rheem Sales Company, Inc. | Weatherking | RGEA15030AJV081AB | Federally-Regulated Consumer Product | Weatherized Non-Condensing Gas | 1402 | 261 |  | 06/30/2022 | 80658 | 203404536 | 05/25/2023
Rheem Sales Company, Inc. | Weatherking | W801T1005A21DZN | Federally-Regulated Consumer Product | Non-Weatherized, Non-Condensin | 1895 | 265 | 265 | 05/18/2022 | 100302 | 208242463 | 05/25/2023
Rheem Sales Company, Inc. | Weatherking | W802TA100417MSA | Federally-Regulated Consumer Product | Non-Weatherized, Non-Condensin | 1730 | 258 |  | 01/20/2021 | 70020 | 204007877 | 05/25/2023
Rheem Sales Company, Inc. | Weatherking | RGEAZR048AJT101NA | Federally-Regulated Consumer Product | Weatherized Non-Condensing Gas | 2001 | 287 |  | 06/22/2022 | 101705 | 208676452 | 05/25/2023
Rheem Sales Company, Inc. | Weatherking | RGEA15048AJV081AB | Federally-Regulated Consumer Product | Weatherized Non-Condensing Gas | 1720 | 275 |  | 06/30/2022 | 99897 | 203404588 | 05/25/2023
Rheem Sales Company, Inc. | Weatherking | RGEAZR030AJT061NA | Federally-Regulated Consumer Product | Weatherized Non-Condensing Gas | 1342 | 258 |  | 06/22/2022 | 61240 | 208676412 | 05/25/2023
Rheem Sales Company, Inc. | Weatherking | W951T0855A21M4 | Federally-Regulated Consumer Product | Non-Weatherized, Condensing Ga | 1929 | 280 |  | 06/15/2022 | 84515 | 208663431 | 05/25/2023
Rheem Sales Company, Inc. | Weatherking | W96TA0702317MSA | Federally-Regulated Consumer Product | Non-Weatherized, Condensing Ga | 1321 | 253 |  | 01/20/2021 | 49242 | 9950851 | 05/25/2023
Rheem Sales Company, Inc. | Weatherking | W801W1005A21UH | Federally-Regulated Consumer Product | Non-Weatherized, Non-Condensin | 2027 | 188 |  | 06/28/2022 | 100725 | 208770565 | 05/25/2023
Rheem Sales Company, Inc. | Weatherking | W951T0603A17M4 | Federally-Regulated Consumer Product | Non-Weatherized, Condensing Ga | 1156 | 246 |  | 06/15/2022 | 55624 | 208663428 | 05/25/2023
Rheem Sales Company, Inc. | Weatherking | RGEA15030AJV08XAB | Federally-Regulated Consumer Product | Weatherized Non-Condensing Gas | 1402 | 261 |  | 06/30/2022 | 80658 | 203404540 | 05/25/2023
Rheem Sales Company, Inc. | Weatherking | RGEAZS036ACV082CA | Federally-Regulated Consumer Product | Weatherized Non-Condensing Gas | 1662 | 272 |  | 03/21/2023 | 60830 | 211726900 | 05/25/2023
Rheem Sales Company, Inc. | Weatherking | RGEAZS036AJV062CA | Federally-Regulated Consumer Product | Weatherized Non-Condensing Gas | 1702 | 248 |  | 03/21/2023 | 46772 | 211726910 | 05/25/2023
Rheem Sales Company, Inc. | Weatherking | W962W0403A17M4S | Federally-Regulated Consumer Product | Non-Weatherized, Condensing Ga | 1248 | 250 | 250 | 05/18/2022 | 29623 | 208243375 | 05/25/2023
Rheem Sales Company, Inc. | Weatherking | W802TA150524MXA | Federally-Regulated Consumer Product | Non-Weatherized, Non-Condensin | 2092 | 274 |  | 01/20/2021 | 104565 | 204099283 | 05/25/2023
Rheem Sales Company, Inc. | Weatherking | W92TA1001521MSA | Federally-Regulated Consumer Product | Non-Weatherized, Condensing Ga | 2066 | 286 |  | 01/20/2021 | 98023 | 9958617 | 05/25/2023
Rheem Sales Company, Inc. | Weatherking | RGEA15060AJV10XAB | Federally-Regulated Consumer Product | Weatherized Non-Condensing Gas | 2166 | 294 |  | 06/30/2022 | 100081 | 203404608 | 05/25/2023
Rheem Sales Company, Inc. | Weatherking | RGEAZR024AJT08XNA | Federally-Regulated Consumer Product | Weatherized Non-Condensing Gas | 1202 | 252 |  | 06/22/2022 | 79659 | 208676487 | 05/25/2023
Rheem Sales Company, Inc. | Weatherking | W802W0754A17UHN | Federally-Regulated Consumer Product | Non-Weatherized, Non-Condensin | 1458 | 246 | 246 | 05/18/2022 | 52564 | 208243370 | 05/25/2023
Rheem Sales Company, Inc. | Weatherking | W921T0603A17M4 | Federally-Regulated Consumer Product | Non-Weatherized, Condensing Ga | 1156 | 246 |  | 06/15/2022 | 55624 | 208663462 | 05/25/2023
Rheem Sales Company, Inc. | Weatherking | RGEAZS036ACV06TCA | Federally-Regulated Consumer Product | Weatherized Non-Condensing Gas | 1702 | 248 |  | 03/23/2023 | 46772 | 211729580 | 05/25/2023
Rheem Sales Company, Inc. | Weatherking | W96TA0402317MSA | Federally-Regulated Consumer Product | Non-Weatherized, Condensing Ga | 1252 | 250 |  | 01/20/2021 | 29298 | 9950843 | 05/25/2023
Rheem Sales Company, Inc. | Weatherking | RGEAZR030AJT041NA | Federally-Regulated Consumer Product | Weatherized Non-Condensing Gas | 1342 | 258 |  | 06/22/2022 | 39842 | 208676407 | 05/25/2023
Rheem Sales Company, Inc. | Weatherking | W921W0403A17M4 | Federally-Regulated Consumer Product | Non-Weatherized, Condensing Ga | 1292 | 228 |  | 06/28/2022 | 42494 | 208770567 | 05/25/2023
Rheem Sales Company, Inc. | Weatherking | RGEAZR030AJT06UNA | Federally-Regulated Consumer Product | Weatherized Non-Condensing Gas | 1125 | 248 |  | 06/22/2022 | 60094 | 208676502 | 05/25/2023
Rheem Sales Company, Inc. | Weatherking | W802W1505A24UHS | Federally-Regulated Consumer Product | Non-Weatherized, Non-Condensin | 2092 | 274 | 274 | 05/18/2022 | 104565 | 208243588 | 05/25/2023
Rheem Sales Company, Inc. | Weatherking | W802W1005A21UHS | Federally-Regulated Consumer Product | Non-Weatherized, Non-Condensin | 1905 | 266 | 266 | 05/18/2022 | 70000 | 208243367 | 05/25/2023
Rheem Sales Company, Inc. | Weatherking | RGEAZR042AJT08XNA | Federally-Regulated Consumer Product | Weatherized Non-Condensing Gas | 1820 | 279 |  | 06/22/2022 | 81578 | 208676547 | 05/25/2023
Rheem Sales Company, Inc. | Weatherking | RGEAZR024AJT06XNA | Federally-Regulated Consumer Product | Weatherized Non-Condensing Gas | 1270 | 255 |  | 06/22/2022 | 61123 | 208676482 | 05/25/2023
Rheem Sales Company, Inc. | Weatherking | RGEAZR042AJT10XNA | Federally-Regulated Consumer Product | Weatherized Non-Condensing Gas | 1774 | 277 |  | 06/22/2022 | 100987 | 208676552 | 05/25/2023
Rheem Sales Company, Inc. | Weatherking | W92TA0401317MSA | Federally-Regulated Consumer Product | Non-Weatherized, Condensing Ga | 1107 | 244 |  | 01/20/2021 | 41877 | 9958601 | 05/25/2023
Rheem Sales Company, Inc. | Weatherking | W92TA0851521MSA | Federally-Regulated Consumer Product | Non-Weatherized, Condensing Ga | 1929 | 280 |  | 01/20/2021 | 84515 | 9958613 | 05/25/2023
Rheem Sales Company, Inc. | Weatherking | W951T0703A17M4 | Federally-Regulated Consumer Product | Non-Weatherized, Condensing Ga | 1362 | 255 |  | 06/15/2022 | 69960 | 208663429 | 05/25/2023
Rheem Sales Company, Inc. | Weatherking | RGEAZS036AJV102CA | Federally-Regulated Consumer Product | Weatherized Non-Condensing Gas | 1707 | 268 |  | 03/21/2023 | 75935 | 211726920 | 05/25/2023
Rheem Sales Company, Inc. | Weatherking | W921T0705A21M4 | Federally-Regulated Consumer Product | Non-Weatherized, Condensing Ga | 1983 | 282 |  | 06/15/2022 | 70360 | 208663464 | 05/25/2023
Rheem Sales Company, Inc. | Weatherking | W921W0855A21M4 | Federally-Regulated Consumer Product | Non-Weatherized, Condensing Ga | 1851 | 246 |  | 06/28/2022 | 84247 | 208770571 | 05/25/2023
Rheem Sales Company, Inc. | Weatherking | W802W1255A24UHN | Federally-Regulated Consumer Product | Non-Weatherized, Non-Condensin | 2073 | 273 | 273 | 05/18/2022 | 87500 | 208243374 | 05/25/2023
Rheem Sales Company, Inc. | Weatherking | W801T0503A14DZN | Federally-Regulated Consumer Product | Non-Weatherized, Non-Condensin | 1223 | 236 | 236 | 05/18/2022 | 51119 | 208242459 | 05/25/2023
Rheem Sales Company, Inc. | Weatherking | W801W0755A21UH | Federally-Regulated Consumer Product | Non-Weatherized, Non-Condensin | 1813 | 235 |  | 06/28/2022 | 75573 | 208770564 | 05/25/2023
Lennox Industries Inc. | Century | GUH96C110C5M | Federally-Regulated Consumer Product | Non-Weatherized, Condensing Ga | 2018 | 284 |  | 05/02/2023 | 110619 | 212396516 | 05/25/2023
Lennox Industries Inc. | Century | GUH96C045B3M | Federally-Regulated Consumer Product | Non-Weatherized, Condensing Ga | 1284 | 251 |  | 05/02/2023 | 44162 | 212396510 | 05/25/2023
Lennox Industries Inc. | Century | GUH80X100C5M* | Federally-Regulated Consumer Product | Non-Weatherized, Non-Condensin | 2162 | 277 |  | 04/06/2023 | 100221 | 211899384 | 05/25/2023
Lennox Industries Inc. | Century | GUH80X080B4M-* | Federally-Regulated Consumer Product | Non-Weatherized, Non-Condensin | 1688 | 256 |  | 04/06/2023 | 79662 | 211899383 | 05/25/2023
Lennox Industries Inc. | Century | GUH96C135D5M | Federally-Regulated Consumer Product | Non-Weatherized, Condensing Ga | 2388 | 300 |  | 05/02/2023 | 132320 | 212396518 | 05/25/2023
Lennox Industries Inc. | Century | GUH80X040A3M-* | Federally-Regulated Consumer Product | Non-Weatherized, Non-Condensin | 1322 | 240 |  | 04/06/2023 | 40067 | 211899381 | 05/25/2023
Lennox Industries Inc. | Century | GUH80X060A3M-* | Federally-Regulated Consumer Product | Non-Weatherized, Non-Condensin | 1277 | 238 |  | 04/06/2023 | 59863 | 211899382 | 05/25/2023
Lennox Industries Inc. | Century | GDD96C070B4M | Federally-Regulated Consumer Product | Non-Weatherized, Condensing Ga | 1473 | 260 |  | 05/02/2023 | 66322 | 212396522 | 05/25/2023
Lennox Industries Inc. | Century | GUH96C070B3M | Federally-Regulated Consumer Product | Non-Weatherized, Condensing Ga | 1298 | 252 |  | 05/02/2023 | 65683 | 212396512 | 05/25/2023
Lennox Industries Inc. | Century | GDD96C045B3M | Federally-Regulated Consumer Product | Non-Weatherized, Condensing Ga | 1250 | 250 |  | 05/02/2023 | 44206 | 212396520 | 05/25/2023
Lennox Industries Inc. | Century | GDD96C110C5M | Federally-Regulated Consumer Product | Non-Weatherized, Condensing Ga | 2033 | 284 |  | 05/02/2023 | 111365 | 212396526 | 05/25/2023
Lennox Industries Inc. | Century | GUH96C090C4M | Federally-Regulated Consumer Product | Non-Weatherized, Condensing Ga | 1566 | 264 |  | 05/02/2023 | 87748 | 212396514 | 05/25/2023
Lennox Industries Inc. | Century | GDD96C090C4M | Federally-Regulated Consumer Product | Non-Weatherized, Condensing Ga | 1542 | 263 |  | 05/02/2023 | 88229 | 212396524 | 05/25/2023
Dettson Industries, Inc. | Dettson | C15-2-V | Federally-Regulated Consumer Product | Non-Weatherized, Condensing Ga | 1263 | 251 |  | 06/23/2022 | 10549 | 208676264 | 05/25/2023
Dettson Industries, Inc. | Dettson | C120-M-V* | Federally-Regulated Consumer Product | Non-Weatherized, Condensing Ga | 2024 | 237 | 284.056 | 10/04/2019 |  |  | 05/25/2023
Dettson Industries, Inc. | Dettson | C60-2-V | Federally-Regulated Consumer Product | Mobile Home Non-Weatherized, C | 1301 | 251 |  | 08/05/2020 | 42154 | 7159344 | 05/25/2023
Dettson Industries, Inc. | Dettson | C45-M-S* | Federally-Regulated Consumer Product | Mobile Home Non-Weatherized, C | 855 | 168 | 300.705 | 10/04/2019 |  |  | 05/25/2023
Dettson Industries, Inc. | Dettson | C45-M-S | Federally-Regulated Consumer Product | Mobile Home Non-Weatherized, C | 855 | 168 | 300.705 | 10/04/2019 |  |  | 05/25/2023
Dettson Industries, Inc. | Dettson | C45-M-V* | Federally-Regulated Consumer Product | Non-Weatherized, Condensing Ga | 831 | 157 | 231.564 | 10/04/2019 |  |  | 05/25/2023
Dettson Industries, Inc. | Dettson | C30-M-S* | Federally-Regulated Consumer Product | Non-Weatherized, Condensing Ga | 679 | 167 | 224.876 | 10/04/2019 |  |  | 05/25/2023
Dettson Industries, Inc. | Dettson | C75-M-V* | Federally-Regulated Consumer Product | Non-Weatherized, Condensing Ga | 1537 | 225 | 262.628 | 10/04/2019 |  |  | 05/25/2023
Dettson Industries, Inc. | Dettson | C105-M-V* | Federally-Regulated Consumer Product | Non-Weatherized, Condensing Ga | 2025 | 281 |  | 08/05/2020 | 41655 | 8171779 | 05/25/2023
Dettson Industries, Inc. | Dettson | C75-M-V | Federally-Regulated Consumer Product | Mobile Home Non-Weatherized, C | 1537 | 225 | 349.127 | 10/04/2019 |  |  | 05/25/2023
Dettson Industries, Inc. | Dettson | C30-M-V | Federally-Regulated Consumer Product | Mobile Home Non-Weatherized, C | 716 | 224 |  | 08/05/2020 | 11776 | 8859521 | 05/25/2023
Dettson Industries, Inc. | Dettson | C45-M-V | Federally-Regulated Consumer Product | Mobile Home Non-Weatherized, C | 831 | 157 | 299.001 | 10/04/2019 |  |  | 05/25/2023
Dettson Industries, Inc. | Dettson | C15-M-S* | Federally-Regulated Consumer Product | Non-Weatherized, Condensing Ga | 743 | 227 |  | 02/17/2021 | 5872 | 201755639 | 05/25/2023
Dettson Industries, Inc. | Dettson | CC15-M-V | Federally-Regulated Consumer Product | Mobile Home Non-Weatherized, C | 495 | 215 |  | 08/05/2020 | 5949 | 201755401 | 05/25/2023
Dettson Industries, Inc. | Dettson | C105-M-V | Federally-Regulated Consumer Product | Mobile Home Non-Weatherized, C | 2025 | 281 |  | 08/05/2020 | 41655 | 8171778 | 05/25/2023
Dettson Industries, Inc. | Dettson | C15-M-V | Federally-Regulated Consumer Product | Mobile Home Non-Weatherized, C | 840 | 232 |  | 08/05/2020 | 5936 | 8858813 | 05/25/2023
Dettson Industries, Inc. | Dettson | C45-2-V | Federally-Regulated Consumer Product | Mobile Home Non-Weatherized, C | 1157 | 245 |  | 08/05/2020 | 31372 | 7170683 | 05/25/2023
Dettson Industries, Inc. | Dettson | C120-M-V | Federally-Regulated Consumer Product | Mobile Home Non-Weatherized, C | 2024 | 237 | 383.704 | 10/04/2019 |  |  | 05/25/2023
Dettson Industries, Inc. | Dettson | C30-M-S | Federally-Regulated Consumer Product | Mobile Home Non-Weatherized, C | 679 | 167 | 288.209 | 10/04/2019 |  |  | 05/25/2023
Dettson Industries, Inc. | Dettson | C45-2-V* | Federally-Regulated Consumer Product | Non-Weatherized, Condensing Ga | 1157 | 208 | 245.908 | 10/04/2019 |  |  | 05/25/2023
Dettson Industries, Inc. | Dettson | C60-M-V | Federally-Regulated Consumer Product | Mobile Home Non-Weatherized, C | 1538 | 215 | 349.198 | 10/04/2019 |  |  | 05/25/2023
Dettson Industries, Inc. | Dettson | C60-2-V* | Federally-Regulated Consumer Product | Non-Weatherized, Condensing Ga | 1300 | 203 | 252.2 | 10/04/2019 |  |  | 05/25/2023
Dettson Industries, Inc. | Dettson | C15-M-V* | Federally-Regulated Consumer Product | Non-Weatherized, Condensing Ga | 840 | 232 |  | 08/05/2020 | 5936 | 8858971 | 05/25/2023
Allied Air | MRCOOL | MGD95SE070B4XA | Federally-Regulated Consumer Product | Non-Weatherized, Condensing Ga | 1634 | 267 |  | 03/10/2023 | 65373 | 204085893 | 05/25/2023
Allied Air | MRCOOL | MPG42S090M414* | Federally-Regulated Consumer Product | Weatherized Non-Condensing Gas | 1348 | 254 |  | 11/10/2022 | 88991 | 204419765 | 05/25/2023
Allied Air | MRCOOL | MGM95SE045B3XA | Federally-Regulated Consumer Product | Non-Weatherized, Condensing Ga | 1282 | 251 |  | 08/26/2022 | 43901 | 204085887 | 05/25/2023
Allied Air | MRCOOL | MGM80SE135D5A | Federally-Regulated Consumer Product | Non-Weatherized, Non-Condensin | 2248 | 281 |  | 11/18/2020 | 132455 | 204085903 | 05/25/2023
Allied Air | MRCOOL | MGD95SE110C5XA | Federally-Regulated Consumer Product | Non-Weatherized, Condensing Ga | 2110 | 288 |  | 03/10/2023 | 110927 | 204085896 | 05/25/2023
Allied Air | MRCOOL | MPG48S108M414A-* | Federally-Regulated Consumer Product | Weatherized Non-Condensing Gas | 1751 | 276 |  | 11/10/2022 | 106967 | 206901372 | 05/25/2023
Allied Air | MRCOOL | MGM95SE110C5XA | Federally-Regulated Consumer Product | Non-Weatherized, Condensing Ga | 1988 | 282 |  | 03/10/2023 | 109859 | 204085890 | 05/25/2023
Allied Air | MRCOOL | MGM95SE090C4XA | Federally-Regulated Consumer Product | Non-Weatherized, Condensing Ga | 1535 | 263 |  | 03/10/2023 | 88204 | 204085889 | 05/25/2023
Allied Air | MRCOOL | MGD95SE045B3XA | Federally-Regulated Consumer Product | Non-Weatherized, Condensing Ga | 1222 | 249 |  | 03/10/2023 | 44213 | 204085892 | 05/25/2023
Allied Air | MRCOOL | MPG24S054M414A-* | Federally-Regulated Consumer Product | Weatherized Non-Condensing Gas | 1049 | 243 |  | 11/10/2022 | 53316 | 206901368 | 05/25/2023
Allied Air | MRCOOL | MGD95SE090C4XA | Federally-Regulated Consumer Product | Non-Weatherized, Condensing Ga | 1576 | 264 |  | 03/10/2023 | 87636 | 204085894 | 05/25/2023
Allied Air | MRCOOL | MPG24S054M414* | Federally-Regulated Consumer Product | Weatherized Non-Condensing Gas | 1049 | 243 |  | 11/10/2022 | 53316 | 204419762 | 05/25/2023
Allied Air | MRCOOL | MPG60S108M414* | Federally-Regulated Consumer Product | Weatherized Non-Condensing Gas | 1964 | 285 |  | 11/10/2022 | 107727 | 204419767 | 05/25/2023
Allied Air | MRCOOL | MGM80SE090B4A | Federally-Regulated Consumer Product | Non-Weatherized, Non-Condensin | 1628 | 254 |  | 11/18/2020 | 87272 | 204085899 | 05/25/2023
Allied Air | MRCOOL | MPG30S054M414* | Federally-Regulated Consumer Product | Weatherized Non-Condensing Gas | 1049 | 243 |  | 11/10/2022 | 53316 | 204419763 | 05/25/2023
Allied Air | MRCOOL | MPG30S054M414A-* | Federally-Regulated Consumer Product | Weatherized Non-Condensing Gas | 1049 | 243 |  | 11/10/2022 | 53316 | 206901369 | 05/25/2023
Allied Air | MRCOOL | MGM80SE090C5A | Federally-Regulated Consumer Product | Non-Weatherized, Non-Condensin | 2081 | 274 |  | 11/18/2020 | 87931 | 204085900 | 05/25/2023
Allied Air | MRCOOL | MGM95SE070B3XA | Federally-Regulated Consumer Product | Non-Weatherized, Condensing Ga | 1316 | 253 |  | 03/10/2023 | 66799 | 204085888 | 05/25/2023
Allied Air | MRCOOL | MGD80SE110C5A | Federally-Regulated Consumer Product | Non-Weatherized, Non-Condensin | 2147 | 276 |  | 11/18/2020 | 111057 | 204085907 | 05/25/2023
Allied Air | MRCOOL | MGD80SE045A3A | Federally-Regulated Consumer Product | Non-Weatherized, Non-Condensin | 1233 | 236 |  | 11/18/2020 | 44020 | 204085904 | 05/25/2023
Allied Air | MRCOOL | MGM80SE070B3A | Federally-Regulated Consumer Product | Non-Weatherized, Non-Condensin | 1361 | 242 |  | 11/18/2020 | 65645 | 204085898 | 05/25/2023
Allied Air | MRCOOL | MGD80SE090B4A | Federally-Regulated Consumer Product | Non-Weatherized, Non-Condensin | 1639 | 254 |  | 11/18/2020 | 87767 | 204085906 | 05/25/2023
Allied Air | MRCOOL | MGM80SE045A3A | Federally-Regulated Consumer Product | Non-Weatherized, Non-Condensin | 1249 | 175 | 236.956 | 10/04/2019 |  |  | 05/25/2023
Allied Air | MRCOOL | MGM95SE135D5XA | Federally-Regulated Consumer Product | Non-Weatherized, Condensing Ga | 2215 | 292 |  | 03/10/2023 | 130202 | 204085891 | 05/25/2023
Allied Air | MRCOOL | MPG36S090M414* | Federally-Regulated Consumer Product | Weatherized Non-Condensing Gas | 1382 | 260 |  | 11/10/2022 | 89107 | 204419764 | 05/25/2023
Allied Air | MRCOOL | MPG60S108M414A-* | Federally-Regulated Consumer Product | Weatherized Non-Condensing Gas | 1964 | 285 |  | 11/10/2022 | 107727 | 206901373 | 05/25/2023
Allied Air | MRCOOL | MPG36S090M414A-* | Federally-Regulated Consumer Product | Weatherized Non-Condensing Gas | 1382 | 260 |  | 11/10/2022 | 89107 | 206901370 | 05/25/2023
Allied Air | MRCOOL | MPG48S108M414* | Federally-Regulated Consumer Product | Weatherized Non-Condensing Gas | 1751 | 276 |  | 11/10/2022 | 106967 | 204419766 | 05/25/2023
Allied Air | MRCOOL | MGD80SE070B3A | Federally-Regulated Consumer Product | Non-Weatherized, Non-Condensin | 1369 | 242 |  | 11/18/2020 | 66107 | 204085905 | 05/25/2023
Allied Air | MRCOOL | MPG42S090M414A-* | Federally-Regulated Consumer Product | Weatherized Non-Condensing Gas | 1348 | 254 |  | 11/10/2022 | 88991 | 206901371 | 05/25/2023
Allied Air | MRCOOL | MGM80SE110C5A | Federally-Regulated Consumer Product | Non-Weatherized, Non-Condensin | 2053 | 272 |  | 11/18/2020 | 109478 | 204085901 | 05/25/2023
Carrier Corp. - Indianapolis | EcoTemp | WFAX060B042B* | Federally-Regulated Consumer Product | Mobile Home Non-Weatherized, C | 1381 | 256 |  | 05/25/2023 | 60143 | 211779055 | 05/25/2023
Carrier Corp. - Indianapolis | EcoTemp | WFEL090B042C | Federally-Regulated Consumer Product | Non-Weatherized, Non-Condensin | 1592 | 252 |  | 05/25/2023 | 88547 | 211780261 | 05/25/2023
Carrier Corp. - Indianapolis | EcoTemp | WFSX140D066A*D | Federally-Regulated Consumer Product | Non-Weatherized, Condensing Ga | 2328 | 297 |  | 05/25/2023 | 139741 | 203360540 | 05/25/2023
Carrier Corp. - Indianapolis | EcoTemp | WFSX120D066B*D | Federally-Regulated Consumer Product | Non-Weatherized, Condensing Ga | 2308 | 297 |  | 05/25/2023 | 119661 | 211779666 | 05/25/2023
Carrier Corp. - Indianapolis | EcoTemp | WFEL090C060B* | Federally-Regulated Consumer Product | Non-Weatherized, Non-Condensin | 2015 | 271 |  | 05/25/2023 | 88187 | 203360898 | 05/25/2023
Carrier Corp. - Indianapolis | EcoTemp | WFEL110C060B | Federally-Regulated Consumer Product | Non-Weatherized, Non-Condensin | 2177 | 278 |  | 05/25/2023 | 110527 | 203360876 | 05/25/2023
Carrier Corp. - Indianapolis | EcoTemp | WFSU080C060A | Federally-Regulated Consumer Product | Non-Weatherized, Condensing Ga | 2136 | 289 |  | 05/25/2023 | 79889 | 204543751 | 05/25/2023
Carrier Corp. - Indianapolis | EcoTemp | WFSX040B036A**D | Federally-Regulated Consumer Product | Mobile Home Non-Weatherized, C | 998 | 239 |  | 05/25/2023 | 40139 | 203360738 | 05/25/2023
Carrier Corp. - Indianapolis | EcoTemp | WFSU060B048A | Federally-Regulated Consumer Product | Non-Weatherized, Condensing Ga | 1521 | 262 |  | 05/25/2023 | 59594 | 204543736 | 05/25/2023
Carrier Corp. - Indianapolis | EcoTemp | WFSX120D066A* | Federally-Regulated Consumer Product | Mobile Home Non-Weatherized, C | 2161 | 290 |  | 05/25/2023 | 119834 | 203360737 | 05/25/2023
Carrier Corp. - Indianapolis | EcoTemp | WFEL070A036B* | Federally-Regulated Consumer Product | Non-Weatherized, Non-Condensin | 1106 | 231 |  | 05/25/2023 | 65995 | 203360893 | 05/25/2023
Carrier Corp. - Indianapolis | EcoTemp | WFER090C048A | Federally-Regulated Consumer Product | Non-Weatherized, Non-Condensin | 1450 | 246 |  | 05/25/2023 | 87792 | 203360836 | 05/25/2023
Carrier Corp. - Indianapolis | EcoTemp | WFSX080B048A**D | Federally-Regulated Consumer Product | Mobile Home Non-Weatherized, C | 1771 | 273 |  | 05/25/2023 | 80331 | 203360740 | 05/25/2023
Carrier Corp. - Indianapolis | EcoTemp | WFEL135D060C* | Federally-Regulated Consumer Product | Non-Weatherized, Non-Condensin | 1907 | 266 |  | 05/25/2023 | 131914 | 211780274 | 05/25/2023
Carrier Corp. - Indianapolis | EcoTemp | WFSX120D066A**D | Federally-Regulated Consumer Product | Mobile Home Non-Weatherized, C | 2161 | 290 |  | 05/25/2023 | 119834 | 203360743 | 05/25/2023
Carrier Corp. - Indianapolis | EcoTemp | WFSX100C060B*D | Federally-Regulated Consumer Product | Non-Weatherized, Condensing Ga | 2215 | 292 |  | 05/25/2023 | 99728 | 211779658 | 05/25/2023
Carrier Corp. - Indianapolis | EcoTemp | WFEL090B042B* | Federally-Regulated Consumer Product | Non-Weatherized, Non-Condensin | 1238 | 236 |  | 05/25/2023 | 88097 | 203360896 | 05/25/2023
Carrier Corp. - Indianapolis | EcoTemp | WFAX040A030A* | Federally-Regulated Consumer Product | Mobile Home Non-Weatherized, C | 981 | 238 |  | 05/25/2023 | 40102 | 203359965 | 05/25/2023
Carrier Corp. - Indianapolis | EcoTemp | WFEL110D060B | Federally-Regulated Consumer Product | Non-Weatherized, Non-Condensin | 2027 | 271 |  | 05/25/2023 | 109826 | 203360877 | 05/25/2023
Carrier Corp. - Indianapolis | EcoTemp | WPG4364090RKD* | Federally-Regulated Consumer Product | Weatherized Non-Condensing Gas | 1485 | 264 |  | 05/25/2023 | 90132 | 204038526 | 05/25/2023
Carrier Corp. - Indianapolis | EcoTemp | WFSX060B042A | Federally-Regulated Consumer Product | Non-Weatherized, Condensing Ga | 1346 | 254 |  | 05/25/2023 | 60102 | 203360519 | 05/25/2023
Carrier Corp. - Indianapolis | EcoTemp | WFEL090D060B | Federally-Regulated Consumer Product | Non-Weatherized, Non-Condensin | 1987 | 269 |  | 05/25/2023 | 88320 | 203360875 | 05/25/2023
Carrier Corp. - Indianapolis | EcoTemp | WFEL110D060B* | Federally-Regulated Consumer Product | Non-Weatherized, Non-Condensin | 2027 | 271 |  | 05/25/2023 | 109826 | 203360901 | 05/25/2023
Carrier Corp. - Indianapolis | EcoTemp | WFSU040B036A | Federally-Regulated Consumer Product | Non-Weatherized, Condensing Ga | 1165 | 196 |  | 05/25/2023 | 40027 | 205645647 | 05/25/2023
Carrier Corp. - Indianapolis | EcoTemp | WFAX040A030A | Federally-Regulated Consumer Product | Non-Weatherized, Condensing Ga | 981 | 238 |  | 05/25/2023 | 40102 | 203359963 | 05/25/2023
Carrier Corp. - Indianapolis | EcoTemp | WFSX080B048B**D | Federally-Regulated Consumer Product | Mobile Home Non-Weatherized, C | 1671 | 269 |  | 05/25/2023 | 79335 | 211779648 | 05/25/2023
Carrier Corp. - Indianapolis | EcoTemp | WPG4604130RKD* | Federally-Regulated Consumer Product | Weatherized Non-Condensing Gas | 2025 | 288 |  | 05/25/2023 | 126976 | 204038533 | 05/25/2023
Carrier Corp. - Indianapolis | EcoTemp | WFAX120D060A | Federally-Regulated Consumer Product | Non-Weatherized, Condensing Ga | 1904 | 279 |  | 05/25/2023 | 119302 | 203359989 | 05/25/2023
Carrier Corp. - Indianapolis | EcoTemp | WFSX040B036A | Federally-Regulated Consumer Product | Non-Weatherized, Condensing Ga | 998 | 239 |  | 05/25/2023 | 40139 | 203360517 | 05/25/2023
Carrier Corp. - Indianapolis | EcoTemp | WFEL135D060B* | Federally-Regulated Consumer Product | Non-Weatherized, Non-Condensin | 1887 | 265 |  | 05/25/2023 | 131482 | 203360902 | 05/25/2023
Carrier Corp. - Indianapolis | EcoTemp | WFEL090C048B | Federally-Regulated Consumer Product | Non-Weatherized, Non-Condensin | 1450 | 246 |  | 05/25/2023 | 87792 | 203360873 | 05/25/2023
Carrier Corp. - Indianapolis | EcoTemp | WFEL110C060C | Federally-Regulated Consumer Product | Non-Weatherized, Non-Condensin | 2444 | 290 |  | 05/25/2023 | 110371 | 211780263 | 05/25/2023
Carrier Corp. - Indianapolis | EcoTemp | WFAX120D060A* | Federally-Regulated Consumer Product | Mobile Home Non-Weatherized, C | 1904 | 279 |  | 05/25/2023 | 119302 | 203359991 | 05/25/2023
Carrier Corp. - Indianapolis | EcoTemp | WFSX100C060A*D | Federally-Regulated Consumer Product | Non-Weatherized, Condensing Ga | 2102 | 287 |  | 05/25/2023 | 99999 | 203360538 | 05/25/2023
Carrier Corp. - Indianapolis | EcoTemp | WFAX040B036A | Federally-Regulated Consumer Product | Non-Weatherized, Condensing Ga | 1024 | 240 |  | 05/25/2023 | 39894 | 203359967 | 05/25/2023
Carrier Corp. - Indianapolis | EcoTemp | WFSU080C060B | Federally-Regulated Consumer Product | Non-Weatherized, Condensing Ga | 2132 | 289 |  | 05/25/2023 | 80309 | 211781345 | 05/25/2023
Carrier Corp. - Indianapolis | EcoTemp | WFER070B048C | Federally-Regulated Consumer Product | Non-Weatherized, Non-Condensin | 1776 | 260 |  | 05/25/2023 | 65952 | 211780360 | 05/25/2023
Carrier Corp. - Indianapolis | EcoTemp | WFSX040A030B*D | Federally-Regulated Consumer Product | Non-Weatherized, Condensing Ga | 1017 | 240 |  | 05/25/2023 | 40102 | 211779638 | 05/25/2023
Carrier Corp. - Indianapolis | EcoTemp | WFAX100C060A* | Federally-Regulated Consumer Product | Mobile Home Non-Weatherized, C | 1821 | 275 |  | 05/25/2023 | 99460 | 203359987 | 05/25/2023
Carrier Corp. - Indianapolis | EcoTemp | WFAX060B042A | Federally-Regulated Consumer Product | Non-Weatherized, Condensing Ga | 1205 | 248 |  | 05/25/2023 | 60119 | 203359975 | 05/25/2023
Carrier Corp. - Indianapolis | EcoTemp | WFEU100C060B | Federally-Regulated Consumer Product | Non-Weatherized, Non-Condensin | 2444 | 290 |  | 05/25/2023 | 99795 | 211781265 | 05/25/2023
Carrier Corp. - Indianapolis | EcoTemp | WFSX060B042A* | Federally-Regulated Consumer Product | Mobile Home Non-Weatherized, C | 1346 | 254 |  | 05/25/2023 | 60102 | 203360733 | 05/25/2023
Carrier Corp. - Indianapolis | EcoTemp | WFSX040A030B | Federally-Regulated Consumer Product | Non-Weatherized, Condensing Ga | 1017 | 240 |  | 05/25/2023 | 40102 | 211779632 | 05/25/2023
Carrier Corp. - Indianapolis | EcoTemp | WFSX100C060A* | Federally-Regulated Consumer Product | Mobile Home Non-Weatherized, C | 2102 | 287 |  | 05/25/2023 | 99999 | 203360736 | 05/25/2023
Carrier Corp. - Indianapolis | EcoTemp | WFSX140D066A | Federally-Regulated Consumer Product | Non-Weatherized, Condensing Ga | 2328 | 297 |  | 05/25/2023 | 139741 | 203360530 | 05/25/2023
Carrier Corp. - Indianapolis | EcoTemp | WFEL070B048C* | Federally-Regulated Consumer Product | Non-Weatherized, Non-Condensin | 1776 | 260 |  | 05/25/2023 | 65952 | 211780394 | 05/25/2023
Carrier Corp. - Indianapolis | EcoTemp | WFSX040B036A* | Federally-Regulated Consumer Product | Mobile Home Non-Weatherized, C | 998 | 239 |  | 05/25/2023 | 40139 | 203360732 | 05/25/2023
Carrier Corp. - Indianapolis | EcoTemp | WFEL135D060B | Federally-Regulated Consumer Product | Non-Weatherized, Non-Condensin | 1887 | 265 |  | 05/25/2023 | 131482 | 203360878 | 05/25/2023
Carrier Corp. - Indianapolis | EcoTemp | WFSX026A030A | Federally-Regulated Consumer Product | Non-Weatherized, Condensing Ga | 890 | 234 |  | 05/25/2023 | 26050 | 203360515 | 05/25/2023
Carrier Corp. - Indianapolis | EcoTemp | WFSX100C060B* | Federally-Regulated Consumer Product | Mobile Home Non-Weatherized, C | 2215 | 292 |  | 05/25/2023 | 99728 | 211779654 | 05/25/2023
Carrier Corp. - Indianapolis | EcoTemp | WFEL110C060B* | Federally-Regulated Consumer Product | Non-Weatherized, Non-Condensin | 2177 | 278 |  | 05/25/2023 | 110527 | 203360900 | 05/25/2023
Carrier Corp. - Indianapolis | EcoTemp | WFER090B042A | Federally-Regulated Consumer Product | Non-Weatherized, Non-Condensin | 1238 | 236 |  | 05/25/2023 | 88097 | 203360835 | 05/25/2023
Carrier Corp. - Indianapolis | EcoTemp | WFSX080B048A* | Federally-Regulated Consumer Product | Mobile Home Non-Weatherized, C | 1771 | 273 |  | 05/25/2023 | 80331 | 203360734 | 05/25/2023
Carrier Corp. - Indianapolis | EcoTemp | WFSX080C060A* | Federally-Regulated Consumer Product | Mobile Home Non-Weatherized, C | 1837 | 276 |  | 05/25/2023 | 79777 | 203360735 | 05/25/2023
Carrier Corp. - Indianapolis | EcoTemp | WFSX120D066B* | Federally-Regulated Consumer Product | Mobile Home Non-Weatherized, C | 2308 | 297 |  | 05/25/2023 | 119661 | 211779662 | 05/25/2023
Carrier Corp. - Indianapolis | EcoTemp | WFSX026A030A*D | Federally-Regulated Consumer Product | Non-Weatherized, Condensing Ga | 890 | 234 |  | 05/25/2023 | 26050 | 203360532 | 05/25/2023
Carrier Corp. - Indianapolis | EcoTemp | WPG4364060UKD* | Federally-Regulated Consumer Product | Weatherized Non-Condensing Gas | 1642 | 271 |  | 05/25/2023 | 60562 | 205822998 | 05/25/2023
Carrier Corp. - Indianapolis | EcoTemp | WPG4484090UKD* | Federally-Regulated Consumer Product | Weatherized Non-Condensing Gas | 2022 | 287 |  | 05/25/2023 | 90050 | 205823001 | 05/25/2023
Carrier Corp. - Indianapolis | EcoTemp | WFAX100C060B | Federally-Regulated Consumer Product | Non-Weatherized, Condensing Ga | 1931 | 280 |  | 05/25/2023 | 100411 | 211779061 | 05/25/2023
Carrier Corp. - Indianapolis | EcoTemp | WPG4424060UKD* | Federally-Regulated Consumer Product | Weatherized Non-Condensing Gas | 1589 | 268 |  | 05/25/2023 | 60153 | 205822999 | 05/25/2023
Carrier Corp. - Indianapolis | EcoTemp | WFSX080C060A**D | Federally-Regulated Consumer Product | Mobile Home Non-Weatherized, C | 1837 | 276 |  | 05/25/2023 | 79777 | 203360741 | 05/25/2023
Carrier Corp. - Indianapolis | EcoTemp | WFSX120D066A | Federally-Regulated Consumer Product | Non-Weatherized, Condensing Ga | 2161 | 290 |  | 05/25/2023 | 119834 | 203360527 | 05/25/2023
Carrier Corp. - Indianapolis | EcoTemp | WFEL045A036C | Federally-Regulated Consumer Product | Non-Weatherized, Non-Condensin | 1161 | 233 |  | 05/25/2023 | 44099 | 211780259 | 05/25/2023
Carrier Corp. - Indianapolis | EcoTemp | WFEL070A036B | Federally-Regulated Consumer Product | Non-Weatherized, Non-Condensin | 1106 | 231 |  | 05/25/2023 | 65995 | 203360869 | 05/25/2023
Carrier Corp. - Indianapolis | EcoTemp | WFSX060B048B | Federally-Regulated Consumer Product | Non-Weatherized, Condensing Ga | 1611 | 266 |  | 05/25/2023 | 59946 | 211779640 | 05/25/2023
Carrier Corp. - Indianapolis | EcoTemp | WFAX080B048A* | Federally-Regulated Consumer Product | Mobile Home Non-Weatherized, C | 1390 | 256 |  | 05/25/2023 | 79599 | 203359980 | 05/25/2023
Carrier Corp. - Indianapolis | EcoTemp | WFER070B036A | Federally-Regulated Consumer Product | Non-Weatherized, Non-Condensin | 1051 | 228 |  | 05/25/2023 | 65904 | 203360833 | 05/25/2023
Carrier Corp. - Indianapolis | EcoTemp | WFSX120D066B**D | Federally-Regulated Consumer Product | Mobile Home Non-Weatherized, C | 2308 | 297 |  | 05/25/2023 | 119661 | 211779664 | 05/25/2023
Carrier Corp. - Indianapolis | EcoTemp | WFER135D060C | Federally-Regulated Consumer Product | Non-Weatherized, Non-Condensin | 1907 | 266 |  | 05/25/2023 | 131914 | 211780247 | 05/25/2023
Carrier Corp. - Indianapolis | EcoTemp | WFSX100C060A | Federally-Regulated Consumer Product | Non-Weatherized, Condensing Ga | 2102 | 287 |  | 05/25/2023 | 99999 | 203360525 | 05/25/2023
Carrier Corp. - Indianapolis | EcoTemp | WFEU080C060B | Federally-Regulated Consumer Product | Non-Weatherized, Non-Condensin | 2436 | 289 |  | 05/25/2023 | 80342 | 211781362 | 05/25/2023
Carrier Corp. - Indianapolis | EcoTemp | WFEL135D060C | Federally-Regulated Consumer Product | Non-Weatherized, Non-Condensin | 1907 | 266 |  | 05/25/2023 | 131914 | 211780264 | 05/25/2023
Carrier Corp. - Indianapolis | EcoTemp | WFEL070A036C | Federally-Regulated Consumer Product | Non-Weatherized, Non-Condensin | 1170 | 233 |  | 05/25/2023 | 65912 | 211780260 | 05/25/2023
Carrier Corp. - Indianapolis | EcoTemp | WFSX080B048B*D | Federally-Regulated Consumer Product | Non-Weatherized, Condensing Ga | 1671 | 269 |  | 05/25/2023 | 79335 | 211779650 | 05/25/2023
Carrier Corp. - Indianapolis | EcoTemp | WFEL090D060B* | Federally-Regulated Consumer Product | Non-Weatherized, Non-Condensin | 1987 | 269 |  | 05/25/2023 | 88320 | 203360899 | 05/25/2023
Carrier Corp. - Indianapolis | EcoTemp | WFAX040A036B | Federally-Regulated Consumer Product | Non-Weatherized, Condensing Ga | 1089 | 243 |  | 05/25/2023 | 39846 | 211779045 | 05/25/2023
Carrier Corp. - Indianapolis | EcoTemp | WFER045A036C | Federally-Regulated Consumer Product | Non-Weatherized, Non-Condensin | 1161 | 233 |  | 05/25/2023 | 44099 | 211780451 | 05/25/2023
Carrier Corp. - Indianapolis | EcoTemp | WFEL070B048C | Federally-Regulated Consumer Product | Non-Weatherized, Non-Condensin | 1776 | 260 |  | 05/25/2023 | 65952 | 211780378 | 05/25/2023
Carrier Corp. - Indianapolis | EcoTemp | WFSX120D066B | Federally-Regulated Consumer Product | Non-Weatherized, Condensing Ga | 2308 | 297 |  | 05/25/2023 | 119661 | 211779660 | 05/25/2023
Carrier Corp. - Indianapolis | Goettl | PGR548090K**2G* | Federally-Regulated Consumer Product | Weatherized Non-Condensing Gas | 1628 | 270 |  | 08/02/2022 | 90600 | 207335472 | 05/25/2023
Carrier Corp. - Indianapolis | Goettl | F96VTN0401410A | Federally-Regulated Consumer Product | Non-Weatherized, Condensing Ga | 1080 | 243 |  | 08/02/2022 | 26105 | 205961821 | 05/25/2023
Carrier Corp. - Indianapolis | Goettl | N95ESN1002122A | Federally-Regulated Consumer Product | Non-Weatherized, Condensing Ga | 2017 | 283 |  | 08/02/2022 | 99705 | 205962019 | 05/25/2023
Carrier Corp. - Indianapolis | Goettl | N80MSL0701712A | Federally-Regulated Consumer Product | Non-Weatherized, Non-Condensin | 1209 | 235 |  | 03/30/2023 | 65992 | 211780410 | 05/25/2023
Carrier Corp. - Indianapolis | Goettl | N80ESL0701716A* | Federally-Regulated Consumer Product | Non-Weatherized, Non-Condensin | 1613 | 253 |  | 08/02/2022 | 66 | 205961920 | 05/25/2023
Carrier Corp. - Indianapolis | Goettl | N80ESL0902420A | Federally-Regulated Consumer Product | Non-Weatherized, Non-Condensin | 1987 | 269 |  | 08/02/2022 | 88320 | 205961929 | 05/25/2023
Carrier Corp. - Indianapolis | Goettl | F96VTN0801716A | Federally-Regulated Consumer Product | Non-Weatherized, Condensing Ga | 1686 | 269 |  | 08/02/2022 | 51540 | 205961829 | 05/25/2023
Carrier Corp. - Indianapolis | Goettl | PGR5**040K**2G* | Federally-Regulated Consumer Product | Weatherized Non-Condensing Gas | 1117 | 248 |  | 08/02/2022 | 44623 | 207335466 | 05/25/2023
Carrier Corp. - Indianapolis | Goettl | PGD430040K**2H* | Federally-Regulated Consumer Product | Weatherized Non-Condensing Gas | 1361 | 257 |  | 08/02/2022 | 45745 | 206908765 | 05/25/2023
Carrier Corp. - Indianapolis | Goettl | PGD430060K**2H* | Federally-Regulated Consumer Product | Weatherized Non-Condensing Gas | 1265 | 254 |  | 08/02/2022 | 60262 | 205962115 | 05/25/2023
Carrier Corp. - Indianapolis | Goettl | PDD424040K**0G* | Federally-Regulated Consumer Product | Weatherized Non-Condensing Gas | 1217 | 253 |  | 08/02/2022 | 40800 | 205962050 | 05/25/2023
Carrier Corp. - Indianapolis | Goettl | N95ESN0601714A**D | Federally-Regulated Consumer Product | Mobile Home Non-Weatherized, C | 1346 | 254 |  | 08/02/2022 | 60102 | 205962005 | 05/25/2023
Carrier Corp. - Indianapolis | Goettl | PGS442060K**0G* | Federally-Regulated Consumer Product | Weatherized Non-Condensing Gas | 1514 | 266 |  | 08/02/2022 | 60394 | 205962184 | 05/25/2023
Carrier Corp. - Indianapolis | Goettl | G80CSU1002120A | Federally-Regulated Consumer Product | Non-Weatherized, Non-Condensin | 2371 | 286 |  | 08/02/2022 | 99785 | 205961854 | 05/25/2023
Carrier Corp. - Indianapolis | Goettl | PGS430040K**2H* | Federally-Regulated Consumer Product | Weatherized Non-Condensing Gas | 1361 | 257 |  | 08/02/2022 | 45745 | 206908767 | 05/25/2023
Carrier Corp. - Indianapolis | Goettl | PGR560090K**2G* | Federally-Regulated Consumer Product | Weatherized Non-Condensing Gas | 1837 | 279 |  | 08/02/2022 | 90615 | 207335473 | 05/25/2023
Carrier Corp. - Indianapolis | Goettl | PGR542090K**2G* | Federally-Regulated Consumer Product | Weatherized Non-Condensing Gas | 1478 | 264 |  | 08/02/2022 | 90299 | 207335471 | 05/25/2023
Carrier Corp. - Indianapolis | Goettl | PGS442060K**2G* | Federally-Regulated Consumer Product | Weatherized Non-Condensing Gas | 1589 | 268 |  | 08/02/2022 | 60153 | 205962186 | 05/25/2023
Carrier Corp. - Indianapolis | Goettl | N96VSN0401712A | Federally-Regulated Consumer Product | Non-Weatherized, Condensing Ga | 1103 | 243 |  | 08/02/2022 | 39803 | 205962036 | 05/25/2023
Carrier Corp. - Indianapolis | Goettl | N96VSN0401410A*D | Federally-Regulated Consumer Product | Non-Weatherized, Condensing Ga | 1075 | 242 |  | 08/02/2022 | 40086 | 205962035 | 05/25/2023
Carrier Corp. - Indianapolis | Goettl | N95ESN0601412A | Federally-Regulated Consumer Product | Non-Weatherized, Condensing Ga | 1176 | 247 |  | 08/02/2022 | 59961 | 205961999 | 05/25/2023
Carrier Corp. - Indianapolis | Goettl | PGS424040K**2G* | Federally-Regulated Consumer Product | Weatherized Non-Condensing Gas | 1361 | 257 |  | 08/02/2022 | 45745 | 206908766 | 05/25/2023
Carrier Corp. - Indianapolis | Goettl | F80VTL0451412A | Federally-Regulated Consumer Product | Non-Weatherized, Non-Condensin | 1205 | 235 |  | 08/02/2022 | 28909 | 207207176 | 05/25/2023
Carrier Corp. - Indianapolis | Goettl | G80VTL0701716A* | Federally-Regulated Consumer Product | Non-Weatherized, Non-Condensin | 1813 | 262 |  | 08/02/2022 | 43434 | 207207227 | 05/25/2023
Carrier Corp. - Indianapolis | Goettl | F80VTL0451412A* | Federally-Regulated Consumer Product | Non-Weatherized, Non-Condensin | 1205 | 235 |  | 08/02/2022 | 28909 | 207207177 | 05/25/2023
Carrier Corp. - Indianapolis | Goettl | N95ESN0802120A* | Federally-Regulated Consumer Product | Mobile Home Non-Weatherized, C | 1837 | 276 |  | 08/02/2022 | 79777 | 205962012 | 05/25/2023
Carrier Corp. - Indianapolis | Goettl | F80VTL0701716A* | Federally-Regulated Consumer Product | Non-Weatherized, Non-Condensin | 1813 | 262 |  | 08/02/2022 | 43434 | 207207179 | 05/25/2023
Carrier Corp. - Indianapolis | Goettl | N95ESN1002120A | Federally-Regulated Consumer Product | Non-Weatherized, Condensing Ga | 2102 | 287 |  | 08/02/2022 | 99999 | 205962015 | 05/25/2023
Carrier Corp. - Indianapolis | Goettl | F96CTN0801714A*D | Federally-Regulated Consumer Product | Non-Weatherized, Condensing Ga | 1364 | 255 |  | 08/02/2022 | 52072 | 205961814 | 05/25/2023
Carrier Corp. - Indianapolis | Goettl | PGS430060K**1H* | Federally-Regulated Consumer Product | Weatherized Non-Condensing Gas | 1285 | 256 |  | 08/02/2022 | 60738 | 205962177 | 05/25/2023
Carrier Corp. - Indianapolis | Goettl | PGR536060K**2G* | Federally-Regulated Consumer Product | Weatherized Non-Condensing Gas | 1489 | 264 |  | 08/02/2022 | 60874 | 207335469 | 05/25/2023
Carrier Corp. - Indianapolis | Goettl | F80CTL0451712A | Federally-Regulated Consumer Product | Non-Weatherized, Non-Condensin | 1379 | 243 |  | 08/02/2022 | 29039 | 205961795 | 05/25/2023
Carrier Corp. - Indianapolis | Goettl | N95ESN0601714A* | Federally-Regulated Consumer Product | Mobile Home Non-Weatherized, C | 1346 | 254 |  | 08/02/2022 | 60102 | 205962004 | 05/25/2023
Carrier Corp. - Indianapolis | Goettl | G80CTL0451712A | Federally-Regulated Consumer Product | Non-Weatherized, Non-Condensin | 1379 | 243 |  | 08/02/2022 | 29039 | 205961855 | 05/25/2023
Carrier Corp. - Indianapolis | Goettl | N80ESL0701716A | Federally-Regulated Consumer Product | Non-Weatherized, Non-Condensin | 1613 | 253 |  | 08/02/2022 | 66 | 205961919 | 05/25/2023
Carrier Corp. - Indianapolis | Goettl | N80MSN0451714A | Federally-Regulated Consumer Product | Non-Weatherized, Non-Condensin | 1343 | 241 |  | 03/30/2023 | 43896 | 211780431 | 05/25/2023
Carrier Corp. - Indianapolis | Goettl | F96VTN1002122A | Federally-Regulated Consumer Product | Non-Weatherized, Condensing Ga | 2219 | 292 |  | 08/02/2022 | 64715 | 205961835 | 05/25/2023
Carrier Corp. - Indianapolis | Goettl | N80ESL0451712A* | Federally-Regulated Consumer Product | Non-Weatherized, Non-Condensin | 1206 | 235 |  | 08/02/2022 | 44058 | 205961914 | 05/25/2023
Carrier Corp. - Indianapolis | Goettl | F96VTN0601714A | Federally-Regulated Consumer Product | Non-Weatherized, Condensing Ga | 1459 | 259 |  | 08/02/2022 | 39051 | 205961827 | 05/25/2023
Carrier Corp. - Indianapolis | Goettl | PGS448090K**2G* | Federally-Regulated Consumer Product | Weatherized Non-Condensing Gas | 2022 | 287 |  | 08/02/2022 | 90050 | 205962192 | 05/25/2023
Carrier Corp. - Indianapolis | Goettl | F80VTL0701716A | Federally-Regulated Consumer Product | Non-Weatherized, Non-Condensin | 1813 | 262 |  | 08/02/2022 | 43434 | 207207178 | 05/25/2023
Carrier Corp. - Indianapolis | Goettl | N80ESL0701712A | Federally-Regulated Consumer Product | Non-Weatherized, Non-Condensin | 1051 | 228 |  | 08/02/2022 | 65904 | 205961917 | 05/25/2023
Carrier Corp. - Indianapolis | Goettl | F80CTL0702120A | Federally-Regulated Consumer Product | Non-Weatherized, Non-Condensin | 2239 | 281 |  | 08/02/2022 | 43857 | 205961801 | 05/25/2023
Carrier Corp. - Indianapolis | Goettl | F80VTL1102122A | Federally-Regulated Consumer Product | Non-Weatherized, Non-Condensin | 2435 | 289 |  | 08/02/2022 | 72702 | 207207182 | 05/25/2023
Carrier Corp. - Indianapolis | Goettl | N80ESL0702116A* | Federally-Regulated Consumer Product | Non-Weatherized, Non-Condensin | 1565 | 251 |  | 08/02/2022 | 65903 | 205961922 | 05/25/2023
Carrier Corp. - Indianapolis | Goettl | F80VTL0902120A* | Federally-Regulated Consumer Product | Non-Weatherized, Non-Condensin | 2025 | 271 |  | 08/02/2022 | 57947 | 207207181 | 05/25/2023
Carrier Corp. - Indianapolis | Goettl | G80CSU0802120A | Federally-Regulated Consumer Product | Non-Weatherized, Non-Condensin | 2499 | 292 |  | 08/02/2022 | 79452 | 205961853 | 05/25/2023
Carrier Corp. - Indianapolis | Goettl | N95ESN0401712A* | Federally-Regulated Consumer Product | Mobile Home Non-Weatherized, C | 998 | 239 |  | 08/02/2022 | 40139 | 205961996 | 05/25/2023
Carrier Corp. - Indianapolis | Goettl | PDS448115K**0G* | Federally-Regulated Consumer Product | Weatherized Non-Condensing Gas | 1989 | 287 |  | 08/02/2022 | 115206 | 205962096 | 05/25/2023
Carrier Corp. - Indianapolis | Goettl | F80CTL1352422A* | Federally-Regulated Consumer Product | Non-Weatherized, Non-Condensin | 2422 | 287 |  | 08/02/2022 | 87787 | 205961810 | 05/25/2023
Carrier Corp. - Indianapolis | Goettl | PDS448130K**1G* | Federally-Regulated Consumer Product | Weatherized Non-Condensing Gas | 2113 | 292 |  | 08/02/2022 | 127041 | 205962099 | 05/25/2023
Carrier Corp. - Indianapolis | Goettl | N80MSL0701412A | Federally-Regulated Consumer Product | Non-Weatherized, Non-Condensin | 1170 | 233 |  | 03/30/2023 | 65912 | 211780408 | 05/25/2023
Carrier Corp. - Indianapolis | Goettl | F97CMN1002122A*D | Federally-Regulated Consumer Product | Non-Weatherized, Condensing Ga | 2192 | 291 |  | 08/02/2022 | 39903 | 205961848 | 05/25/2023
Carrier Corp. - Indianapolis | Goettl | PGS448115K**0G* | Federally-Regulated Consumer Product | Weatherized Non-Condensing Gas | 1989 | 287 |  | 08/02/2022 | 115206 | 205962193 | 05/25/2023
Carrier Corp. - Indianapolis | Goettl | N95ESN1002120A*D | Federally-Regulated Consumer Product | Non-Weatherized, Condensing Ga | 2102 | 287 |  | 08/02/2022 | 99999 | 205962018 | 05/25/2023
Nordyne, LLC | Moss Mechanical | FG7SC-072D-T24BP | Federally-Regulated Consumer Product | Non-Weatherized, Condensing Ga | 1603 | 266 |  | 05/09/2023 | 71640 | 208105442 | 05/25/2023
Nordyne, LLC | Moss Mechanical | KG7TN-060D-E24BP | Federally-Regulated Consumer Product | Non-Weatherized, Condensing Ga | 1304 | 252 |  | 05/09/2023 | 39517 | 208105478 | 05/25/2023
Nordyne, LLC | Moss Mechanical | R8GE-036K096C1 | Federally-Regulated Consumer Product | Weatherized Non-Condensing Gas | 1704 | 274 |  | 05/09/2023 | 97452 | 208105406 | 05/25/2023
Nordyne, LLC | Moss Mechanical | R8GE-X60K100U1 | Federally-Regulated Consumer Product | Weatherized Non-Condensing Gas | 2041 | 289 |  | 05/09/2023 | 101000 | 208105432 | 05/25/2023
Nordyne, LLC | Moss Mechanical | R104GD-024K045C | Federally-Regulated Consumer Product | Weatherized Non-Condensing Gas | 1024 | 244 |  | 05/09/2023 | 45216 | 209335224 | 05/25/2023
Nordyne, LLC | Moss Mechanical | R104GD-030K045C | Federally-Regulated Consumer Product | Weatherized Non-Condensing Gas | 1024 | 244 |  | 05/09/2023 | 45216 | 209335227 | 05/25/2023
Nordyne, LLC | Moss Mechanical | FG7SC-072*-T35C* | Federally-Regulated Consumer Product | Non-Weatherized, Condensing Ga | 1360 | 255 |  | 05/09/2023 | 72522 | 208105421 | 05/25/2023
Nordyne, LLC | Moss Mechanical | FG8SD-050U-T23A* | Federally-Regulated Consumer Product | Non-Weatherized, Condensing Ga | 1446 | 259 |  | 05/09/2023 | 50148 | 208105424 | 05/25/2023
Nordyne, LLC | Moss Mechanical | R8GE-X60K120C1 | Federally-Regulated Consumer Product | Weatherized Non-Condensing Gas | 2073 | 290 |  | 05/09/2023 | 119379 | 208105404 | 05/25/2023
Nordyne, LLC | Moss Mechanical | KG7TN-100D-E35CP | Federally-Regulated Consumer Product | Non-Weatherized, Condensing Ga | 1711 | 270 |  | 05/09/2023 | 65214 | 208105472 | 05/25/2023
Nordyne, LLC | Moss Mechanical | R104GD-036K096C | Federally-Regulated Consumer Product | Weatherized Non-Condensing Gas | 1725 | 275 |  | 05/09/2023 | 97452 | 209335231 | 05/25/2023
Nordyne, LLC | Moss Mechanical | FG7SA-054C-T23AP | Federally-Regulated Consumer Product | Non-Weatherized, Non-Condensin | 1278 | 238 |  | 05/09/2023 | 52950 | 208105441 | 05/25/2023
Nordyne, LLC | Moss Mechanical | KG7TA-060C-E23AP | Federally-Regulated Consumer Product | Non-Weatherized, Non-Condensin | 1266 | 238 |  | 05/09/2023 | 39577 | 208105459 | 05/25/2023
Nordyne, LLC | Moss Mechanical | FG7TN-080D-V35CP | Federally-Regulated Consumer Product | Non-Weatherized, Condensing Ga | 1785 | 274 |  | 05/09/2023 | 52907 | 208105471 | 05/25/2023
Nordyne, LLC | Moss Mechanical | R104GD-048K120C | Federally-Regulated Consumer Product | Weatherized Non-Condensing Gas | 1526 | 266 |  | 05/09/2023 | 121831 | 209335236 | 05/25/2023
Nordyne, LLC | Moss Mechanical | FG8SA-100U-T35CP | Federally-Regulated Consumer Product | Non-Weatherized, Non-Condensin | 2074 | 273 |  | 05/09/2023 | 101891 | 208105436 | 05/25/2023
Nordyne, LLC | Moss Mechanical | R8GE-042K072C1 | Federally-Regulated Consumer Product | Weatherized Non-Condensing Gas | 1817 | 279 |  | 05/09/2023 | 72195 | 208105407 | 05/25/2023
Nordyne, LLC | Moss Mechanical | FG8SA-055U-T23AP | Federally-Regulated Consumer Product | Non-Weatherized, Non-Condensin | 1100 | 230 |  | 05/09/2023 | 54989 | 208105438 | 05/25/2023
Nordyne, LLC | Moss Mechanical | R8GE-X60K096C1 | Federally-Regulated Consumer Product | Weatherized Non-Condensing Gas | 2028 | 288 |  | 05/09/2023 | 94398 | 208105409 | 05/25/2023
Nordyne, LLC | Moss Mechanical | FG7SA-090C-T35CP | Federally-Regulated Consumer Product | Non-Weatherized, Non-Condensin | 1992 | 270 |  | 05/09/2023 | 85266 | 208105448 | 05/25/2023
Nordyne, LLC | Moss Mechanical | DF6SF-X36K100CB | Federally-Regulated Consumer Product | Weatherized Non-Condensing Gas | 1575 | 268 |  | 05/09/2023 | 65500 | 208105401 | 05/25/2023
Nordyne, LLC | Moss Mechanical | FG7SC-090D-T35CP | Federally-Regulated Consumer Product | Non-Weatherized, Condensing Ga | 1980 | 282 |  | 05/09/2023 | 90343 | 208105450 | 05/25/2023
Nordyne, LLC | Moss Mechanical | KG7TC-080D-E35CP | Federally-Regulated Consumer Product | Non-Weatherized, Condensing Ga | 1686 | 269 |  | 05/09/2023 | 51925 | 208105463 | 05/25/2023
Nordyne, LLC | Moss Mechanical | R8GE-024K055U1 | Federally-Regulated Consumer Product | Weatherized Non-Condensing Gas | 1304 | 240 |  | 05/09/2023 | 55721 | 208105427 | 05/25/2023
Nordyne, LLC | Moss Mechanical | FG7TA-060C-V23AP | Federally-Regulated Consumer Product | Non-Weatherized, Non-Condensin | 1266 | 238 |  | 05/09/2023 | 39577 | 208105460 | 05/25/2023
Nordyne, LLC | Moss Mechanical | FG7SD-054D-T24BP | Federally-Regulated Consumer Product | Non-Weatherized, Condensing Ga | 1478 | 260 |  | 05/09/2023 | 54229 | 208105490 | 05/25/2023
Nordyne, LLC | Moss Mechanical | R104GD-024K072C | Federally-Regulated Consumer Product | Weatherized Non-Condensing Gas | 1280 | 255 |  | 05/09/2023 | 71272 | 209335226 | 05/25/2023
Nordyne, LLC | Moss Mechanical | R104GD-036K072C | Federally-Regulated Consumer Product | Weatherized Non-Condensing Gas | 1032 | 244 |  | 05/09/2023 | 72437 | 209335230 | 05/25/2023
Nordyne, LLC | Moss Mechanical | FG7SD-090D-T35CP | Federally-Regulated Consumer Product | Non-Weatherized, Condensing Ga | 1982 | 282 |  | 05/09/2023 | 86025 | 208105496 | 05/25/2023
Nordyne, LLC | Moss Mechanical | KG8SA-070U-T24BP | Federally-Regulated Consumer Product | Non-Weatherized, Non-Condensin | 1597 | 252 |  | 05/09/2023 | 70859 | 208105446 | 05/25/2023
Nordyne, LLC | Moss Mechanical | FG7SC-038*-T23AP | Federally-Regulated Consumer Product | Non-Weatherized, Condensing Ga | 1252 | 250 |  | 05/09/2023 | 37844 | 208105489 | 05/25/2023
Nordyne, LLC | Moss Mechanical | FG7TC-080D-V35CP | Federally-Regulated Consumer Product | Non-Weatherized, Condensing Ga | 1873 | 277 |  | 05/09/2023 | 50261 | 208105464 | 05/25/2023
Nordyne, LLC | Moss Mechanical | FG7SK-054C-T23AP | Federally-Regulated Consumer Product | Non-Weatherized, Non-Condensin | 1338 | 241 |  | 05/09/2023 | 52857 | 208105444 | 05/25/2023
Nordyne, LLC | Moss Mechanical | FG7SK-072C-T24BP | Federally-Regulated Consumer Product | Non-Weatherized, Non-Condensin | 1723 | 258 |  | 05/09/2023 | 73937 | 208105454 | 05/25/2023
Nordyne, LLC | Moss Mechanical | FG7SC-108*-T45D* | Federally-Regulated Consumer Product | Non-Weatherized, Condensing Ga | 1956 | 281 |  | 05/09/2023 | 107378 | 208105419 | 05/25/2023
Nordyne, LLC | Moss Mechanical | KG7TC-100D-E35CP | Federally-Regulated Consumer Product | Non-Weatherized, Condensing Ga | 1763 | 273 |  | 05/09/2023 | 64473 | 208105465 | 05/25/2023
Nordyne, LLC | Moss Mechanical | KG8SA-100U-T35CP | Federally-Regulated Consumer Product | Non-Weatherized, Non-Condensin | 2074 | 273 |  | 05/09/2023 | 101892 | 208105437 | 05/25/2023
Nordyne, LLC | Moss Mechanical | FG7TN-100D-V35CP | Federally-Regulated Consumer Product | Non-Weatherized, Condensing Ga | 2208 | 292 |  | 05/09/2023 | 64085 | 208105500 | 05/25/2023
Nordyne, LLC | Moss Mechanical | FG7TE-080D-E35CP | Federally-Regulated Consumer Product | Non-Weatherized, Condensing Ga | 1764 | 273 |  | 05/09/2023 | 52933 | 208105475 | 05/25/2023
Nordyne, LLC | Moss Mechanical | R8GE-048K096C1 | Federally-Regulated Consumer Product | Weatherized Non-Condensing Gas | 1818 | 279 |  | 05/09/2023 | 95561 | 208105411 | 05/25/2023
Nordyne, LLC | Moss Mechanical | FG7SA-126C-T45D* | Federally-Regulated Consumer Product | Non-Weatherized, Non-Condensin | 2213 | 279 |  | 05/09/2023 | 120195 | 208105417 | 05/25/2023
Nordyne, LLC | Moss Mechanical | FG7SD-108D-T45DP | Federally-Regulated Consumer Product | Non-Weatherized, Condensing Ga | 2046 | 272 |  | 05/09/2023 | 107992 | 208105492 | 05/25/2023
Nordyne, LLC | Moss Mechanical | FG7SC-054*-T24B* | Federally-Regulated Consumer Product | Non-Weatherized, Condensing Ga | 1537 | 263 |  | 05/09/2023 | 54478 | 208105413 | 05/25/2023
Nordyne, LLC | Moss Mechanical | FG7SA-045C-T23AP | Federally-Regulated Consumer Product | Non-Weatherized, Non-Condensin | 1249 | 235 |  | 05/09/2023 | 45676 | 208105455 | 05/25/2023
Nordyne, LLC | Moss Mechanical | R8GE-030K072C1 | Federally-Regulated Consumer Product | Weatherized Non-Condensing Gas | 1280 | 255 |  | 05/09/2023 | 71272 | 208105403 | 05/25/2023
Nordyne, LLC | Moss Mechanical | FG7TC-100D-V35CP | Federally-Regulated Consumer Product | Non-Weatherized, Condensing Ga | 1826 | 275 |  | 05/09/2023 | 64473 | 208105466 | 05/25/2023
Nordyne, LLC | Moss Mechanical | FG7TA-100C-V35CP | Federally-Regulated Consumer Product | Non-Weatherized, Non-Condensin | 1795 | 261 |  | 05/09/2023 | 65499 | 208105457 | 05/25/2023
Nordyne, LLC | Moss Mechanical | FG7TN-115D-V45CP | Federally-Regulated Consumer Product | Non-Weatherized, Condensing Ga | 1798 | 274 |  | 05/09/2023 | 74070 | 208105474 | 05/25/2023
Nordyne, LLC | Moss Mechanical | FG7TC-060D-V24BP | Federally-Regulated Consumer Product | Non-Weatherized, Condensing Ga | 1339 | 254 |  | 05/09/2023 | 38422 | 208105462 | 05/25/2023
Nordyne, LLC | Moss Mechanical | FG7TC-120D-E45DP | Federally-Regulated Consumer Product | Non-Weatherized, Condensing Ga | 2160 | 290 |  | 05/09/2023 | 77603 | 208105508 | 05/25/2023
Nordyne, LLC | Moss Mechanical | KG7TC-060D-E24BP | Federally-Regulated Consumer Product | Non-Weatherized, Condensing Ga | 1222 | 249 |  | 05/09/2023 | 39014 | 208105461 | 05/25/2023
Nordyne, LLC | Moss Mechanical | R8GE-042K096C1 | Federally-Regulated Consumer Product | Weatherized Non-Condensing Gas | 1540 | 267 |  | 05/09/2023 | 97780 | 208105410 | 05/25/2023
Nordyne, LLC | Moss Mechanical | FG7SD-072D-T35C* | Federally-Regulated Consumer Product | Non-Weatherized, Condensing Ga | 1826 | 275 |  | 05/09/2023 | 72142 | 208105423 | 05/25/2023
Nordyne, LLC | Moss Mechanical | FG8SA-070U-T24BP | Federally-Regulated Consumer Product | Non-Weatherized, Non-Condensin | 1597 | 252 |  | 05/09/2023 | 70859 | 208105443 | 05/25/2023
Nordyne, LLC | Moss Mechanical | FG7TA-080C-V24BP | Federally-Regulated Consumer Product | Non-Weatherized, Non-Condensin | 1277 | 238 |  | 05/09/2023 | 52213 | 208105435 | 05/25/2023
Nordyne, LLC | Moss Mechanical | KG7TA-080C-E24BP | Federally-Regulated Consumer Product | Non-Weatherized, Non-Condensin | 1277 | 238 |  | 05/09/2023 | 52213 | 208105433 | 05/25/2023
Nordyne, LLC | Moss Mechanical | R8GE-042K100U1 | Federally-Regulated Consumer Product | Weatherized Non-Condensing Gas | 1913 | 275 |  | 05/09/2023 | 100561 | 208105430 | 05/25/2023
Nordyne, LLC | Moss Mechanical | FG7SA-090C-T24BP | Federally-Regulated Consumer Product | Non-Weatherized, Non-Condensin | 1544 | 250 |  | 05/09/2023 | 89091 | 208105440 | 05/25/2023
Nordyne, LLC | Moss Mechanical | FG7TE-060D-E24BP | Federally-Regulated Consumer Product | Non-Weatherized, Condensing Ga | 1315 | 252 |  | 05/09/2023 | 38212 | 208105487 | 05/25/2023
Nordyne, LLC | Moss Mechanical | R8GE-030K070U1 | Federally-Regulated Consumer Product | Weatherized Non-Condensing Gas | 1655 | 264 |  | 05/09/2023 | 69854 | 208105428 | 05/25/2023
Nordyne, LLC | Moss Mechanical | R8GE-048K120C1 | Federally-Regulated Consumer Product | Weatherized Non-Condensing Gas | 1991 | 287 |  | 05/09/2023 | 121831 | 208105405 | 05/25/2023
Nordyne, LLC | Moss Mechanical | FG7TA-120C-V35CP | Federally-Regulated Consumer Product | Non-Weatherized, Non-Condensin | 2383 | 287 |  | 05/09/2023 | 76546 | 208105458 | 05/25/2023
Nordyne, LLC | Moss Mechanical | FG7SK-090C-T24BP | Federally-Regulated Consumer Product | Non-Weatherized, Non-Condensin | 1564 | 251 |  | 05/09/2023 | 90265 | 208105449 | 05/25/2023
Nordyne, LLC | Moss Mechanical | FG7TE-080D-V35CP | Federally-Regulated Consumer Product | Non-Weatherized, Condensing Ga | 1829 | 275 |  | 05/09/2023 | 52182 | 208105476 | 05/25/2023
Nordyne, LLC | Moss Mechanical | FG8SD-100U-T35C* | Federally-Regulated Consumer Product | Non-Weatherized, Condensing Ga | 2088 | 287 |  | 05/09/2023 | 100330 | 208105425 | 05/25/2023
Nordyne, LLC | Moss Mechanical | FG7TE-115D-V45DP | Federally-Regulated Consumer Product | Non-Weatherized, Condensing Ga | 1999 | 283 |  | 05/09/2023 | 74875 | 208105502 | 05/25/2023
Nordyne, LLC | Moss Mechanical | FG7SC-120*-T45D* | Federally-Regulated Consumer Product | Non-Weatherized, Condensing Ga | 2047 | 272 |  | 05/09/2023 | 120160 | 208105416 | 05/25/2023
Nordyne, LLC | Moss Mechanical | R104GD-X60K120C | Federally-Regulated Consumer Product | Weatherized Non-Condensing Gas | 2073 | 290 |  | 05/09/2023 | 119379 | 209335238 | 05/25/2023
Nordyne, LLC | Moss Mechanical | R8GE-048K100U1 | Federally-Regulated Consumer Product | Weatherized Non-Condensing Gas | 1913 | 275 |  | 05/09/2023 | 100561 | 208105431 | 05/25/2023
Nordyne, LLC | Moss Mechanical | FG7TN-060D-V24BP | Federally-Regulated Consumer Product | Non-Weatherized, Condensing Ga | 1405 | 257 |  | 05/09/2023 | 38964 | 208105479 | 05/25/2023
Nordyne, LLC | Moss Mechanical | KG7TC-120D-E45DP | Federally-Regulated Consumer Product | Non-Weatherized, Condensing Ga | 2160 | 290 |  | 05/09/2023 | 77603 | 208105467 | 05/25/2023
Nordyne, LLC | Moss Mechanical | KG7TE-060D-E24BP | Federally-Regulated Consumer Product | Non-Weatherized, Condensing Ga | 1315 | 252 |  | 05/09/2023 | 38212 | 208105488 | 05/25/2023
Nordyne, LLC | Moss Mechanical | KG7TN-115D-E45DP | Federally-Regulated Consumer Product | Non-Weatherized, Condensing Ga | 2198 | 292 |  | 05/09/2023 | 75317 | 208105473 | 05/25/2023
Nordyne, LLC | Moss Mechanical | FG7SA-072C-T35CP | Federally-Regulated Consumer Product | Non-Weatherized, Non-Condensin | 1719 | 257 |  | 05/09/2023 | 73962 | 208105453 | 05/25/2023
Nordyne, LLC | Moss Mechanical | FG8SD-070U-T24B* | Federally-Regulated Consumer Product | Non-Weatherized, Condensing Ga | 1626 | 267 |  | 05/09/2023 | 68900 | 208105426 | 05/25/2023
Nordyne, LLC | Moss Mechanical | FG7TE-060D-V24BP | Federally-Regulated Consumer Product | Non-Weatherized, Condensing Ga | 1334 | 254 |  | 05/09/2023 | 38697 | 208105499 | 05/25/2023
Nordyne, LLC | Moss Mechanical | R8GE-036K072C1 | Federally-Regulated Consumer Product | Weatherized Non-Condensing Gas | 1349 | 258 |  | 05/09/2023 | 72437 | 208105408 | 05/25/2023
Nordyne, LLC | Moss Mechanical | FG7SK-108C-T35CP | Federally-Regulated Consumer Product | Non-Weatherized, Non-Condensin | 2216 | 280 |  | 05/09/2023 | 109081 | 208105452 | 05/25/2023
Nordyne, LLC | Moss Mechanical | FG7TE-100D-V35CP | Federally-Regulated Consumer Product | Non-Weatherized, Condensing Ga | 1819 | 275 |  | 05/09/2023 | 65338 | 208105498 | 05/25/2023
Nordyne, LLC | Moss Mechanical | R8GE-024K072C1 | Federally-Regulated Consumer Product | Weatherized Non-Condensing Gas | 1280 | 255 |  | 05/09/2023 | 71272 | 208105402 | 05/25/2023
Nordyne, LLC | Moss Mechanical | KG7TE-100D-E35CP | Federally-Regulated Consumer Product | Non-Weatherized, Condensing Ga | 1783 | 273 |  | 05/09/2023 | 64758 | 208105469 | 05/25/2023
Nordyne, LLC | Moss Mechanical | R104GD-030K072C | Federally-Regulated Consumer Product | Weatherized Non-Condensing Gas | 1280 | 255 |  | 05/09/2023 | 71272 | 209335228 | 05/25/2023
Nordyne, LLC | Moss Mechanical | R104GD-048K096C | Federally-Regulated Consumer Product | Weatherized Non-Condensing Gas | 1818 | 279 |  | 05/09/2023 | 95561 | 209335234 | 05/25/2023
Nordyne, LLC | Moss Mechanical | FG7SD-120D-T45DP | Federally-Regulated Consumer Product | Non-Weatherized, Condensing Ga | 1860 | 277 |  | 05/09/2023 | 113408 | 208105503 | 05/25/2023
Nordyne, LLC | Moss Mechanical | KG7TN-080D-E35CP | Federally-Regulated Consumer Product | Non-Weatherized, Condensing Ga | 1718 | 271 |  | 05/09/2023 | 52461 | 208105470 | 05/25/2023
Nordyne, LLC | Moss Mechanical | R104GD-042K072C | Federally-Regulated Consumer Product | Weatherized Non-Condensing Gas | 1950 | 285 |  | 05/09/2023 | 72195 | 209335232 | 05/25/2023
Nordyne, LLC | Moss Mechanical | KG7TE-080D-E35CP | Federally-Regulated Consumer Product | Non-Weatherized, Condensing Ga | 1764 | 273 |  | 05/09/2023 | 52933 | 208105477 | 05/25/2023
Nordyne, LLC | Moss Mechanical | FG7SD-038D-T24BP | Federally-Regulated Consumer Product | Non-Weatherized, Condensing Ga | 1486 | 260 |  | 05/09/2023 | 37931 | 208105494 | 05/25/2023
Nordyne, LLC | Moss Mechanical | FG7SK-126C-T45DP | Federally-Regulated Consumer Product | Non-Weatherized, Non-Condensin | 1904 | 266 |  | 05/09/2023 | 119921 | 208105456 | 05/25/2023
Nordyne, LLC | Moss Mechanical | KG7TA-100C-E35CP | Federally-Regulated Consumer Product | Non-Weatherized, Non-Condensin | 1668 | 255 |  | 05/09/2023 | 63969 | 208105434 | 05/25/2023
Nordyne, LLC | Moss Mechanical | KG8SA-055U-T23AP | Federally-Regulated Consumer Product | Non-Weatherized, Non-Condensin | 1100 | 230 |  | 05/09/2023 | 54989 | 208105439 | 05/25/2023
Nordyne, LLC | Moss Mechanical | FG7TE-100D-E35CP | Federally-Regulated Consumer Product | Non-Weatherized, Condensing Ga | 1783 | 273 |  | 05/09/2023 | 64758 | 208105468 | 05/25/2023
Nordyne, LLC | Moss Mechanical | FG7SA-072C-T24BP | Federally-Regulated Consumer Product | Non-Weatherized, Non-Condensin | 1457 | 246 |  | 05/09/2023 | 69586 | 208105451 | 05/25/2023
Nordyne, LLC | Moss Mechanical | FG7TE-035D-E23AP | Federally-Regulated Consumer Product | Non-Weatherized, Condensing Ga | 1240 | 250 |  | 05/09/2023 | 22621 | 208105505 | 05/25/2023
Nordyne, LLC | Moss Mechanical | R104GD-X60K096C | Federally-Regulated Consumer Product | Weatherized Non-Condensing Gas | 2066 | 290 |  | 05/09/2023 | 94398 | 209335237 | 05/25/2023
Nordyne, LLC | Moss Mechanical | R104GD-042K096C | Federally-Regulated Consumer Product | Weatherized Non-Condensing Gas | 1540 | 267 |  | 05/09/2023 | 97780 | 209335233 | 05/25/2023
Nordyne, LLC | Moss Mechanical | R8GE-036K070U1 | Federally-Regulated Consumer Product | Weatherized Non-Condensing Gas | 1655 | 264 |  | 05/09/2023 | 69854 | 208105429 | 05/25/2023
Nordyne, LLC | Moss Mechanical | FG7TE-115D-E45DP | Federally-Regulated Consumer Product | Non-Weatherized, Condensing Ga | 1999 | 283 |  | 05/09/2023 | 74875 | 208105501 | 05/25/2023
Nordyne, LLC | Moss Mechanical | FG7SA-108C-T35CP | Federally-Regulated Consumer Product | Non-Weatherized, Non-Condensin | 2230 | 238 |  | 05/09/2023 | 108250 | 208105445 | 05/25/2023
Rheem Sales Company, Inc. | DURASTAR | DR80DZAW0751521SAB | Federally-Regulated Consumer Product | Non-Weatherized, Non-Condensin | 2163 | 277 |  | 01/17/2023 | 75029 | 210727809 | 05/25/2023
Rheem Sales Company, Inc. | DURASTAR | DR80DZAW1002521NAB | Federally-Regulated Consumer Product | Non-Weatherized, Non-Condensin | 2120 | 275 |  | 04/04/2023 | 69817 | 211873049 | 05/25/2023
Rheem Sales Company, Inc. | DURASTAR | DR80DZAW0752521SAB | Federally-Regulated Consumer Product | Non-Weatherized, Non-Condensin | 2041 | 272 |  | 04/04/2023 | 52592 | 211873048 | 05/25/2023
Rheem Sales Company, Inc. | DURASTAR | DR95M4AT0701317S | Federally-Regulated Consumer Product | Non-Weatherized, Condensing Ga | 1362 | 255 |  | 06/22/2022 | 69960 | 208676590 | 05/25/2023
Rheem Sales Company, Inc. | DURASTAR | DR95M4AT1001521S | Federally-Regulated Consumer Product | Non-Weatherized, Condensing Ga | 2066 | 286 |  | 06/22/2022 | 98023 | 208676593 | 05/25/2023
Rheem Sales Company, Inc. | DURASTAR | DR80DZAW0502314SAB | Federally-Regulated Consumer Product | Non-Weatherized, Non-Condensin | 1250 | 237 |  | 04/04/2023 | 34844 | 211873041 | 05/25/2023
Rheem Sales Company, Inc. | DURASTAR | DR80UHAT0501417NAN | Federally-Regulated Consumer Product | Non-Weatherized, Non-Condensin | 1517 | 249 |  | 04/04/2023 | 50545 | 211873036 | 05/25/2023
Rheem Sales Company, Inc. | DURASTAR | DR80UHAW0502417SAB | Federally-Regulated Consumer Product | Non-Weatherized, Non-Condensin | 1712 | 257 |  | 04/04/2023 | 34534 | 211873044 | 05/25/2023
Rheem Sales Company, Inc. | DURASTAR | DR80DZAW0501314SAB | Federally-Regulated Consumer Product | Non-Weatherized, Non-Condensin | 2163 | 277 |  | 01/17/2023 | 51119 | 210727807 | 05/25/2023
Rheem Sales Company, Inc. | DURASTAR | DR80DZAW0502314NAB | Federally-Regulated Consumer Product | Non-Weatherized, Non-Condensin | 1250 | 237 |  | 04/04/2023 | 34844 | 211873040 | 05/25/2023
Rheem Sales Company, Inc. | DURASTAR | DR95UCT1151524SA | Federally-Regulated Consumer Product | Non-Weatherized, Condensing Ga | 2041 | 285 | 285 | 10/28/2020 | 111488 | 205783273 | 05/25/2023
Rheem Sales Company, Inc. | DURASTAR | DR80UHAW0502417NAB | Federally-Regulated Consumer Product | Non-Weatherized, Non-Condensin | 1712 | 257 |  | 04/04/2023 | 34534 | 211873042 | 05/25/2023
Rheem Sales Company, Inc. | DURASTAR | DR80DZAW1001521SAB | Federally-Regulated Consumer Product | Non-Weatherized, Non-Condensin | 2095 | 257 |  | 01/17/2023 | 100302 | 210727811 | 05/25/2023
Rheem Sales Company, Inc. | DURASTAR | DR95M4AW1151524S | Federally-Regulated Consumer Product | Non-Weatherized, Condensing Ga | 2137 | 231 |  | 06/24/2022 | 111605 | 208676601 | 05/25/2023
Rheem Sales Company, Inc. | DURASTAR | DR95UCT0701317SA | Federally-Regulated Consumer Product | Non-Weatherized, Condensing Ga | 1362 | 247 | 255 | 10/28/2020 | 69960 | 205783269 | 05/25/2023
Rheem Sales Company, Inc. | DURASTAR | DR95UCT0851521SA | Federally-Regulated Consumer Product | Non-Weatherized, Condensing Ga | 1929 | 280 | 280 | 10/28/2020 | 84515 | 205783271 | 05/25/2023
Rheem Sales Company, Inc. | DURASTAR | DR95UCT0401317SA | Federally-Regulated Consumer Product | Non-Weatherized, Condensing Ga | 1107 | 218 | 244 | 10/28/2020 | 41877 | 205783267 | 05/25/2023
Rheem Sales Company, Inc. | DURASTAR | DR80UAT0752417SA | Federally-Regulated Consumer Product | Non-Weatherized, Non-Condensin | 1884 | 265 | 265 | 10/28/2020 | 52545 | 205783262 | 05/25/2023
Rheem Sales Company, Inc. | DURASTAR | DR95UCT1001521SA | Federally-Regulated Consumer Product | Non-Weatherized, Condensing Ga | 2066 | 286 | 286 | 10/28/2020 | 98023 | 205783272 | 05/25/2023
Rheem Sales Company, Inc. | DURASTAR | DR80DZAW1002521SAB | Federally-Regulated Consumer Product | Non-Weatherized, Non-Condensin | 2120 | 275 |  | 04/04/2023 | 69817 | 211873050 | 05/25/2023
Rheem Sales Company, Inc. | DURASTAR | DR80DZAW1251524SAB | Federally-Regulated Consumer Product | Non-Weatherized, Non-Condensin | 2075 | 273 |  | 01/17/2023 | 124289 | 210727813 | 05/25/2023
Rheem Sales Company, Inc. | DURASTAR | DR80DZAW1252524NAB | Federally-Regulated Consumer Product | Non-Weatherized, Non-Condensin | 2179 | 278 |  | 04/04/2023 | 86625 | 211873051 | 05/25/2023
Rheem Sales Company, Inc. | DURASTAR | DR80UAT1252524SA | Federally-Regulated Consumer Product | Non-Weatherized, Non-Condensin | 1899 | 266 | 266 | 10/28/2020 | 87546 | 205783265 | 05/25/2023
Rheem Sales Company, Inc. | DURASTAR | DR80DZAW0751521NAB | Federally-Regulated Consumer Product | Non-Weatherized, Non-Condensin | 2163 | 277 |  | 01/17/2023 | 75029 | 210727808 | 05/25/2023
Rheem Sales Company, Inc. | DURASTAR | DR80DZAW1001521NAB | Federally-Regulated Consumer Product | Non-Weatherized, Non-Condensin | 2095 | 257 |  | 01/17/2023 | 100302 | 210727810 | 05/25/2023
Rheem Sales Company, Inc. | DURASTAR | DR80DZAW0752417NAB | Federally-Regulated Consumer Product | Non-Weatherized, Non-Condensin | 1628 | 254 |  | 04/04/2023 | 52707 | 211873045 | 05/25/2023
Rheem Sales Company, Inc. | DURASTAR | DR80DZAW1251524NAB | Federally-Regulated Consumer Product | Non-Weatherized, Non-Condensin | 2075 | 273 |  | 01/17/2023 | 124289 | 210727812 | 05/25/2023
Rheem Sales Company, Inc. | DURASTAR | DR80UHAT0501417SAN | Federally-Regulated Consumer Product | Non-Weatherized, Non-Condensin | 1517 | 249 |  | 04/04/2023 | 50545 | 211873037 | 05/25/2023
Rheem Sales Company, Inc. | DURASTAR | DR95M4AT0401317S | Federally-Regulated Consumer Product | Non-Weatherized, Condensing Ga | 1292 | 228 |  | 06/24/2022 | 42494 | 208676588 | 05/25/2023
Rheem Sales Company, Inc. | DURASTAR | DR95UCT0701521SA | Federally-Regulated Consumer Product | Non-Weatherized, Condensing Ga | 1983 | 279 | 282 | 10/28/2020 | 70360 | 205783270 | 05/25/2023
Rheem Sales Company, Inc. | DURASTAR | DR80DZAW0501314NAB | Federally-Regulated Consumer Product | Non-Weatherized, Non-Condensin | 2163 | 277 |  | 01/17/2023 | 51119 | 210727806 | 05/25/2023
Rheem Sales Company, Inc. | DURASTAR | DR80UAT1502524SA | Federally-Regulated Consumer Product | Non-Weatherized, Non-Condensin | 2092 | 274 | 274 | 10/28/2020 | 104565 | 205783266 | 05/25/2023
Rheem Sales Company, Inc. | DURASTAR | DR80DZAW0752521NAB | Federally-Regulated Consumer Product | Non-Weatherized, Non-Condensin | 2041 | 272 |  | 04/04/2023 | 52592 | 211873047 | 05/25/2023
American Standard, Inc. | AMERICAN STANDARD | S8V2C100M5PD*** | Federally-Regulated Consumer Product | Non-Weatherized, Non-Condensin | 2317 | 283 |  | 11/03/2022 | 65323 | 210532658 | 05/25/2023
American Standard, Inc. | AMERICAN STANDARD | AUHMB060ACV3V**-H | Federally-Regulated Consumer Product | Non-Weatherized, Condensing Ga | 1328 | 253 |  | 01/05/2022 | 23433 | 9962861 | 05/25/2023
American Standard, Inc. | AMERICAN STANDARD | S8B1B080M4PT*** | Federally-Regulated Consumer Product | Non-Weatherized, Non-Condensin | 1891 | 265 |  | 07/31/2021 | 80284 | 202865521 | 05/25/2023
American Standard, Inc. | AMERICAN STANDARD | S8X2D120M5PT*** | Federally-Regulated Consumer Product | Non-Weatherized, Non-Condensin | 2478 | 291 |  | 07/31/2021 | 84491 | 202865506 | 05/25/2023
American Standard, Inc. | AMERICAN STANDARD | S8X1A040M3PT*** | Federally-Regulated Consumer Product | Non-Weatherized, Non-Condensin | 1395 | 243 |  | 07/31/2021 | 39539 | 202865492 | 05/25/2023
American Standard, Inc. | AMERICAN STANDARD | S9V2B060U4PS*** | Federally-Regulated Consumer Product | Non-Weatherized, Condensing Ga | 1620 | 266 |  | 07/31/2021 | 39100 | 10509495 | 05/25/2023
American Standard, Inc. | AMERICAN STANDARD | 4YCC4042A1090** | Federally-Regulated Consumer Product | Weatherized Non-Condensing Gas | 1729 | 275 |  | 01/26/2023 | 89458 | 7523943 | 05/25/2023
American Standard, Inc. | AMERICAN STANDARD | 4YCZ6048C1090** | Federally-Regulated Consumer Product | Weatherized Non-Condensing Gas | 1874 | 281 |  | 01/26/2023 | 71942 | 7795889 | 05/25/2023
American Standard, Inc. | AMERICAN STANDARD | AUHMB080ACV3V** | Federally-Regulated Consumer Product | Non-Weatherized, Condensing Ga | 1413 | 257 |  | 01/05/2022 | 79374 | 9962867 | 05/25/2023
American Standard, Inc. | AMERICAN STANDARD | L8V1A040U3VS*** | Federally-Regulated Consumer Product | Non-Weatherized, Non-Condensin | 1421 | 245 |  | 05/18/2022 | 40235 | 208359565 | 05/25/2023
American Standard, Inc. | AMERICAN STANDARD | ADD2D120ACV52* | Federally-Regulated Consumer Product | Non-Weatherized, Non-Condensin | 2235 | 280 |  | 01/26/2023 | 75910 | 2016784 | 05/25/2023
American Standard, Inc. | AMERICAN STANDARD | AUHMD120ACV5V**-H | Federally-Regulated Consumer Product | Non-Weatherized, Condensing Ga | 2116 | 288 |  | 01/05/2022 | 54354 | 9962864 | 05/25/2023
American Standard, Inc. | AMERICAN STANDARD | 4YCC4060A1115** | Federally-Regulated Consumer Product | Weatherized Non-Condensing Gas | 2164 | 294 |  | 01/26/2023 | 114427 | 7523947 | 05/25/2023
American Standard, Inc. | AMERICAN STANDARD | S9V2B060D3PS*** | Federally-Regulated Consumer Product | Non-Weatherized, Condensing Ga | 1446 | 259 |  | 07/31/2021 | 38743 | 10509493 | 05/25/2023
American Standard, Inc. | AMERICAN STANDARD | ADD2B080A9V3V** | Federally-Regulated Consumer Product | Non-Weatherized, Non-Condensin | 1465 | 246 |  | 01/26/2023 | 50969 | 5493968 | 05/25/2023
American Standard, Inc. | AMERICAN STANDARD | S9X2B040D3PSB** | Federally-Regulated Consumer Product | Non-Weatherized, Condensing Ga | 1261 | 250 |  | 07/31/2021 | 25805 | 203909126 | 05/25/2023
American Standard, Inc. | AMERICAN STANDARD | S8X2B060M4PT*** | Federally-Regulated Consumer Product | Non-Weatherized, Non-Condensin | 1756 | 259 |  | 07/31/2021 | 39182 | 202865502 | 05/25/2023
American Standard, Inc. | AMERICAN STANDARD | S8B1A026M2PT*** | Federally-Regulated Consumer Product | Non-Weatherized, Non-Condensin | 1045 | 228 |  | 01/26/2023 | 26205 | 202865516 | 05/25/2023
American Standard, Inc. | AMERICAN STANDARD | S8B1A040M3PT*** | Federally-Regulated Consumer Product | Non-Weatherized, Non-Condensin | 1395 | 243 |  | 07/31/2021 | 39539 | 202865517 | 05/25/2023
American Standard, Inc. | AMERICAN STANDARD | 4DCY4042C1090** | Federally-Regulated Consumer Product | Weatherized Non-Condensing Gas | 1846 | 280 |  | 12/01/2021 | 90142 | 7795878 | 05/25/2023
American Standard, Inc. | AMERICAN STANDARD | S8B1A040M3PS*** | Federally-Regulated Consumer Product | Non-Weatherized, Non-Condensin | 1395 | 243 |  | 07/31/2021 | 39539 | 202576808 | 05/25/2023
American Standard, Inc. | AMERICAN STANDARD | AUHMB060ACV3V** | Federally-Regulated Consumer Product | Non-Weatherized, Condensing Ga | 1328 | 253 |  | 01/05/2022 | 23433 | 9962868 | 05/25/2023
American Standard, Inc. | AMERICAN STANDARD | S8X2B080M4PT*** | Federally-Regulated Consumer Product | Non-Weatherized, Non-Condensin | 1846 | 263 |  | 07/31/2021 | 51266 | 202865503 | 05/25/2023
American Standard, Inc. | AMERICAN STANDARD | 4DCY4036C1070** | Federally-Regulated Consumer Product | Weatherized Non-Condensing Gas | 1504 | 265 |  | 07/31/2021 | 55291 | 7795877 | 05/25/2023
American Standard, Inc. | AMERICAN STANDARD | 4YCC4036A1090** | Federally-Regulated Consumer Product | Weatherized Non-Condensing Gas | 1387 | 260 |  | 01/26/2023 | 90126 | 7523941 | 05/25/2023
American Standard, Inc. | AMERICAN STANDARD | S8X2A040M3PT*** | Federally-Regulated Consumer Product | Non-Weatherized, Non-Condensin | 1447 | 246 |  | 07/31/2021 | 25638 | 202865500 | 05/25/2023
American Standard, Inc. | AMERICAN STANDARD | 4YCC4060A1090** | Federally-Regulated Consumer Product | Weatherized Non-Condensing Gas | 2282 | 299 |  | 01/26/2023 | 89050 | 7523946 | 05/25/2023
American Standard, Inc. | AMERICAN STANDARD | S9B1B060U4PS*** | Federally-Regulated Consumer Product | Non-Weatherized, Condensing Ga | 1616 | 266 |  | 07/31/2021 | 60194 | 203908967 | 05/25/2023
American Standard, Inc. | AMERICAN STANDARD | 4DCZ5024F1060** | Federally-Regulated Consumer Product | Weatherized Non-Condensing Gas | 1036 | 245 |  | 03/16/2023 | 59807 | 211708367 | 05/25/2023
American Standard, Inc. | AMERICAN STANDARD | S8B1C100M5PT*** | Federally-Regulated Consumer Product | Non-Weatherized, Non-Condensin | 2443 | 289 |  | 07/31/2021 | 98371 | 202865523 | 05/25/2023
American Standard, Inc. | AMERICAN STANDARD | AUD2D140ACV52* | Federally-Regulated Consumer Product | Non-Weatherized, Non-Condensin | 2046 | 272 |  | 01/26/2023 | 90042 | 2016790 | 05/25/2023
American Standard, Inc. | AMERICAN STANDARD | S9V2B080U4PS*** | Federally-Regulated Consumer Product | Non-Weatherized, Condensing Ga | 1691 | 269 |  | 12/01/2021 | 51429 | 10509499 | 05/25/2023
American Standard, Inc. | AMERICAN STANDARD | S8V2A040M3PC*** | Federally-Regulated Consumer Product | Non-Weatherized, Non-Condensin | 1475 | 246 |  | 11/03/2022 | 25840 | 210532642 | 05/25/2023
American Standard, Inc. | AMERICAN STANDARD | 4YCZ5024F1060** | Federally-Regulated Consumer Product | Weatherized Non-Condensing Gas | 1056 | 245 |  | 03/16/2023 | 60351 | 211708357 | 05/25/2023
American Standard, Inc. | AMERICAN STANDARD | L8V1C100U5VS*** | Federally-Regulated Consumer Product | Non-Weatherized, Non-Condensin | 2437 | 289 |  | 07/31/2021 | 101421 | 207169060 | 05/25/2023
American Standard, Inc. | AMERICAN STANDARD | S8X2C100M5PT*** | Federally-Regulated Consumer Product | Non-Weatherized, Non-Condensin | 2385 | 287 |  | 07/31/2021 | 65137 | 202865505 | 05/25/2023
American Standard, Inc. | AMERICAN STANDARD | ADHMC100ACV4VB* | Federally-Regulated Consumer Product | Non-Weatherized, Condensing Ga | 1706 | 270 |  | 01/05/2022 | 41336 | 5722431 | 05/25/2023
American Standard, Inc. | AMERICAN STANDARD | S9B1D120U5PS*** | Federally-Regulated Consumer Product | Non-Weatherized, Condensing Ga | 2504 | 305 |  | 07/31/2021 | 120189 | 203908971 | 05/25/2023
American Standard, Inc. | AMERICAN STANDARD | AUD2C100B9V5V** | Federally-Regulated Consumer Product | Non-Weatherized, Non-Condensin | 2112 | 275 |  | 01/26/2023 | 63807 | 5493976 | 05/25/2023
American Standard, Inc. | AMERICAN STANDARD | ADD2C100A9V5V** | Federally-Regulated Consumer Product | Non-Weatherized, Non-Condensin | 1971 | 269 |  | 01/26/2023 | 66645 | 5493969 | 05/25/2023
American Standard, Inc. | AMERICAN STANDARD | S8V2A040M3PD*** | Federally-Regulated Consumer Product | Non-Weatherized, Non-Condensin | 1475 | 246 |  | 11/03/2022 | 25840 | 210532654 | 05/25/2023
American Standard, Inc. | AMERICAN STANDARD | S8V2D120M5PC*** | Federally-Regulated Consumer Product | Non-Weatherized, Non-Condensin | 2377 | 286 |  | 11/03/2022 | 84668 | 210532647 | 05/25/2023
American Standard, Inc. | AMERICAN STANDARD | S8B1C100M5PS*** | Federally-Regulated Consumer Product | Non-Weatherized, Non-Condensin | 2443 | 289 |  | 07/31/2021 | 98371 | 202576814 | 05/25/2023
American Standard, Inc. | AMERICAN STANDARD | S9V2B040U3VS*** | Federally-Regulated Consumer Product | Non-Weatherized, Condensing Ga | 1404 | 257 |  | 07/31/2021 | 26064 | 10591643 | 05/25/2023
American Standard, Inc. | AMERICAN STANDARD | S9V2C100U4VS*** | Federally-Regulated Consumer Product | Non-Weatherized, Condensing Ga | 1921 | 280 |  | 07/31/2021 | 64556 | 10591648 | 05/25/2023
American Standard, Inc. | AMERICAN STANDARD | 4YCC4042A1060** | Federally-Regulated Consumer Product | Weatherized Non-Condensing Gas | 1646 | 271 |  | 01/26/2023 | 59580 | 7523942 | 05/25/2023
American Standard, Inc. | AMERICAN STANDARD | S8B1B040M2PS*** | Federally-Regulated Consumer Product | Non-Weatherized, Non-Condensin | 959 | 224 |  | 07/31/2021 | 40074 | 202576809 | 05/25/2023
American Standard, Inc. | AMERICAN STANDARD | 4YCZ5036F1070** | Federally-Regulated Consumer Product | Weatherized Non-Condensing Gas | 1504 | 265 |  | 03/16/2023 | 55291 | 211708359 | 05/25/2023
American Standard, Inc. | AMERICAN STANDARD | S8V2C080M5PD*** | Federally-Regulated Consumer Product | Non-Weatherized, Non-Condensin | 2322 | 284 |  | 11/03/2022 | 51280 | 210532657 | 05/25/2023
American Standard, Inc. | AMERICAN STANDARD | S8V2B060M4PC*** | Federally-Regulated Consumer Product | Non-Weatherized, Non-Condensin | 1871 | 264 |  | 11/03/2022 | 38765 | 210532643 | 05/25/2023
American Standard, Inc. | AMERICAN STANDARD | S8V2B080M4PD*** | Federally-Regulated Consumer Product | Non-Weatherized, Non-Condensin | 1957 | 268 |  | 11/03/2022 | 51892 | 210532656 | 05/25/2023
American Standard, Inc. | AMERICAN STANDARD | AUHMC100ACV4V** | Federally-Regulated Consumer Product | Non-Weatherized, Condensing Ga | 2096 | 287 |  | 01/05/2022 | 39125 | 9962866 | 05/25/2023
American Standard, Inc. | AMERICAN STANDARD | S9X1B060U4PSB** | Federally-Regulated Consumer Product | Non-Weatherized, Condensing Ga | 1616 | 266 |  | 07/31/2021 | 60194 | 203862610 | 05/25/2023
American Standard, Inc. | AMERICAN STANDARD | AUD2C080A9V4V** | Federally-Regulated Consumer Product | Non-Weatherized, Non-Condensin | 1751 | 259 |  | 01/26/2023 | 50456 | 5493973 | 05/25/2023
American Standard, Inc. | AMERICAN STANDARD | S8V2C080M5PC*** | Federally-Regulated Consumer Product | Non-Weatherized, Non-Condensin | 2322 | 284 |  | 11/03/2022 | 51280 | 210532645 | 05/25/2023
American Standard, Inc. | AMERICAN STANDARD | S9V2C100D4VS*** | Federally-Regulated Consumer Product | Non-Weatherized, Condensing Ga | 2084 | 287 |  | 07/31/2021 | 64611 | 10591647 | 05/25/2023
American Standard, Inc. | AMERICAN STANDARD | S9V2C100D5PS*** | Federally-Regulated Consumer Product | Non-Weatherized, Condensing Ga | 2259 | 294 |  | 07/31/2021 | 65348 | 10509502 | 05/25/2023
American Standard, Inc. | AMERICAN STANDARD | S8X2D120M5PS*** | Federally-Regulated Consumer Product | Non-Weatherized, Non-Condensin | 2478 | 291 |  | 07/31/2021 | 84491 | 202408104 | 05/25/2023
American Standard, Inc. | AMERICAN STANDARD | AUHMB080ACV3V**-H | Federally-Regulated Consumer Product | Non-Weatherized, Condensing Ga | 1413 | 257 |  | 01/05/2022 | 79374 | 9962862 | 05/25/2023
American Standard, Inc. | AMERICAN STANDARD | S9X1B040U3PSB** | Federally-Regulated Consumer Product | Non-Weatherized, Condensing Ga | 1091 | 243 |  | 07/31/2021 | 40458 | 203862608 | 05/25/2023
American Standard, Inc. | AMERICAN STANDARD | AUD2C100A9V5V** | Federally-Regulated Consumer Product | Non-Weatherized, Non-Condensin | 2030 | 271 |  | 01/26/2023 | 64350 | 5493975 | 05/25/2023
American Standard, Inc. | AMERICAN STANDARD | S8B1B080M4PS*** | Federally-Regulated Consumer Product | Non-Weatherized, Non-Condensin | 1891 | 265 |  | 07/31/2021 | 80284 | 202576812 | 05/25/2023
American Standard, Inc. | AMERICAN STANDARD | AUD2D120B9V5V** | Federally-Regulated Consumer Product | Non-Weatherized, Non-Condensin | 1978 | 269 |  | 01/26/2023 | 77719 | 5493977 | 05/25/2023
American Standard, Inc. | AMERICAN STANDARD | 4YCZ5036F1090** | Federally-Regulated Consumer Product | Weatherized Non-Condensing Gas | 1311 | 257 |  | 03/16/2023 | 90186 | 211708360 | 05/25/2023
American Standard, Inc. | AMERICAN STANDARD | S8X1B060M4PT*** | Federally-Regulated Consumer Product | Non-Weatherized, Non-Condensin | 1803 | 261 |  | 07/31/2021 | 59449 | 202865495 | 05/25/2023
American Standard, Inc. | AMERICAN STANDARD | S8X2C080M5PT*** | Federally-Regulated Consumer Product | Non-Weatherized, Non-Condensin | 2454 | 290 |  | 07/31/2021 | 52329 | 202865504 | 05/25/2023
American Standard, Inc. | AMERICAN STANDARD | L8V1B080U4VS*** | Federally-Regulated Consumer Product | Non-Weatherized, Non-Condensin | 1869 | 264 |  | 05/18/2022 | 79937 | 208359568 | 05/25/2023
American Standard, Inc. | AMERICAN STANDARD | AUD2D120A9V5VB* | Federally-Regulated Consumer Product | Non-Weatherized, Non-Condensin | 1951 | 268 |  | 01/26/2023 | 77389 | 5454386 | 05/25/2023
American Standard, Inc. | AMERICAN STANDARD | S8X1B040M2PT*** | Federally-Regulated Consumer Product | Non-Weatherized, Non-Condensin | 959 | 224 |  | 07/31/2021 | 40074 | 202865493 | 05/25/2023
Rheem Sales Company, Inc. | DURASTAR | DR80UAT0752317SA | Federally-Regulated Consumer Product | Non-Weatherized, Non-Condensin | 1539 | 250 |  | 05/25/2023 | 52505 | 205783261 | 05/25/2023
Rheem Sales Company, Inc. | DURASTAR | DR80DZAT0751317N | Federally-Regulated Consumer Product | Non-Weatherized, Non-Condensin | 1253 | 237 |  | 05/25/2023 | 74903 | 208430125 | 05/25/2023
Rheem Sales Company, Inc. | DURASTAR | DR80DAT1001521SA | Federally-Regulated Consumer Product | Non-Weatherized, Non-Condensin | 1895 | 265 |  | 05/25/2023 | 100302 | 205783257 | 05/25/2023
Rheem Sales Company, Inc. | DURASTAR | DR80UHAW0502314SAB | Federally-Regulated Consumer Product | Non-Weatherized, Non-Condensin | 1318 | 240 |  | 05/25/2023 | 35484 | 210727814 | 05/25/2023
Rheem Sales Company, Inc. | DURASTAR | DR96M4AW0702521S | Federally-Regulated Consumer Product | Non-Weatherized, Condensing Ga | 1923 | 280 |  | 05/25/2023 | 49235 | 208430144 | 05/25/2023
Rheem Sales Company, Inc. | DURASTAR | DR95M4AW0601317S | Federally-Regulated Consumer Product | Non-Weatherized, Condensing Ga | 1356 | 249 |  | 05/25/2023 | 56054 | 208676596 | 05/25/2023
Rheem Sales Company, Inc. | DURASTAR | DR80UAT0501314SA | Federally-Regulated Consumer Product | Non-Weatherized, Non-Condensin | 1388 | 184 |  | 05/25/2023 | 49660 | 205783251 | 05/25/2023
Rheem Sales Company, Inc. | DURASTAR | DR95M4AT0851521S | Federally-Regulated Consumer Product | Non-Weatherized, Condensing Ga | 1929 | 280 |  | 05/25/2023 | 84515 | 208676592 | 05/25/2023
Rheem Sales Company, Inc. | DURASTAR | DR80UHAT0751417S | Federally-Regulated Consumer Product | Non-Weatherized, Non-Condensin | 1496 | 248 |  | 05/25/2023 | 75177 | 208430110 | 05/25/2023
Rheem Sales Company, Inc. | DURASTAR | DR80UHAW0751417NAB | Federally-Regulated Consumer Product | Non-Weatherized, Non-Condensin | 1830 | 223 |  | 05/25/2023 | 75693 | 210802624 | 05/25/2023
Rheem Sales Company, Inc. | DURASTAR | DR80DZAT0751521N | Federally-Regulated Consumer Product | Non-Weatherized, Non-Condensin | 1883 | 265 |  | 05/25/2023 | 75029 | 208430126 | 05/25/2023
Rheem Sales Company, Inc. | DURASTAR | DR80UHAW0502314N | Federally-Regulated Consumer Product | Non-Weatherized, Non-Condensin | 1318 | 240 |  | 05/25/2023 | 35484 | 208430135 | 05/25/2023
Rheem Sales Company, Inc. | DURASTAR | DR80DZAW0751417SAB | Federally-Regulated Consumer Product | Non-Weatherized, Non-Condensin | 1680 | 255 |  | 05/25/2023 | 76001 | 210802619 | 05/25/2023
Rheem Sales Company, Inc. | DURASTAR | DR80UHAW1252524N | Federally-Regulated Consumer Product | Non-Weatherized, Non-Condensin | 2073 | 273 |  | 05/25/2023 | 87500 | 208430140 | 05/25/2023
Rheem Sales Company, Inc. | DURASTAR | DR80UHAT0501314N | Federally-Regulated Consumer Product | Non-Weatherized, Non-Condensin | 1388 | 243 |  | 05/25/2023 | 49660 | 208430114 | 05/25/2023
Rheem Sales Company, Inc. | DURASTAR | DR80DZAT0751317S | Federally-Regulated Consumer Product | Non-Weatherized, Non-Condensin | 1253 | 237 |  | 05/25/2023 | 74903 | 208430120 | 05/25/2023
Rheem Sales Company, Inc. | DURASTAR | DR80UHAW1502524S | Federally-Regulated Consumer Product | Non-Weatherized, Non-Condensin | 2092 | 274 |  | 05/25/2023 | 104565 | 208430148 | 05/25/2023
Rheem Sales Company, Inc. | DURASTAR | DR80UHAW0752521S | Federally-Regulated Consumer Product | Non-Weatherized, Non-Condensin | 1718 | 258 |  | 05/25/2023 | 52500 | 208430131 | 05/25/2023
Rheem Sales Company, Inc. | DURASTAR | DR95UCT0601317SA | Federally-Regulated Consumer Product | Non-Weatherized, Condensing Ga | 1156 | 246 |  | 05/25/2023 | 55624 | 205783268 | 05/25/2023
Rheem Sales Company, Inc. | DURASTAR | DR80DZAW0751417NAB | Federally-Regulated Consumer Product | Non-Weatherized, Non-Condensin | 1680 | 255 |  | 05/25/2023 | 76001 | 210802618 | 05/25/2023
Rheem Sales Company, Inc. | DURASTAR | DR80UHAT1251524N | Federally-Regulated Consumer Product | Non-Weatherized, Non-Condensin | 1991 | 270 |  | 05/25/2023 | 123598 | 208430118 | 05/25/2023
Rheem Sales Company, Inc. | DURASTAR | DR96UAT0602317SA | Federally-Regulated Consumer Product | Non-Weatherized, Condensing Ga | 1342 | 254 |  | 05/25/2023 | 39319 | 206720670 | 05/25/2023
Rheem Sales Company, Inc. | DURASTAR | DR96M4AW0702317S | Federally-Regulated Consumer Product | Non-Weatherized, Condensing Ga | 1290 | 252 |  | 05/25/2023 | 48940 | 208430143 | 05/25/2023
Rheem Sales Company, Inc. | DURASTAR | DR80UHAT1001521N | Federally-Regulated Consumer Product | Non-Weatherized, Non-Condensin | 1812 | 262 |  | 05/25/2023 | 99863 | 208430117 | 05/25/2023
Rheem Sales Company, Inc. | DURASTAR | DR80DZAW0752417SAB | Federally-Regulated Consumer Product | Non-Weatherized, Non-Condensin | 1628 | 254 |  | 05/25/2023 | 52707 | 211873046 | 05/25/2023
Rheem Sales Company, Inc. | DURASTAR | DR80DZAT1001521S | Federally-Regulated Consumer Product | Non-Weatherized, Non-Condensin | 1895 | 265 |  | 05/25/2023 | 100302 | 208430122 | 05/25/2023
Rheem Sales Company, Inc. | DURASTAR | DR80UHAW0501417SAB | Federally-Regulated Consumer Product | Non-Weatherized, Non-Condensin | 1682 | 256 |  | 05/25/2023 | 50501 | 211873039 | 05/25/2023
Rheem Sales Company, Inc. | DURASTAR | DR80UHAT1001521U | Federally-Regulated Consumer Product | Non-Weatherized, Non-Condensin | 2096 | 274 |  | 05/25/2023 | 100583 | 208486666 | 05/25/2023
Rheem Sales Company, Inc. | DURASTAR | DR80UAT1002521SA | Federally-Regulated Consumer Product | Non-Weatherized, Non-Condensin | 1952 | 268 |  | 05/25/2023 | 70078 | 205783264 | 05/25/2023
Rheem Sales Company, Inc. | DURASTAR | DR95M4AW0851521S | Federally-Regulated Consumer Product | Non-Weatherized, Condensing Ga | 1851 | 246 |  | 05/25/2023 | 84247 | 208676599 | 05/25/2023
Rheem Sales Company, Inc. | DURASTAR | DR80UHAW1002521S | Federally-Regulated Consumer Product | Non-Weatherized, Non-Condensin | 1905 | 266 |  | 05/25/2023 | 70000 | 208430133 | 05/25/2023
Rheem Sales Company, Inc. | DURASTAR | DR80UHAW1252524S | Federally-Regulated Consumer Product | Non-Weatherized, Non-Condensin | 2073 | 273 |  | 05/25/2023 | 87500 | 208430134 | 05/25/2023
Rheem Sales Company, Inc. | DURASTAR | DR80UHAW0752417S | Federally-Regulated Consumer Product | Non-Weatherized, Non-Condensin | 1458 | 246 |  | 05/25/2023 | 52564 | 208430130 | 05/25/2023
Rheem Sales Company, Inc. | DURASTAR | DR96M4AW1002521S | Federally-Regulated Consumer Product | Non-Weatherized, Condensing Ga | 1858 | 277 |  | 05/25/2023 | 68679 | 208430146 | 05/25/2023
Rheem Sales Company, Inc. | DURASTAR | DR80UAT1001521SA | Federally-Regulated Consumer Product | Non-Weatherized, Non-Condensin | 1812 | 262 |  | 05/25/2023 | 99863 | 205783256 | 05/25/2023
Rheem Sales Company, Inc. | DURASTAR | DR80UHAW0751417S | Federally-Regulated Consumer Product | Non-Weatherized, Non-Condensin | 1830 | 223 |  | 05/25/2023 | 75693 | 208676603 | 05/25/2023
Rheem Sales Company, Inc. | DURASTAR | DR95M4AW0401317S | Federally-Regulated Consumer Product | Non-Weatherized, Condensing Ga | 1156 | 246 |  | 05/25/2023 | 55624 | 208676595 | 05/25/2023
Rheem Sales Company, Inc. | DURASTAR | DR80DAT0751521SA | Federally-Regulated Consumer Product | Non-Weatherized, Non-Condensin | 1892 | 265 |  | 05/25/2023 | 99827 | 205783255 | 05/25/2023
Rheem Sales Company, Inc. | DURASTAR | DR80UHAW0501314NAB | Federally-Regulated Consumer Product | Non-Weatherized, Non-Condensin | 1308 | 184 |  | 05/25/2023 | 50472 | 210802622 | 05/25/2023
Rheem Sales Company, Inc. | DURASTAR | DR96M4AW0852521S | Federally-Regulated Consumer Product | Non-Weatherized, Condensing Ga | 1947 | 281 |  | 05/25/2023 | 58053 | 208430145 | 05/25/2023
Rheem Sales Company, Inc. | DURASTAR | DR80UHAW0501314S | Federally-Regulated Consumer Product | Non-Weatherized, Non-Condensin | 1308 | 184 |  | 05/25/2023 | 50472 | 208676602 | 05/25/2023
Rheem Sales Company, Inc. | DURASTAR | DR80UHAT1001421U | Federally-Regulated Consumer Product | Non-Weatherized, Non-Condensin | 1861 | 264 |  | 05/25/2023 | 98348 | 208486665 | 05/25/2023
Rheem Sales Company, Inc. | DURASTAR | DR80UHAW1251524S | Federally-Regulated Consumer Product | Non-Weatherized, Non-Condensin | 2076 | 258 |  | 05/25/2023 | 124802 | 208676606 | 05/25/2023
Rheem Sales Company, Inc. | DURASTAR | DR80UHAW1002417N | Federally-Regulated Consumer Product | Non-Weatherized, Non-Condensin | 1730 | 258 |  | 05/25/2023 | 70020 | 208430138 | 05/25/2023
Rheem Sales Company, Inc. | DURASTAR | DR80DZAW1252524SAB | Federally-Regulated Consumer Product | Non-Weatherized, Non-Condensin | 2179 | 278 |  | 05/25/2023 | 86625 | 211873447 | 05/25/2023
Rheem Sales Company, Inc. | DURASTAR | DR80UHAW1001521S | Federally-Regulated Consumer Product | Non-Weatherized, Non-Condensin | 2027 | 188 |  | 05/25/2023 | 100725 | 208676605 | 05/25/2023
Rheem Sales Company, Inc. | DURASTAR | DR96UAT0402317SA | Federally-Regulated Consumer Product | Non-Weatherized, Condensing Ga | 1252 | 250 |  | 05/25/2023 | 29298 | 206720669 | 05/25/2023
Rheem Sales Company, Inc. | DURASTAR | DR80UHAW0752521N | Federally-Regulated Consumer Product | Non-Weatherized, Non-Condensin | 1718 | 258 |  | 05/25/2023 | 52500 | 208430137 | 05/25/2023
Rheem Sales Company, Inc. | DURASTAR | DR80UHAW1002521N | Federally-Regulated Consumer Product | Non-Weatherized, Non-Condensin | 1905 | 266 |  | 05/25/2023 | 70000 | 208430139 | 05/25/2023
Rheem Sales Company, Inc. | DURASTAR | DR80UHAW0502314S | Federally-Regulated Consumer Product | Non-Weatherized, Non-Condensin | 1318 | 240 |  | 05/25/2023 | 35484 | 208430129 | 05/25/2023
Rheem Sales Company, Inc. | DURASTAR | DR80UHAT0751417N | Federally-Regulated Consumer Product | Non-Weatherized, Non-Condensin | 1496 | 248 |  | 05/25/2023 | 75177 | 208430115 | 05/25/2023
Rheem Sales Company, Inc. | DURASTAR | DR80UHAW0752417N | Federally-Regulated Consumer Product | Non-Weatherized, Non-Condensin | 1458 | 246 |  | 05/25/2023 | 52564 | 208430136 | 05/25/2023
Rheem Sales Company, Inc. | DURASTAR | DR80DZAT0501314N | Federally-Regulated Consumer Product | Non-Weatherized, Non-Condensin | 1223 | 236 |  | 05/25/2023 | 51119 | 208430124 | 05/25/2023
Rheem Sales Company, Inc. | DURASTAR | DR95M4AT0701521S | Federally-Regulated Consumer Product | Non-Weatherized, Condensing Ga | 1983 | 282 |  | 05/25/2023 | 70360 | 208676591 | 05/25/2023
Rheem Sales Company, Inc. | DURASTAR | DR80UAT1251524SA | Federally-Regulated Consumer Product | Non-Weatherized, Non-Condensin | 1991 | 270 |  | 05/25/2023 | 123598 | 205783258 | 05/25/2023
Rheem Sales Company, Inc. | DURASTAR | DR80UHAW1002417S | Federally-Regulated Consumer Product | Non-Weatherized, Non-Condensin | 1730 | 258 |  | 05/25/2023 | 70020 | 208430132 | 05/25/2023
Rheem Sales Company, Inc. | DURASTAR | DR96UAT0702521SA | Federally-Regulated Consumer Product | Non-Weatherized, Condensing Ga | 1854 | 277 |  | 05/25/2023 | 49250 | 206720672 | 05/25/2023
Rheem Sales Company, Inc. | DURASTAR | DR80DBT0751317SA | Federally-Regulated Consumer Product | Non-Weatherized, Non-Condensin | 1253 | 237 |  | 05/25/2023 | 74903 | 205783252 | 05/25/2023
Rheem Sales Company, Inc. | DURASTAR | DR80UHAT1251524S | Federally-Regulated Consumer Product | Non-Weatherized, Non-Condensin | 1991 | 270 |  | 05/25/2023 | 123598 | 208430113 | 05/25/2023
Rheem Sales Company, Inc. | DURASTAR | DR80UHAT0751421N | Federally-Regulated Consumer Product | Non-Weatherized, Non-Condensin | 1634 | 254 |  | 05/25/2023 | 75736 | 208430116 | 05/25/2023
Rheem Sales Company, Inc. | DURASTAR | DR95M4AT1151524S | Federally-Regulated Consumer Product | Non-Weatherized, Condensing Ga | 2041 | 285 |  | 05/25/2023 | 111488 | 208676594 | 05/25/2023
Rheem Sales Company, Inc. | DURASTAR | DR80UAT0751421SA | Federally-Regulated Consumer Product | Non-Weatherized, Non-Condensin | 1634 | 254 |  | 05/25/2023 | 75736 | 205783254 | 05/25/2023
Rheem Sales Company, Inc. | DURASTAR | DR80DZAT1251524N | Federally-Regulated Consumer Product | Non-Weatherized, Non-Condensin | 1835 | 263 |  | 05/25/2023 | 124389 | 208430128 | 05/25/2023
Rheem Sales Company, Inc. | DURASTAR | DR80UHAW1502524SAB | Federally-Regulated Consumer Product | Non-Weatherized, Non-Condensin | 2092 | 274 |  | 05/25/2023 | 104565 | 210727818 | 05/25/2023
Rheem Sales Company, Inc. | DURASTAR | DR80UHAW1002417SAB | Federally-Regulated Consumer Product | Non-Weatherized, Non-Condensin | 1730 | 258 |  | 05/25/2023 | 70020 | 210727816 | 05/25/2023
Rheem Sales Company, Inc. | DURASTAR | DR80UHAW0752521SAB | Federally-Regulated Consumer Product | Non-Weatherized, Non-Condensin | 1718 | 258 |  | 05/25/2023 | 52500 | 210727815 | 05/25/2023
Rheem Sales Company, Inc. | DURASTAR | DR95M4AW1001521S | Federally-Regulated Consumer Product | Non-Weatherized, Condensing Ga | 2153 | 271 |  | 05/25/2023 | 98911 | 208676600 | 05/25/2023
Rheem Sales Company, Inc. | DURASTAR | DR80DAT1251524SA | Federally-Regulated Consumer Product | Non-Weatherized, Non-Condensin | 1835 | 263 |  | 05/25/2023 | 124289 | 205783259 | 05/25/2023
Rheem Sales Company, Inc. | DURASTAR | DR95M4AT0601317S | Federally-Regulated Consumer Product | Non-Weatherized, Condensing Ga | 1156 | 246 |  | 05/25/2023 | 55624 | 208676589 | 05/25/2023
Rheem Sales Company, Inc. | DURASTAR | DR80UHAW1251524NAB | Federally-Regulated Consumer Product | Non-Weatherized, Non-Condensin | 2076 | 258 |  | 05/25/2023 | 124802 | 210802628 | 05/25/2023
Rheem Sales Company, Inc. | DURASTAR | DR80UHAW0751521S | Federally-Regulated Consumer Product | Non-Weatherized, Non-Condensin | 1813 | 235 |  | 05/25/2023 | 75573 | 208676604 | 05/25/2023
Rheem Sales Company, Inc. | DURASTAR | DR80UHAT0701317U | Federally-Regulated Consumer Product | Non-Weatherized, Non-Condensin | 1189 | 234 |  | 05/25/2023 | 70542 | 208486663 | 05/25/2023
Rheem Sales Company, Inc. | DURASTAR | DR80UHAW0751521NAB | Federally-Regulated Consumer Product | Non-Weatherized, Non-Condensin | 1813 | 235 |  | 05/25/2023 | 75573 | 210802625 | 05/25/2023
Rheem Sales Company, Inc. | DURASTAR | DR80UHAW1001521NAB | Federally-Regulated Consumer Product | Non-Weatherized, Non-Condensin | 2027 | 188 |  | 05/25/2023 | 100725 | 210802626 | 05/25/2023
Rheem Sales Company, Inc. | DURASTAR | DR80DZAT0501314S | Federally-Regulated Consumer Product | Non-Weatherized, Non-Condensin | 1223 | 236 |  | 05/25/2023 | 51119 | 208430119 | 05/25/2023
Rheem Sales Company, Inc. | DURASTAR | DR80UAT1002417SA | Federally-Regulated Consumer Product | Non-Weatherized, Non-Condensin | 1730 | 258 |  | 05/25/2023 | 70020 | 205783263 | 05/25/2023
Rheem Sales Company, Inc. | DURASTAR | DR80UHAW1002521SAB | Federally-Regulated Consumer Product | Non-Weatherized, Non-Condensin | 1905 | 266 |  | 05/25/2023 | 70000 | 210727817 | 05/25/2023
Rheem Sales Company, Inc. | DURASTAR | DR96M4AW0402317S | Federally-Regulated Consumer Product | Non-Weatherized, Condensing Ga | 1248 | 250 |  | 05/25/2023 | 29623 | 208430141 | 05/25/2023
Rheem Sales Company, Inc. | DURASTAR | DR80UHAT0751421S | Federally-Regulated Consumer Product | Non-Weatherized, Non-Condensin | 1634 | 254 |  | 05/25/2023 | 75736 | 208430111 | 05/25/2023
Rheem Sales Company, Inc. | DURASTAR | DR95M4AW0701317S | Federally-Regulated Consumer Product | Non-Weatherized, Condensing Ga | 1166 | 246 |  | 05/25/2023 | 70001 | 208676597 | 05/25/2023
Rheem Sales Company, Inc. | DURASTAR | DR80UHAW0501417NAB | Federally-Regulated Consumer Product | Non-Weatherized, Non-Condensin | 1682 | 256 |  | 05/25/2023 | 50501 | 211873038 | 05/25/2023
Rheem Sales Company, Inc. | DURASTAR | DR96UAT0702317SA | Federally-Regulated Consumer Product | Non-Weatherized, Condensing Ga | 1321 | 253 |  | 05/25/2023 | 49242 | 206720671 | 05/25/2023
Rheem Sales Company, Inc. | DURASTAR | DR80UHAT0501314S | Federally-Regulated Consumer Product | Non-Weatherized, Non-Condensin | 1388 | 243 |  | 05/25/2023 | 49660 | 208430109 | 05/25/2023
Rheem Sales Company, Inc. | DURASTAR | DR80UAT0751417SA | Federally-Regulated Consumer Product | Non-Weatherized, Non-Condensin | 1496 | 248 |  | 05/25/2023 | 75177 | 205783253 | 05/25/2023
Rheem Sales Company, Inc. | DURASTAR | DR95M4AW0701521S | Federally-Regulated Consumer Product | Non-Weatherized, Condensing Ga | 1835 | 248 |  | 05/25/2023 | 69808 | 208676598 | 05/25/2023
Rheem Sales Company, Inc. | DURASTAR | DR80DAT0501314SA | Federally-Regulated Consumer Product | Non-Weatherized, Non-Condensin | 1223 | 236 |  | 05/25/2023 | 51119 | 206235437 | 05/25/2023
Rheem Sales Company, Inc. | DURASTAR | DR80DZAT1251524S | Federally-Regulated Consumer Product | Non-Weatherized, Non-Condensin | 1835 | 263 |  | 05/25/2023 | 124389 | 208430123 | 05/25/2023
Rheem Sales Company, Inc. | DURASTAR | DR80UHAT0501417U | Federally-Regulated Consumer Product | Non-Weatherized, Non-Condensin | 1502 | 248 |  | 05/25/2023 | 50342 | 208486662 | 05/25/2023
Rheem Sales Company, Inc. | DURASTAR | DR80UAT0502314SA | Federally-Regulated Consumer Product | Non-Weatherized, Non-Condensin | 1260 | 183 |  | 05/25/2023 | 35654 | 205783260 | 05/25/2023
Rheem Sales Company, Inc. | DURASTAR | DR96UAT1002521SA | Federally-Regulated Consumer Product | Non-Weatherized, Condensing Ga | 1930 | 280 |  | 05/25/2023 | 69202 | 206720674 | 05/25/2023
Rheem Sales Company, Inc. | DURASTAR | DR96UAT1152524SA | Federally-Regulated Consumer Product | Non-Weatherized, Condensing Ga | 1935 | 280 |  | 05/25/2023 | 78711 | 207430288 | 05/25/2023
Rheem Sales Company, Inc. | DURASTAR | DR80UHAT0501317U | Federally-Regulated Consumer Product | Non-Weatherized, Non-Condensin | 1165 | 233 |  | 05/25/2023 | 49157 | 208486661 | 05/25/2023
Rheem Sales Company, Inc. | DURASTAR | DR96M4AW0602317S | Federally-Regulated Consumer Product | Non-Weatherized, Condensing Ga | 1372 | 255 |  | 05/25/2023 | 37932 | 208430142 | 05/25/2023
Rheem Sales Company, Inc. | DURASTAR | DR80DZAT0751521S | Federally-Regulated Consumer Product | Non-Weatherized, Non-Condensin | 1883 | 265 |  | 05/25/2023 | 75029 | 208430121 | 05/25/2023
Rheem Sales Company, Inc. | DURASTAR | DR96UAT0852521SA | Federally-Regulated Consumer Product | Non-Weatherized, Condensing Ga | 2115 | 288 |  | 05/25/2023 | 58240 | 206720673 | 05/25/2023
Rheem Sales Company, Inc. | DURASTAR | DR80UHAW1502524N | Federally-Regulated Consumer Product | Non-Weatherized, Non-Condensin | 2092 | 274 |  | 05/25/2023 | 104565 | 208430149 | 05/25/2023
Rheem Sales Company, Inc. | DURASTAR | DR80DZAT1001521N | Federally-Regulated Consumer Product | Non-Weatherized, Non-Condensin | 1895 | 265 |  | 05/25/2023 | 100302 | 208430127 | 05/25/2023
Rheem Sales Company, Inc. | DURASTAR | DR80UHAT1001521S | Federally-Regulated Consumer Product | Non-Weatherized, Non-Condensin | 1812 | 262 |  | 05/25/2023 | 99863 | 208430112 | 05/25/2023
Rheem Sales Company, Inc. | DURASTAR | DR80UHAT0701417U | Federally-Regulated Consumer Product | Non-Weatherized, Non-Condensin | 1823 | 262 |  | 05/25/2023 | 70109 | 208486664 | 05/25/2023
Carrier Corp. - Indianapolis | Airquest | PGD442090K**1K* | Federally-Regulated Consumer Product | Weatherized Non-Condensing Gas | 1434 | 262 | 262 | 04/11/2023 | 89946 | 212006185 | 05/25/2023
Carrier Corp. - Indianapolis | Airquest | PGD448115K**0K* | Federally-Regulated Consumer Product | Weatherized Non-Condensing Gas | 2156 | 293 | 294 | 04/11/2023 | 114957 | 212006108 | 05/25/2023
Carrier Corp. - Indianapolis | Airquest | PGD436060K**1K* | Federally-Regulated Consumer Product | Weatherized Non-Condensing Gas | 1312 | 256 | 257 | 04/11/2023 | 60638 | 212006161 | 05/25/2023
Carrier Corp. - Indianapolis | Airquest | PGD424040K**2K* | Federally-Regulated Consumer Product | Weatherized Non-Condensing Gas | 933 | 240 | 240 | 04/11/2023 | 45607 | 212006220 | 05/25/2023
Carrier Corp. - Indianapolis | Airquest | PGD448130K**1K* | Federally-Regulated Consumer Product | Weatherized Non-Condensing Gas | 2038 | 288 | 289 | 04/11/2023 | 127500 | 212006212 | 05/25/2023
Carrier Corp. - Indianapolis | Airquest | PGD460130K**1K* | Federally-Regulated Consumer Product | Weatherized Non-Condensing Gas | 2038 | 288 | 289 | 04/11/2023 | 127500 | 212028188 | 05/25/2023
Carrier Corp. - Indianapolis | Airquest | PGR536090K**1K* | Federally-Regulated Consumer Product | Weatherized Non-Condensing Gas | 1355 | 258 |  | 05/02/2023 | 59892 | 212409679 | 05/25/2023
Carrier Corp. - Indianapolis | Airquest | PGD424040K**0K* | Federally-Regulated Consumer Product | Weatherized Non-Condensing Gas | 1004 | 243 | 243 | 04/11/2023 | 39874 | 212006034 | 05/25/2023
Carrier Corp. - Indianapolis | Airquest | PGD436060K**2K* | Federally-Regulated Consumer Product | Weatherized Non-Condensing Gas | 1442 | 262 | 262 | 04/11/2023 | 60044 | 212006253 | 05/25/2023
Carrier Corp. - Indianapolis | Airquest | PGD430040K**2K* | Federally-Regulated Consumer Product | Weatherized Non-Condensing Gas | 1121 | 248 | 248 | 04/11/2023 | 45305 | 212006236 | 05/25/2023
Carrier Corp. - Indianapolis | Airquest | PGR548090K**0K* | Federally-Regulated Consumer Product | Weatherized Non-Condensing Gas | 1763 | 276 |  | 05/02/2023 | 58303 | 212409671 | 05/25/2023
Carrier Corp. - Indianapolis | Airquest | PGD430060K**0K* | Federally-Regulated Consumer Product | Weatherized Non-Condensing Gas | 1248 | 253 | 254 | 04/11/2023 | 60151 | 212006060 | 05/25/2023
Carrier Corp. - Indianapolis | Airquest | PGR560130K**0K* | Federally-Regulated Consumer Product | Weatherized Non-Condensing Gas | 1857 | 280 |  | 05/02/2023 | 84458 | 212409675 | 05/25/2023
Carrier Corp. - Indianapolis | Airquest | PGR560115K**0K* | Federally-Regulated Consumer Product | Weatherized Non-Condensing Gas | 1746 | 275 |  | 05/02/2023 | 75885 | 212409674 | 05/25/2023
Carrier Corp. - Indianapolis | Airquest | PGR548115K**1K* | Federally-Regulated Consumer Product | Weatherized Non-Condensing Gas | 1746 | 275 |  | 05/02/2023 | 75885 | 212409681 | 05/25/2023
Carrier Corp. - Indianapolis | Airquest | PGD448090K**0K* | Federally-Regulated Consumer Product | Weatherized Non-Condensing Gas | 2142 | 293 | 293 | 04/11/2023 | 89758 | 212006099 | 05/25/2023
Carrier Corp. - Indianapolis | Airquest | PGR560130K**1K* | Federally-Regulated Consumer Product | Weatherized Non-Condensing Gas | 1857 | 280 |  | 05/02/2023 | 84458 | 212409684 | 05/25/2023
Carrier Corp. - Indianapolis | Airquest | PGD460090K**2K* | Federally-Regulated Consumer Product | Weatherized Non-Condensing Gas | 2114 | 292 | 292 | 04/11/2023 | 89429 | 212028190 | 05/25/2023
Carrier Corp. - Indianapolis | Airquest | PGD448130K**0K* | Federally-Regulated Consumer Product | Weatherized Non-Condensing Gas | 2038 | 288 | 289 | 04/11/2023 | 127500 | 212006116 | 05/25/2023
Carrier Corp. - Indianapolis | Airquest | PGR536060K**0K* | Federally-Regulated Consumer Product | Weatherized Non-Condensing Gas | 1416 | 261 |  | 05/02/2023 | 39812 | 212409669 | 05/25/2023
Carrier Corp. - Indianapolis | Airquest | PGR536060K**2K* | Federally-Regulated Consumer Product | Weatherized Non-Condensing Gas | 1489 | 264 |  | 05/02/2023 | 60874 | 212410515 | 05/25/2023
Carrier Corp. - Indianapolis | Airquest | PGD430040K**0K* | Federally-Regulated Consumer Product | Weatherized Non-Condensing Gas | 1119 | 248 | 248 | 04/11/2023 | 40289 | 212006052 | 05/25/2023
Carrier Corp. - Indianapolis | Airquest | PGR560115K**1K* | Federally-Regulated Consumer Product | Weatherized Non-Condensing Gas | 1746 | 275 |  | 05/02/2023 | 75885 | 212409683 | 05/25/2023
Carrier Corp. - Indianapolis | Airquest | PGD448090K**2K* | Federally-Regulated Consumer Product | Weatherized Non-Condensing Gas | 2114 | 292 | 292 | 04/11/2023 | 89429 | 212006277 | 05/25/2023
Carrier Corp. - Indianapolis | Airquest | PGD442060K**0K* | Federally-Regulated Consumer Product | Weatherized Non-Condensing Gas | 1478 | 264 | 264 | 04/11/2023 | 60485 | 212006083 | 05/25/2023
Carrier Corp. - Indianapolis | Airquest | PGD424060K**0K* | Federally-Regulated Consumer Product | Weatherized Non-Condensing Gas | 1084 | 246 | 247 | 04/11/2023 | 60632 | 212006044 | 05/25/2023
Carrier Corp. - Indianapolis | Airquest | PGD436090K**0K* | Federally-Regulated Consumer Product | Weatherized Non-Condensing Gas | 1353 | 258 | 259 | 04/11/2023 | 89606 | 212006078 | 05/25/2023
Carrier Corp. - Indianapolis | Airquest | PGD448090K**1K* | Federally-Regulated Consumer Product | Weatherized Non-Condensing Gas | 2142 | 293 | 293 | 04/11/2023 | 89758 | 212006196 | 05/25/2023
Carrier Corp. - Indianapolis | Airquest | PGR548115K**0K* | Federally-Regulated Consumer Product | Weatherized Non-Condensing Gas | 1746 | 275 |  | 05/02/2023 | 75885 | 212409672 | 05/25/2023
Carrier Corp. - Indianapolis | Airquest | PGD460090K**1K* | Federally-Regulated Consumer Product | Weatherized Non-Condensing Gas | 2142 | 293 | 293 | 04/11/2023 | 89758 | 212028180 | 05/25/2023
Carrier Corp. - Indianapolis | Airquest | PGR548090K**2K* | Federally-Regulated Consumer Product | Weatherized Non-Condensing Gas | 1628 | 270 |  | 05/02/2023 | 90600 | 212410517 | 05/25/2023
Carrier Corp. - Indianapolis | Airquest | PGR536060K**1K* | Federally-Regulated Consumer Product | Weatherized Non-Condensing Gas | 1416 | 261 |  | 05/02/2023 | 39812 | 212409678 | 05/25/2023
Carrier Corp. - Indianapolis | Airquest | PGD442060K**2K* | Federally-Regulated Consumer Product | Weatherized Non-Condensing Gas | 1413 | 261 | 261 | 04/11/2023 | 59753 | 212006262 | 05/25/2023
Carrier Corp. - Indianapolis | Airquest | PGR524060K**0K* | Federally-Regulated Consumer Product | Weatherized Non-Condensing Gas | 1151 | 249 |  | 05/02/2023 | 39299 | 212409668 | 05/25/2023
Carrier Corp. - Indianapolis | Airquest | PGD436090K**1K* | Federally-Regulated Consumer Product | Weatherized Non-Condensing Gas | 1353 | 258 | 259 | 04/11/2023 | 89606 | 212006171 | 05/25/2023
Carrier Corp. - Indianapolis | Airquest | PGR524060K**1K* | Federally-Regulated Consumer Product | Weatherized Non-Condensing Gas | 1151 | 249 |  | 05/02/2023 | 39299 | 212409677 | 05/25/2023
Carrier Corp. - Indianapolis | Airquest | PGR548090K**1K* | Federally-Regulated Consumer Product | Weatherized Non-Condensing Gas | 1763 | 276 |  | 05/02/2023 | 58303 | 212409680 | 05/25/2023
Carrier Corp. - Indianapolis | Airquest | PGD442090K**2K* | Federally-Regulated Consumer Product | Weatherized Non-Condensing Gas | 1479 | 264 | 264 | 04/11/2023 | 89913 | 212006270 | 05/25/2023
Carrier Corp. - Indianapolis | Airquest | PGR536090K**0K* | Federally-Regulated Consumer Product | Weatherized Non-Condensing Gas | 1355 | 258 |  | 05/02/2023 | 59892 | 212409670 | 05/25/2023
Carrier Corp. - Indianapolis | Airquest | PGD430040K**1K* | Federally-Regulated Consumer Product | Weatherized Non-Condensing Gas | 1119 | 248 | 248 | 04/11/2023 | 40289 | 212006143 | 05/25/2023
Carrier Corp. - Indianapolis | Airquest | PGD460130K**0K* | Federally-Regulated Consumer Product | Weatherized Non-Condensing Gas | 2038 | 288 | 289 | 04/11/2023 | 127500 | 212028177 | 05/25/2023
Carrier Corp. - Indianapolis | Airquest | PGR524040K**1K* | Federally-Regulated Consumer Product | Weatherized Non-Condensing Gas | 1066 | 245 |  | 05/02/2023 | 26216 | 212409676 | 05/25/2023
Carrier Corp. - Indianapolis | Airquest | PGD460115K**0K* | Federally-Regulated Consumer Product | Weatherized Non-Condensing Gas | 2156 | 293 | 294 | 04/11/2023 | 114957 | 212028171 | 05/25/2023
Carrier Corp. - Indianapolis | Airquest | PGD424040K**1K* | Federally-Regulated Consumer Product | Weatherized Non-Condensing Gas | 1004 | 243 | 243 | 04/11/2023 | 39874 | 212006126 | 05/25/2023
Carrier Corp. - Indianapolis | Airquest | PGD424060K**1K* | Federally-Regulated Consumer Product | Weatherized Non-Condensing Gas | 1084 | 246 | 247 | 04/11/2023 | 60632 | 212006133 | 05/25/2023
Carrier Corp. - Indianapolis | Airquest | PGR560090K**0K* | Federally-Regulated Consumer Product | Weatherized Non-Condensing Gas | 1763 | 276 |  | 05/02/2023 | 58303 | 212409673 | 05/25/2023
Carrier Corp. - Indianapolis | Airquest | PGR524060K**2K* | Federally-Regulated Consumer Product | Weatherized Non-Condensing Gas | 1136 | 248 |  | 05/02/2023 | 59157 | 212410514 | 05/25/2023
Carrier Corp. - Indianapolis | Airquest | PGD424060K**2K* | Federally-Regulated Consumer Product | Weatherized Non-Condensing Gas | 1073 | 246 | 246 | 04/11/2023 | 60498 | 212006228 | 05/25/2023
Carrier Corp. - Indianapolis | Airquest | PGR524040K**2K* | Federally-Regulated Consumer Product | Weatherized Non-Condensing Gas | 1117 | 248 |  | 05/02/2023 | 44623 | 212410512 | 05/25/2023
Carrier Corp. - Indianapolis | Airquest | PGR560090K**1K* | Federally-Regulated Consumer Product | Weatherized Non-Condensing Gas | 1763 | 276 |  | 05/02/2023 | 58303 | 212409682 | 05/25/2023
Carrier Corp. - Indianapolis | Airquest | PGD448115K**1K* | Federally-Regulated Consumer Product | Weatherized Non-Condensing Gas | 2156 | 293 | 294 | 04/11/2023 | 114957 | 212006202 | 05/25/2023
Carrier Corp. - Indianapolis | Airquest | PGD460090K**0K* | Federally-Regulated Consumer Product | Weatherized Non-Condensing Gas | 2142 | 293 | 293 | 04/11/2023 | 89758 | 212028169 | 05/25/2023
Carrier Corp. - Indianapolis | Airquest | PGD460115K**1K* | Federally-Regulated Consumer Product | Weatherized Non-Condensing Gas | 2156 | 293 | 294 | 04/11/2023 | 114957 | 212028185 | 05/25/2023
Carrier Corp. - Indianapolis | Airquest | PGR524040K**0K* | Federally-Regulated Consumer Product | Weatherized Non-Condensing Gas | 1066 | 245 |  | 05/02/2023 | 26216 | 212409667 | 05/25/2023
Carrier Corp. - Indianapolis | Airquest | PGD436060K**0K* | Federally-Regulated Consumer Product | Weatherized Non-Condensing Gas | 1312 | 256 | 257 | 04/11/2023 | 60638 | 212006070 | 05/25/2023
Carrier Corp. - Indianapolis | Airquest | PGD442090K**0K* | Federally-Regulated Consumer Product | Weatherized Non-Condensing Gas | 1434 | 262 | 262 | 04/11/2023 | 89946 | 212006092 | 05/25/2023
Carrier Corp. - Indianapolis | Airquest | PGD442060K**1K* | Federally-Regulated Consumer Product | Weatherized Non-Condensing Gas | 1478 | 264 | 264 | 04/11/2023 | 60485 | 212006177 | 05/25/2023
Carrier Corp. - Indianapolis | Airquest | PGD430060K**2K* | Federally-Regulated Consumer Product | Weatherized Non-Condensing Gas | 1188 | 251 | 251 | 04/11/2023 | 60125 | 212006245 | 05/25/2023
Carrier Corp. - Indianapolis | Airquest | PGD430060K**1K* | Federally-Regulated Consumer Product | Weatherized Non-Condensing Gas | 1248 | 253 | 254 | 04/11/2023 | 60151 | 212006152 | 05/25/2023
Rheem Sales Company, Inc. | Weatherking | W802W0503A14UHN | Federally-Regulated Consumer Product | Non-Weatherized, Non-Condensin | 1318 | 240 | 240 | 05/18/2022 | 35484 | 208243369 | 05/25/2023
Rheem Sales Company, Inc. | Weatherking | RGEA14036AJT061AC | Federally-Regulated Consumer Product | Weatherized Non-Condensing Gas | 1430 | 262 |  | 06/30/2022 | 99665 | 206606613 | 05/25/2023
Rheem Sales Company, Inc. | Weatherking | W801W0503A14UH | Federally-Regulated Consumer Product | Non-Weatherized, Non-Condensin | 1308 | 184 |  | 06/28/2022 | 50472 | 208770562 | 05/25/2023
Rheem Sales Company, Inc. | Weatherking | W801T0503A14UHS | Federally-Regulated Consumer Product | Non-Weatherized, Non-Condensin | 1388 | 243 | 243 | 05/18/2022 | 49660 | 208242444 | 05/25/2023
Rheem Sales Company, Inc. | Weatherking | W801CA075521ZSA | Federally-Regulated Consumer Product | Non-Weatherized, Non-Condensin | 1892 | 265 |  | 01/20/2021 | 99827 | 203327171 | 05/25/2023
Rheem Sales Company, Inc. | Weatherking | W801T1005A21UHN | Federally-Regulated Consumer Product | Non-Weatherized, Non-Condensin | 1812 | 262 | 262 | 05/18/2022 | 99863 | 208242452 | 05/25/2023
Rheem Sales Company, Inc. | Weatherking | W951W0403A17M4 | Federally-Regulated Consumer Product | Non-Weatherized, Condensing Ga | 1292 | 228 |  | 06/28/2022 | 42494 | 208770574 | 05/25/2023
Rheem Sales Company, Inc. | Weatherking | W801CA125524ZSA | Federally-Regulated Consumer Product | Non-Weatherized, Non-Condensin | 1835 | 263 |  | 01/20/2021 | 124289 | 203327183 | 05/25/2023
Rheem Sales Company, Inc. | Weatherking | RGEA14036AJT081AC | Federally-Regulated Consumer Product | Weatherized Non-Condensing Gas | 1430 | 262 |  | 06/30/2022 | 99665 | 206606622 | 05/25/2023
Rheem Sales Company, Inc. | Weatherking | RGEA14042AJT10XAC | Federally-Regulated Consumer Product | Weatherized Non-Condensing Gas | 1494 | 265 |  | 06/30/2022 | 99609 | 206606653 | 05/25/2023
Rheem Sales Company, Inc. | Weatherking | W962W0705A21M4S | Federally-Regulated Consumer Product | Non-Weatherized, Condensing Ga | 1923 | 280 | 280 | 05/18/2022 | 49235 | 208243378 | 05/25/2023
Rheem Sales Company, Inc. | Weatherking | RGEA14030AJT06XAC | Federally-Regulated Consumer Product | Weatherized Non-Condensing Gas | 1147 | 249 |  | 06/30/2022 | 79965 | 206606600 | 05/25/2023
Rheem Sales Company, Inc. | Weatherking | W801T0503A14DZS | Federally-Regulated Consumer Product | Non-Weatherized, Non-Condensin | 1223 | 236 | 236 | 05/18/2022 | 51119 | 208242454 | 05/25/2023
Rheem Sales Company, Inc. | Weatherking | RGEA14036AJT06XAC | Federally-Regulated Consumer Product | Weatherized Non-Condensing Gas | 1430 | 262 |  | 06/30/2022 | 99665 | 206606618 | 05/25/2023
Rheem Sales Company, Inc. | Weatherking | W801CA075421MXA | Federally-Regulated Consumer Product | Non-Weatherized, Non-Condensin | 1634 | 254 |  | 01/20/2021 | 75736 | 203327150 | 05/25/2023
Rheem Sales Company, Inc. | Weatherking | W801TA070317MUA | Federally-Regulated Consumer Product | Non-Weatherized, Non-Condensin | 1189 | 234 |  | 01/20/2021 | 70542 | 202132853 | 05/25/2023
Rheem Sales Company, Inc. | Weatherking | W801CA075417MSA | Federally-Regulated Consumer Product | Non-Weatherized, Non-Condensin | 1496 | 248 |  | 01/20/2021 | 75177 | 203327141 | 05/25/2023
Rheem Sales Company, Inc. | Weatherking | RGEA14036AJT10XAC | Federally-Regulated Consumer Product | Weatherized Non-Condensing Gas | 1430 | 262 |  | 06/30/2022 | 99665 | 206606636 | 05/25/2023
Rheem Sales Company, Inc. | Weatherking | W801T0754A21UHN | Federally-Regulated Consumer Product | Non-Weatherized, Non-Condensin | 1634 | 254 | 254 | 05/18/2022 | 75736 | 208242451 | 05/25/2023
Rheem Sales Company, Inc. | Weatherking | W801T0704A17UHU | Federally-Regulated Consumer Product | Non-Weatherized, Non-Condensin | 1823 | 262 |  | 05/25/2022 | 70109 | 208430294 | 05/25/2023
Rheem Sales Company, Inc. | Weatherking | W801T1255A24UHN | Federally-Regulated Consumer Product | Non-Weatherized, Non-Condensin | 1991 | 270 | 270 | 05/18/2022 | 123598 | 208242453 | 05/25/2023
Rheem Sales Company, Inc. | Weatherking | W802W1255A24UHS | Federally-Regulated Consumer Product | Non-Weatherized, Non-Condensin | 2073 | 273 | 273 | 05/18/2022 | 87500 | 208243368 | 05/25/2023
Rheem Sales Company, Inc. | Weatherking | RGEAZR036AJT06UNA | Federally-Regulated Consumer Product | Weatherized Non-Condensing Gas | 1434 | 262 |  | 06/22/2022 | 60723 | 208676517 | 05/25/2023
Rheem Sales Company, Inc. | Weatherking | W96TA1152524MSA | Federally-Regulated Consumer Product | Non-Weatherized, Condensing Ga | 1935 | 280 |  | 01/20/2021 | 78711 | 9950863 | 05/25/2023
Rheem Sales Company, Inc. | Weatherking | W801CA100521ZXA | Federally-Regulated Consumer Product | Non-Weatherized, Non-Condensin | 1895 | 265 |  | 01/20/2021 | 100302 | 203327180 | 05/25/2023
Rheem Sales Company, Inc. | Weatherking | W801CA050314MXA | Federally-Regulated Consumer Product | Non-Weatherized, Non-Condensin | 1388 | 184 |  | 01/20/2021 | 49660 | 203327138 | 05/25/2023
Rheem Sales Company, Inc. | Weatherking | W801CA125524MXA | Federally-Regulated Consumer Product | Non-Weatherized, Non-Condensin | 1991 | 270 |  | 01/20/2021 | 123598 | 203327162 | 05/25/2023
Rheem Sales Company, Inc. | Weatherking | W801T0754A17UHN | Federally-Regulated Consumer Product | Non-Weatherized, Non-Condensin | 1496 | 248 | 248 | 05/18/2022 | 75177 | 208242450 | 05/25/2023
Rheem Sales Company, Inc. | Weatherking | W801CA100521ZSA | Federally-Regulated Consumer Product | Non-Weatherized, Non-Condensin | 1895 | 265 |  | 01/20/2021 | 100302 | 203327177 | 05/25/2023
Rheem Sales Company, Inc. | Weatherking | RGEA14036AJT08XAC | Federally-Regulated Consumer Product | Weatherized Non-Condensing Gas | 1430 | 262 |  | 06/30/2022 | 99665 | 206606627 | 05/25/2023
Rheem Sales Company, Inc. | Weatherking | W801T1255A24DZS | Federally-Regulated Consumer Product | Non-Weatherized, Non-Condensin | 1835 | 263 | 263 | 05/18/2022 | 124389 | 208242458 | 05/25/2023
Rheem Sales Company, Inc. | Weatherking | W96VA0702521MSA | Federally-Regulated Consumer Product | Non-Weatherized, Condensing Ga | 1923 | 280 | 280 | 01/27/2021 | 49235 | 206342107 | 05/25/2023
Rheem Sales Company, Inc. | Weatherking | W802TA075317MXA | Federally-Regulated Consumer Product | Non-Weatherized, Non-Condensin | 1539 | 250 |  | 01/20/2021 | 52505 | 204099265 | 05/25/2023
Rheem Sales Company, Inc. | Weatherking | RGEA14030AJT08XAC | Federally-Regulated Consumer Product | Weatherized Non-Condensing Gas | 1147 | 249 |  | 06/30/2022 | 79965 | 206606609 | 05/25/2023
Rheem Sales Company, Inc. | Weatherking | W802TA100417MXA | Federally-Regulated Consumer Product | Non-Weatherized, Non-Condensin | 1730 | 258 |  | 01/20/2021 | 70020 | 204099272 | 05/25/2023
Rheem Sales Company, Inc. | Weatherking | W801CA075421MSA | Federally-Regulated Consumer Product | Non-Weatherized, Non-Condensin | 1634 | 254 |  | 01/20/2021 | 75736 | 203327147 | 05/25/2023
Rheem Sales Company, Inc. | Weatherking | W801CA100521MSA | Federally-Regulated Consumer Product | Non-Weatherized, Non-Condensin | 1812 | 262 |  | 01/20/2021 | 99863 | 203327153 | 05/25/2023
Rheem Sales Company, Inc. | Weatherking | W801T1005A21UHU | Federally-Regulated Consumer Product | Non-Weatherized, Non-Condensin | 2096 | 274 |  | 05/25/2022 | 100583 | 208430296 | 05/25/2023
Rheem Sales Company, Inc. | Weatherking | W801T0503A14UHN | Federally-Regulated Consumer Product | Non-Weatherized, Non-Condensin | 1388 | 243 | 243 | 05/18/2022 | 49660 | 208242449 | 05/25/2023
Rheem Sales Company, Inc. | Weatherking | W801W0504A17UHNBAS | Federally-Regulated Consumer Product | Non-Weatherized, Non-Condensin | 1682 | 256 |  | 03/30/2023 | 50501 | 211774709 | 05/25/2023
Rheem Sales Company, Inc. | Weatherking | W951T0403A17M4 | Federally-Regulated Consumer Product | Non-Weatherized, Condensing Ga | 1107 | 244 |  | 06/15/2022 | 41877 | 208663427 | 05/25/2023
Rheem Sales Company, Inc. | Weatherking | W921W0705A21M4 | Federally-Regulated Consumer Product | Non-Weatherized, Condensing Ga | 1835 | 248 |  | 06/28/2022 | 69808 | 208770570 | 05/25/2023
Rheem Sales Company, Inc. | Weatherking | RGEA15030AJV06XAB | Federally-Regulated Consumer Product | Weatherized Non-Condensing Gas | 1402 | 261 |  | 06/30/2022 | 80658 | 203404532 | 05/25/2023
Rheem Sales Company, Inc. | Weatherking | W96TA1002521MSA | Federally-Regulated Consumer Product | Non-Weatherized, Condensing Ga | 1930 | 280 |  | 01/20/2021 | 69202 | 9950859 | 05/25/2023
Rheem Sales Company, Inc. | Weatherking | W802TA100521MXA | Federally-Regulated Consumer Product | Non-Weatherized, Non-Condensin | 1952 | 268 |  | 01/20/2021 | 70078 | 204099276 | 05/25/2023
Rheem Sales Company, Inc. | Weatherking | W802W0755A21UHS | Federally-Regulated Consumer Product | Non-Weatherized, Non-Condensin | 1718 | 258 | 258 | 05/18/2022 | 52500 | 208243365 | 05/25/2023
Rheem Sales Company, Inc. | Weatherking | W951W1005A21M4 | Federally-Regulated Consumer Product | Non-Weatherized, Condensing Ga | 2153 | 271 |  | 06/28/2022 | 98911 | 208770579 | 05/25/2023
Rheem Sales Company, Inc. | Weatherking | W962W1005A21M4S | Federally-Regulated Consumer Product | Non-Weatherized, Condensing Ga | 1858 | 277 | 277 | 05/18/2022 | 68679 | 208243380 | 05/25/2023
Rheem Sales Company, Inc. | Weatherking | W801CA125524ZXA | Federally-Regulated Consumer Product | Non-Weatherized, Non-Condensin | 1835 | 263 |  | 01/20/2021 | 124289 | 203327186 | 05/25/2023
Rheem Sales Company, Inc. | Weatherking | W801CA075521ZXA | Federally-Regulated Consumer Product | Non-Weatherized, Non-Condensin | 1892 | 265 |  | 01/20/2021 | 99827 | 203327174 | 05/25/2023
Rheem Sales Company, Inc. | Weatherking | W802W0754A17UHS | Federally-Regulated Consumer Product | Non-Weatherized, Non-Condensin | 1458 | 246 | 246 | 05/18/2022 | 52564 | 208243363 | 05/25/2023
Rheem Sales Company, Inc. | Weatherking | W801W0754A17UH | Federally-Regulated Consumer Product | Non-Weatherized, Non-Condensin | 1830 | 223 |  | 06/28/2022 | 75693 | 208770563 | 05/25/2023
Rheem Sales Company, Inc. | Weatherking | W802W1004A17UHS | Federally-Regulated Consumer Product | Non-Weatherized, Non-Condensin | 1730 | 258 | 258 | 05/18/2022 | 70020 | 208243366 | 05/25/2023
Rheem Sales Company, Inc. | Weatherking | W801TA050317MUA | Federally-Regulated Consumer Product | Non-Weatherized, Non-Condensin | 1165 | 233 |  | 01/20/2021 | 49157 | 202132852 | 05/25/2023
Rheem Sales Company, Inc. | Weatherking | W801TA100521MUA | Federally-Regulated Consumer Product | Non-Weatherized, Non-Condensin | 1861 | 264 |  | 01/20/2021 | 98348 | 202132854 | 05/25/2023
Rheem Sales Company, Inc. | Weatherking | W962W0603A17M4S | Federally-Regulated Consumer Product | Non-Weatherized, Condensing Ga | 1372 | 255 | 255 | 05/18/2022 | 37932 | 208243376 | 05/25/2023
Rheem Sales Company, Inc. | Weatherking | RGEA14030AJT081AC | Federally-Regulated Consumer Product | Weatherized Non-Condensing Gas | 1147 | 249 |  | 06/30/2022 | 79965 | 206606604 | 05/25/2023
Rheem Sales Company, Inc. | Weatherking | W92TA0701317MSA | Federally-Regulated Consumer Product | Non-Weatherized, Condensing Ga | 1362 | 255 |  | 01/20/2021 | 69960 | 9958609 | 05/25/2023
Rheem Sales Company, Inc. | Weatherking | W801CA100521MXA | Federally-Regulated Consumer Product | Non-Weatherized, Non-Condensin | 1812 | 262 |  | 01/20/2021 | 99863 | 203327156 | 05/25/2023
Rheem Sales Company, Inc. | Weatherking | W801CA075417MXA | Federally-Regulated Consumer Product | Non-Weatherized, Non-Condensin | 1496 | 248 |  | 01/20/2021 | 75177 | 203327144 | 05/25/2023
Rheem Sales Company, Inc. | Weatherking | RGEA14042AJT081AC | Federally-Regulated Consumer Product | Weatherized Non-Condensing Gas | 1494 | 265 |  | 06/30/2022 | 99609 | 206606640 | 05/25/2023
Rheem Sales Company, Inc. | Weatherking | W802W0755A21UHN | Federally-Regulated Consumer Product | Non-Weatherized, Non-Condensin | 1718 | 258 | 258 | 05/18/2022 | 52500 | 208243371 | 05/25/2023
Rheem Sales Company, Inc. | Weatherking | RGEA14042AJT08XAC | Federally-Regulated Consumer Product | Weatherized Non-Condensing Gas | 1494 | 265 |  | 06/30/2022 | 99609 | 206606644 | 05/25/2023
Rheem Sales Company, Inc. | Weatherking | W92TA0601317MSA | Federally-Regulated Consumer Product | Non-Weatherized, Condensing Ga | 1156 | 246 |  | 01/20/2021 | 55624 | 9958605 | 05/25/2023
Rheem Sales Company, Inc. | Weatherking | W801CA050314MSA | Federally-Regulated Consumer Product | Non-Weatherized, Non-Condensin | 1388 | 184 |  | 01/20/2021 | 49660 | 203327135 | 05/25/2023
Rheem Sales Company, Inc. | Weatherking | W801TB100521MUA | Federally-Regulated Consumer Product | Non-Weatherized, Non-Condensin | 2096 | 274 |  | 12/01/2021 | 100583 | 204501689 | 05/25/2023
Rheem Sales Company, Inc. | Weatherking | W801CA125524MSA | Federally-Regulated Consumer Product | Non-Weatherized, Non-Condensin | 1991 | 270 |  | 01/20/2021 | 123598 | 203327159 | 05/25/2023
Rheem Sales Company, Inc. | Weatherking | W962W0855A21M4S | Federally-Regulated Consumer Product | Non-Weatherized, Condensing Ga | 1947 | 281 | 281 | 05/18/2022 | 58053 | 208243379 | 05/25/2023
Rheem Sales Company, Inc. | Weatherking | RGEA15048AJV101AB | Federally-Regulated Consumer Product | Weatherized Non-Condensing Gas | 1720 | 275 |  | 06/30/2022 | 99897 | 203404596 | 05/25/2023
Rheem Sales Company, Inc. | Weatherking | W801T1005A21DZS | Federally-Regulated Consumer Product | Non-Weatherized, Non-Condensin | 1895 | 265 | 265 | 05/18/2022 | 100302 | 208242457 | 05/25/2023
Rheem Sales Company, Inc. | Weatherking | W802W1505A24UHN | Federally-Regulated Consumer Product | Non-Weatherized, Non-Condensin | 2092 | 274 | 274 | 05/18/2022 | 104565 | 208243590 | 05/25/2023
Rheem Sales Company, Inc. | Weatherking | W95TC0601317MSA | Federally-Regulated Consumer Product | Non-Weatherized, Condensing Ga | 1156 | 246 |  | 01/20/2021 | 55624 | 8934613 | 05/25/2023
Rheem Sales Company, Inc. | Weatherking | RGEA14030AJT061AC | Federally-Regulated Consumer Product | Weatherized Non-Condensing Gas | 1147 | 249 |  | 06/30/2022 | 79965 | 206606595 | 05/25/2023
Rheem Sales Company, Inc. | Weatherking | RGEA14042AJT101AC | Federally-Regulated Consumer Product | Weatherized Non-Condensing Gas | 1494 | 265 |  | 06/30/2022 | 99609 | 206606649 | 05/25/2023
Rheem Sales Company, Inc. | Weatherking | RGEA14036AJT101AC | Federally-Regulated Consumer Product | Weatherized Non-Condensing Gas | 1430 | 262 |  | 06/30/2022 | 99665 | 206606631 | 05/25/2023
Rheem Sales Company, Inc. | Weatherking | W951W0703A17M4 | Federally-Regulated Consumer Product | Non-Weatherized, Condensing Ga | 1166 | 246 |  | 06/28/2022 | 70001 | 208770576 | 05/25/2023
Rheem Sales Company, Inc. | Weatherking | W801T1255A24DZN | Federally-Regulated Consumer Product | Non-Weatherized, Non-Condensin | 1835 | 263 | 263 | 05/18/2022 | 124389 | 208242464 | 05/25/2023
Rheem Sales Company, Inc. | Weatherking | W802TA125524MXA | Federally-Regulated Consumer Product | Non-Weatherized, Non-Condensin | 1899 | 266 |  | 01/20/2021 | 87546 | 204099279 | 05/25/2023
Rheem Sales Company, Inc. | Weatherking | W802W1005A21UHN | Federally-Regulated Consumer Product | Non-Weatherized, Non-Condensin | 1905 | 266 | 266 | 05/18/2022 | 70000 | 208243373 | 05/25/2023
Rheem Sales Company, Inc. | Weatherking | W951W0855A21M4 | Federally-Regulated Consumer Product | Non-Weatherized, Condensing Ga | 1851 | 246 |  | 06/28/2022 | 84247 | 208770578 | 05/25/2023
Rheem Sales Company, Inc. | Weatherking | W96TA0602317MSA | Federally-Regulated Consumer Product | Non-Weatherized, Condensing Ga | 1342 | 254 |  | 01/20/2021 | 39319 | 9950847 | 05/25/2023
Rheem Sales Company, Inc. | Weatherking | W802W1004A17UHN | Federally-Regulated Consumer Product | Non-Weatherized, Non-Condensin | 1730 | 258 | 258 | 05/18/2022 | 70020 | 208243372 | 05/25/2023
Rheem Sales Company, Inc. | Weatherking | W801T0755A21DZS | Federally-Regulated Consumer Product | Non-Weatherized, Non-Condensin | 1883 | 265 | 265 | 05/18/2022 | 75029 | 208242456 | 05/25/2023
Rheem Sales Company, Inc. | Weatherking | W802W0503A14UHS | Federally-Regulated Consumer Product | Non-Weatherized, Non-Condensin | 1318 | 240 | 240 | 05/18/2022 | 35484 | 208243361 | 05/25/2023
Lennox Industries Inc. | GE | NF96U090S4C-* | Federally-Regulated Consumer Product | Non-Weatherized, Condensing Ga | 1566 | 264 |  | 08/25/2022 | 87748 | 208733817 | 05/25/2023
Lennox Industries Inc. | GE | NF96U110S5C-* | Federally-Regulated Consumer Product | Non-Weatherized, Condensing Ga | 2018 | 284 |  | 08/25/2022 | 110619 | 208733818 | 05/25/2023
Lennox Industries Inc. | GE | NF80U110T5C-* | Federally-Regulated Consumer Product | Non-Weatherized, Non-Condensin | 2048 | 272 |  | 08/25/2022 | 72123 | 208727785 | 05/25/2023
Lennox Industries Inc. | GE | NF80D090T4B-* | Federally-Regulated Consumer Product | Non-Weatherized, Non-Condensin | 1614 | 253 |  | 08/25/2022 | 57301 | 208727788 | 05/25/2023
Lennox Industries Inc. | GE | NF97X080V5C-* | Federally-Regulated Consumer Product | Non-Weatherized, Condensing Ga | 2327 | 297 |  | 08/25/2022 | 51978 | 208733811 | 05/25/2023
Lennox Industries Inc. | GE | NF96U070S3B-* | Federally-Regulated Consumer Product | Non-Weatherized, Condensing Ga | 1298 | 252 |  | 08/25/2022 | 65683 | 208733815 | 05/25/2023
Lennox Industries Inc. | GE | NF80L070S3B-* | Federally-Regulated Consumer Product | Non-Weatherized, Non-Condensin | 1361 | 242 |  | 08/25/2022 | 65645 | 208727793 | 05/25/2023
Lennox Industries Inc. | GE | NF80L110S5C-* | Federally-Regulated Consumer Product | Non-Weatherized, Non-Condensin | 2053 | 272 |  | 08/25/2022 | 109478 | 208727796 | 05/25/2023
Lennox Industries Inc. | GE | NF80D070T3A-* | Federally-Regulated Consumer Product | Non-Weatherized, Non-Condensin | 1328 | 240 |  | 08/25/2022 | 43102 | 208727786 | 05/25/2023
Lennox Industries Inc. | GE | NF97X040V3B-* | Federally-Regulated Consumer Product | Non-Weatherized, Condensing Ga | 1397 | 256 |  | 08/25/2022 | 25747 | 208733813 | 05/25/2023
Lennox Industries Inc. | GE | NF80X060S3A-* | Federally-Regulated Consumer Product | Non-Weatherized, Non-Condensin | 1300 | 239 |  | 08/25/2022 | 60374 | 208727798 | 05/25/2023
Lennox Industries Inc. | GE | NF80L070S3A-* | Federally-Regulated Consumer Product | Non-Weatherized, Non-Condensin | 1317 | 240 |  | 08/25/2022 | 65588 | 208727792 | 05/25/2023
Lennox Industries Inc. | GE | NF80X060V3A-* | Federally-Regulated Consumer Product | Non-Weatherized, Non-Condensin | 1358 | 242 |  | 08/25/2022 | 39697 | 208727789 | 05/25/2023
Lennox Industries Inc. | GE | NF80U090T4B-* | Federally-Regulated Consumer Product | Non-Weatherized, Non-Condensin | 1663 | 255 |  | 08/25/2022 | 57278 | 208727784 | 05/25/2023
Lennox Industries Inc. | GE | NF80X080V4B-* | Federally-Regulated Consumer Product | Non-Weatherized, Non-Condensin | 1832 | 263 |  | 08/19/2022 | 52249 | 208727790 | 05/25/2023
Lennox Industries Inc. | GE | NF97X080V4C-* | Federally-Regulated Consumer Product | Non-Weatherized, Condensing Ga | 1789 | 274 |  | 08/25/2022 | 52127 | 208733809 | 05/25/2023
Lennox Industries Inc. | GE | NF80U045T3A-* | Federally-Regulated Consumer Product | Non-Weatherized, Non-Condensin | 1377 | 243 |  | 08/25/2022 | 29164 | 208727782 | 05/25/2023
Lennox Industries Inc. | GE | NF80X100S5C-* | Federally-Regulated Consumer Product | Non-Weatherized, Non-Condensin | 2027 | 271 |  | 08/19/2022 | 98944 | 208727800 | 05/25/2023
Lennox Industries Inc. | GE | NF97X060V3B-* | Federally-Regulated Consumer Product | Non-Weatherized, Condensing Ga | 1502 | 261 |  | 08/25/2022 | 38935 | 208733808 | 05/25/2023
Lennox Industries Inc. | GE | NF96U045S3B-* | Federally-Regulated Consumer Product | Non-Weatherized, Condensing Ga | 1284 | 251 |  | 08/25/2022 | 44162 | 208733814 | 05/25/2023
Lennox Industries Inc. | GE | NF80X040S3A-* | Federally-Regulated Consumer Product | Non-Weatherized, Non-Condensin | 1275 | 238 |  | 08/25/2022 | 40344 | 208727797 | 05/25/2023
Lennox Industries Inc. | GE | NF80L090S4B-* | Federally-Regulated Consumer Product | Non-Weatherized, Non-Condensin | 1628 | 254 |  | 08/25/2022 | 87272 | 208727794 | 05/25/2023
Lennox Industries Inc. | GE | NF80U070T3A-* | Federally-Regulated Consumer Product | Non-Weatherized, Non-Condensin | 1397 | 243 |  | 08/25/2022 | 43054 | 208727783 | 05/25/2023
Lennox Industries Inc. | GE | NF80X080S4B-* | Federally-Regulated Consumer Product | Non-Weatherized, Non-Condensin | 1656 | 255 |  | 08/25/2022 | 79712 | 208727799 | 05/25/2023
Lennox Industries Inc. | GE | NF80X100V5C-* | Federally-Regulated Consumer Product | Non-Weatherized, Non-Condensin | 2205 | 279 |  | 08/25/2022 | 65467 | 208727791 | 05/25/2023
Nordyne, LLC | AC PRO | R104GD-042K100U | Federally-Regulated Consumer Product | Weatherized Non-Condensing Gas | 1913 | 275 |  | 08/18/2022 | 100561 | 209551599 | 05/25/2023
Nordyne, LLC | AC PRO | KG7SC-054*-T24B* | Federally-Regulated Consumer Product | Non-Weatherized, Condensing Ga | 1537 | 263 |  | 04/18/2023 | 54478 | 204762174 | 05/25/2023
Nordyne, LLC | AC PRO | R104GD-036K072C | Federally-Regulated Consumer Product | Weatherized Non-Condensing Gas | 1032 | 244 |  | 08/02/2022 | 72437 | 209334932 | 05/25/2023
Nordyne, LLC | AC PRO | R104GD-030K045C | Federally-Regulated Consumer Product | Weatherized Non-Condensing Gas | 1024 | 244 |  | 08/02/2022 | 45216 | 209334929 | 05/25/2023
Nordyne, LLC | AC PRO | R104GD-024K072C | Federally-Regulated Consumer Product | Weatherized Non-Condensing Gas | 1280 | 255 |  | 08/02/2022 | 71272 | 209334928 | 05/25/2023
Nordyne, LLC | AC PRO | R104GD-X60K100U | Federally-Regulated Consumer Product | Weatherized Non-Condensing Gas | 2041 | 289 |  | 08/18/2022 | 101000 | 209551601 | 05/25/2023
Nordyne, LLC | AC PRO | R104GD-042K072C | Federally-Regulated Consumer Product | Weatherized Non-Condensing Gas | 1950 | 285 |  | 08/02/2022 | 72195 | 209334934 | 05/25/2023
Nordyne, LLC | AC PRO | R104GD-X60K120C | Federally-Regulated Consumer Product | Weatherized Non-Condensing Gas | 2073 | 290 |  | 08/02/2022 | 119379 | 209334941 | 05/25/2023
Nordyne, LLC | AC PRO | R104GD-030K070U | Federally-Regulated Consumer Product | Weatherized Non-Condensing Gas | 1655 | 264 |  | 08/18/2022 | 69854 | 209551597 | 05/25/2023
Nordyne, LLC | AC PRO | R104GD-036K096C | Federally-Regulated Consumer Product | Weatherized Non-Condensing Gas | 1725 | 275 |  | 08/02/2022 | 97452 | 209334933 | 05/25/2023
Nordyne, LLC | AC PRO | R104GD-042K096C | Federally-Regulated Consumer Product | Weatherized Non-Condensing Gas | 1540 | 267 |  | 08/02/2022 | 97780 | 209334936 | 05/25/2023
Nordyne, LLC | AC PRO | R104GD-048K100U | Federally-Regulated Consumer Product | Weatherized Non-Condensing Gas | 2128 | 293 |  | 08/18/2022 | 100965 | 209551600 | 05/25/2023
Nordyne, LLC | AC PRO | R104GD-X60K096C | Federally-Regulated Consumer Product | Weatherized Non-Condensing Gas | 2066 | 290 |  | 08/02/2022 | 94398 | 209334939 | 05/25/2023
Nordyne, LLC | AC PRO | R104GD-024K055U | Federally-Regulated Consumer Product | Weatherized Non-Condensing Gas | 1304 | 240 |  | 08/18/2022 | 55721 | 209551596 | 05/25/2023
Nordyne, LLC | AC PRO | R104GD-048K096C | Federally-Regulated Consumer Product | Weatherized Non-Condensing Gas | 1818 | 279 |  | 08/02/2022 | 95561 | 209334937 | 05/25/2023
Nordyne, LLC | AC PRO | R104GD-036K070U | Federally-Regulated Consumer Product | Weatherized Non-Condensing Gas | 1655 | 264 |  | 08/18/2022 | 69854 | 209551598 | 05/25/2023
Nordyne, LLC | AC PRO | R104GD-048K120C | Federally-Regulated Consumer Product | Weatherized Non-Condensing Gas | 1526 | 266 |  | 08/02/2022 | 121831 | 209334938 | 05/25/2023
Nordyne, LLC | AC PRO | R104GD-030K072C | Federally-Regulated Consumer Product | Weatherized Non-Condensing Gas | 1280 | 255 |  | 08/02/2022 | 71272 | 209334931 | 05/25/2023
Nordyne, LLC | AC PRO | R104GD-024K045C | Federally-Regulated Consumer Product | Weatherized Non-Condensing Gas | 1024 | 244 |  | 08/02/2022 | 45216 | 209334927 | 05/25/2023
Johnson Controls, Inc. | YORK BY JOHNSON CONTROLS | TM8E100C16MP11 | Federally-Regulated Consumer Product | Non-Weatherized, Non-Condensin | 1717 | 252 |  | 05/25/2023 | 99043 | 203324326 | 05/25/2023
Johnson Controls, Inc. | YORK BY JOHNSON CONTROLS | YPLC080B12MP13 | Federally-Regulated Consumer Product | Non-Weatherized, Non-Condensin | 1599 | 247 |  | 05/25/2023 | 40519 | 10533814 | 05/25/2023
Johnson Controls, Inc. | YORK BY JOHNSON CONTROLS | Y81E120C16LMPS1 | Federally-Regulated Consumer Product | Non-Weatherized, Non-Condensin | 2014 | 269 |  | 05/25/2023 | 120343 | 211900218 | 05/25/2023
Johnson Controls, Inc. | YORK BY JOHNSON CONTROLS | TMLE080B12MP11 | Federally-Regulated Consumer Product | Non-Weatherized, Non-Condensin | 1311 | 235 |  | 05/25/2023 | 79634 | 203489603 | 05/25/2023
Johnson Controls, Inc. | YORK BY JOHNSON CONTROLS | PCG6A360752X4 | Federally-Regulated Consumer Product | Weatherized Non-Condensing Gas | 1641 | 270 |  | 05/25/2023 | 49680 | 206168411 | 05/25/2023
Johnson Controls, Inc. | YORK BY JOHNSON CONTROLS | ZE048*07A1******** | Federally-Regulated Consumer Product | Weatherized Non-Condensing Gas | 2163 | 294 |  | 05/25/2023 | 75000 | 203975753 | 05/25/2023
Johnson Controls, Inc. | YORK BY JOHNSON CONTROLS | Y81E040A12SMPS1 | Federally-Regulated Consumer Product | Non-Weatherized, Non-Condensin | 1353 | 240 |  | 05/25/2023 | 40218 | 211900149 | 05/25/2023
Johnson Controls, Inc. | YORK BY JOHNSON CONTROLS | PCG4B600652X4 | Federally-Regulated Consumer Product | Weatherized Non-Condensing Gas | 2322 | 300 |  | 05/25/2023 | 64850 | 206077566 | 05/25/2023
Johnson Controls, Inc. | YORK BY JOHNSON CONTROLS | TM8E100C20MP11 | Federally-Regulated Consumer Product | Non-Weatherized, Non-Condensin | 2196 | 273 |  | 05/25/2023 | 99867 | 203324327 | 05/25/2023
Johnson Controls, Inc. | YORK BY JOHNSON CONTROLS | PHG4B601252X4 | Federally-Regulated Consumer Product | Weatherized Non-Condensing Gas | 2272 | 297 |  | 05/25/2023 | 124490 | 206338278 | 05/25/2023
Johnson Controls, Inc. | YORK BY JOHNSON CONTROLS | PCG6B601252X4 | Federally-Regulated Consumer Product | Weatherized Non-Condensing Gas | 1949 | 283 |  | 05/25/2023 | 82720 | 206136991 | 05/25/2023
Johnson Controls, Inc. | YORK BY JOHNSON CONTROLS | Y81E080C20SMPS1 | Federally-Regulated Consumer Product | Non-Weatherized, Non-Condensin | 1904 | 264 |  | 05/25/2023 | 79768 | 211900153 | 05/25/2023
Johnson Controls, Inc. | YORK BY JOHNSON CONTROLS | YPLC100C20MP13 | Federally-Regulated Consumer Product | Non-Weatherized, Non-Condensin | 2229 | 274 |  | 05/25/2023 | 48317 | 10533817 | 05/25/2023
Johnson Controls, Inc. | YORK BY JOHNSON CONTROLS | TM9E080C16MP12 | Federally-Regulated Consumer Product | Non-Weatherized, Condensing Ga | 1641 | 262 |  | 05/25/2023 | 80008 | 203324414 | 05/25/2023
Johnson Controls, Inc. | YORK BY JOHNSON CONTROLS | Y81E060A12SMPS1 | Federally-Regulated Consumer Product | Non-Weatherized, Non-Condensin | 1336 | 240 |  | 05/25/2023 | 60538 | 211900150 | 05/25/2023
Johnson Controls, Inc. | YORK BY JOHNSON CONTROLS | Y81E100C16LMPS1 | Federally-Regulated Consumer Product | Non-Weatherized, Non-Condensin | 1748 | 258 |  | 05/25/2023 | 101093 | 211900216 | 05/25/2023
Johnson Controls, Inc. | YORK BY JOHNSON CONTROLS | YPLC100C16MP13 | Federally-Regulated Consumer Product | Non-Weatherized, Non-Condensin | 1706 | 252 |  | 05/25/2023 | 50511 | 10533816 | 05/25/2023
Johnson Controls, Inc. | YORK BY JOHNSON CONTROLS | TM8E100B12MP11 | Federally-Regulated Consumer Product | Non-Weatherized, Non-Condensin | 1560 | 246 |  | 05/25/2023 | 100501 | 203324325 | 05/25/2023
Johnson Controls, Inc. | YORK BY JOHNSON CONTROLS | TM9V040A10MP12 | Federally-Regulated Consumer Product | Non-Weatherized, Condensing Ga | 1083 | 238 |  | 05/25/2023 | 26275 | 10533784 | 05/25/2023
Johnson Controls, Inc. | YORK BY JOHNSON CONTROLS | TMLE130D20MP11 | Federally-Regulated Consumer Product | Non-Weatherized, Non-Condensin | 2178 | 272 |  | 05/25/2023 | 130606 | 203489651 | 05/25/2023
Johnson Controls, Inc. | YORK BY JOHNSON CONTROLS | Y81E120C20LMPS1 | Federally-Regulated Consumer Product | Non-Weatherized, Non-Condensin | 1968 | 267 |  | 05/25/2023 | 119627 | 211900219 | 05/25/2023
Johnson Controls, Inc. | YORK BY JOHNSON CONTROLS | TM9Y100C16MP11 | Federally-Regulated Consumer Product | Non-Weatherized, Condensing Ga | 1497 | 256 |  | 05/25/2023 | 64620 | 8412960 | 05/25/2023
Johnson Controls, Inc. | YORK BY JOHNSON CONTROLS | TPLC080C16MP13 | Federally-Regulated Consumer Product | Non-Weatherized, Non-Condensin | 1657 | 250 |  | 05/25/2023 | 38933 | 10533804 | 05/25/2023
Johnson Controls, Inc. | YORK BY JOHNSON CONTROLS | PHG4B481252X4 | Federally-Regulated Consumer Product | Weatherized Non-Condensing Gas | 2057 | 288 |  | 05/25/2023 | 125500 | 206338271 | 05/25/2023
Johnson Controls, Inc. | YORK BY JOHNSON CONTROLS | TM8Y100C20MP11 | Federally-Regulated Consumer Product | Non-Weatherized, Non-Condensin | 2060 | 267 |  | 05/25/2023 | 65024 | 8412951 | 05/25/2023
Johnson Controls, Inc. | YORK BY JOHNSON CONTROLS | TM8Y080B12MP11 | Federally-Regulated Consumer Product | Non-Weatherized, Non-Condensin | 1373 | 238 |  | 05/25/2023 | 52180 | 8412949 | 05/25/2023
Johnson Controls, Inc. | YORK BY JOHNSON CONTROLS | Y81E120C16SMPS1 | Federally-Regulated Consumer Product | Non-Weatherized, Non-Condensin | 2014 | 269 |  | 05/25/2023 | 120343 | 211900157 | 05/25/2023
Johnson Controls, Inc. | YORK BY JOHNSON CONTROLS | TMLE120C20MP11 | Federally-Regulated Consumer Product | Non-Weatherized, Non-Condensin | 2201 | 273 |  | 05/25/2023 | 119730 | 203489645 | 05/25/2023
Johnson Controls, Inc. | YORK BY JOHNSON CONTROLS | TM9E060A10MP12 | Federally-Regulated Consumer Product | Non-Weatherized, Condensing Ga | 1353 | 249 |  | 05/25/2023 | 60123 | 203324411 | 05/25/2023
Johnson Controls, Inc. | YORK BY JOHNSON CONTROLS | TMLE080C20MP11 | Federally-Regulated Consumer Product | Non-Weatherized, Non-Condensin | 2104 | 269 |  | 05/25/2023 | 80073 | 203489615 | 05/25/2023
Johnson Controls, Inc. | YORK BY JOHNSON CONTROLS | PCG6B600652X4 | Federally-Regulated Consumer Product | Weatherized Non-Condensing Gas | 2129 | 291 |  | 05/25/2023 | 43020 | 206136977 | 05/25/2023
Johnson Controls, Inc. | YORK BY JOHNSON CONTROLS | TL8E060A12UH11 | Federally-Regulated Consumer Product | Non-Weatherized, Non-Condensin | 1182 | 229 |  | 05/25/2023 | 60391 | 204463264 | 05/25/2023
Johnson Controls, Inc. | YORK BY JOHNSON CONTROLS | TMLE060A12MP11 | Federally-Regulated Consumer Product | Non-Weatherized, Non-Condensin | 1311 | 235 |  | 05/25/2023 | 60267 | 203489597 | 05/25/2023
Johnson Controls, Inc. | YORK BY JOHNSON CONTROLS | Y81E100C20LMPS1 | Federally-Regulated Consumer Product | Non-Weatherized, Non-Condensin | 1937 | 266 |  | 05/25/2023 | 99769 | 211900217 | 05/25/2023
Johnson Controls, Inc. | YORK BY JOHNSON CONTROLS | PCG4A300502X4 | Federally-Regulated Consumer Product | Weatherized Non-Condensing Gas | 1205 | 251 |  | 05/25/2023 | 50202 | 206077379 | 05/25/2023
Johnson Controls, Inc. | YORK BY JOHNSON CONTROLS | PCG6B481002X4 | Federally-Regulated Consumer Product | Weatherized Non-Condensing Gas | 1847 | 279 |  | 05/25/2023 | 64960 | 206136963 | 05/25/2023
Johnson Controls, Inc. | YORK BY JOHNSON CONTROLS | Y81E100C16SMPS1 | Federally-Regulated Consumer Product | Non-Weatherized, Non-Condensin | 1748 | 258 |  | 05/25/2023 | 101093 | 211900155 | 05/25/2023
Johnson Controls, Inc. | YORK BY JOHNSON CONTROLS | TMLE100B12MP11 | Federally-Regulated Consumer Product | Non-Weatherized, Non-Condensin | 1560 | 246 |  | 05/25/2023 | 100501 | 203489621 | 05/25/2023
Johnson Controls, Inc. | YORK BY JOHNSON CONTROLS | PCG4A360502L1 | Federally-Regulated Consumer Product | Weatherized Non-Condensing Gas | 1495 | 263 |  | 05/25/2023 | 50177 | 205962804 | 05/25/2023
Johnson Controls, Inc. | YORK BY JOHNSON CONTROLS | TMLE040A12MP11 | Federally-Regulated Consumer Product | Non-Weatherized, Non-Condensin | 1303 | 235 |  | 05/25/2023 | 39958 | 203489591 | 05/25/2023
Johnson Controls, Inc. | YORK BY JOHNSON CONTROLS | YP9C080B12MP13 | Federally-Regulated Consumer Product | Non-Weatherized, Condensing Ga | 1425 | 253 |  | 05/25/2023 | 30285 | 10533808 | 05/25/2023
Johnson Controls, Inc. | YORK BY JOHNSON CONTROLS | YP9C060B12MP13 | Federally-Regulated Consumer Product | Non-Weatherized, Condensing Ga | 1359 | 250 |  | 05/25/2023 | 21059 | 10533807 | 05/25/2023
Johnson Controls, Inc. | YORK BY JOHNSON CONTROLS | PHG4B481002X4 | Federally-Regulated Consumer Product | Weatherized Non-Condensing Gas | 1939 | 283 |  | 05/25/2023 | 100440 | 206338264 | 05/25/2023
Johnson Controls, Inc. | YORK BY JOHNSON CONTROLS | Y81E100B12LMPS1 | Federally-Regulated Consumer Product | Non-Weatherized, Non-Condensin | 1557 | 249 |  | 05/25/2023 | 100520 | 211900215 | 05/25/2023
Johnson Controls, Inc. | YORK BY JOHNSON CONTROLS | YPLC120C20MP13 | Federally-Regulated Consumer Product | Non-Weatherized, Non-Condensin | 2162 | 272 |  | 05/25/2023 | 59868 | 10533818 | 05/25/2023
Johnson Controls, Inc. | YORK BY JOHNSON CONTROLS | TM9V100C20MP12 | Federally-Regulated Consumer Product | Non-Weatherized, Condensing Ga | 2239 | 288 |  | 05/25/2023 | 65090 | 10533789 | 05/25/2023
Johnson Controls, Inc. | YORK BY JOHNSON CONTROLS | J05ZE*10A1******** | Federally-Regulated Consumer Product | Weatherized Non-Condensing Gas | 2253 | 298 |  | 05/25/2023 | 100000 | 203975795 | 05/25/2023
Johnson Controls, Inc. | YORK BY JOHNSON CONTROLS | TM9V080B12MP12 | Federally-Regulated Consumer Product | Non-Weatherized, Condensing Ga | 1299 | 247 |  | 05/25/2023 | 52434 | 10533786 | 05/25/2023
Johnson Controls, Inc. | YORK BY JOHNSON CONTROLS | TM8Y120C20MP11 | Federally-Regulated Consumer Product | Non-Weatherized, Non-Condensin | 1967 | 263 |  | 05/25/2023 | 78553 | 8412952 | 05/25/2023
Johnson Controls, Inc. | YORK BY JOHNSON CONTROLS | TM8E080C20MP11 | Federally-Regulated Consumer Product | Non-Weatherized, Non-Condensin | 2104 | 269 |  | 05/25/2023 | 80073 | 203324324 | 05/25/2023
Johnson Controls, Inc. | YORK BY JOHNSON CONTROLS | PHG4B420652X4 | Federally-Regulated Consumer Product | Weatherized Non-Condensing Gas | 1679 | 272 |  | 05/25/2023 | 65170 | 206338250 | 05/25/2023
Johnson Controls, Inc. | YORK BY JOHNSON CONTROLS | YP9C100C20MP13 | Federally-Regulated Consumer Product | Non-Weatherized, Condensing Ga | 2115 | 282 |  | 05/25/2023 | 35610 | 10533811 | 05/25/2023
Johnson Controls, Inc. | YORK BY JOHNSON CONTROLS | TMLE100C20MP11 | Federally-Regulated Consumer Product | Non-Weatherized, Non-Condensin | 2201 | 273 |  | 05/25/2023 | 99043 | 203489633 | 05/25/2023
Johnson Controls, Inc. | YORK BY JOHNSON CONTROLS | YPLC060A12MP13 | Federally-Regulated Consumer Product | Non-Weatherized, Non-Condensin | 1330 | 236 |  | 05/25/2023 | 30082 | 10533813 | 05/25/2023
Johnson Controls, Inc. | YORK BY JOHNSON CONTROLS | ZE060*10A1******** | Federally-Regulated Consumer Product | Weatherized Non-Condensing Gas | 2253 | 298 |  | 05/25/2023 | 100000 | 203975755 | 05/25/2023
Johnson Controls, Inc. | YORK BY JOHNSON CONTROLS | TM9E060B12MP12 | Federally-Regulated Consumer Product | Non-Weatherized, Condensing Ga | 1333 | 249 |  | 05/25/2023 | 60177 | 203324412 | 05/25/2023
Johnson Controls, Inc. | YORK BY JOHNSON CONTROLS | Y81E080C20LMPS1 | Federally-Regulated Consumer Product | Non-Weatherized, Non-Condensin | 1904 | 264 |  | 05/25/2023 | 79768 | 211900214 | 05/25/2023
Johnson Controls, Inc. | YORK BY JOHNSON CONTROLS | YP9C120D20MP13 | Federally-Regulated Consumer Product | Non-Weatherized, Condensing Ga | 2141 | 283 |  | 05/25/2023 | 41869 | 10533812 | 05/25/2023
Johnson Controls, Inc. | YORK BY JOHNSON CONTROLS | TP9C080C16MP13 | Federally-Regulated Consumer Product | Non-Weatherized, Condensing Ga | 1794 | 268 |  | 05/25/2023 | 29263 | 10533798 | 05/25/2023
Johnson Controls, Inc. | YORK BY JOHNSON CONTROLS | TMLE100C16MP11 | Federally-Regulated Consumer Product | Non-Weatherized, Non-Condensin | 1717 | 252 |  | 05/25/2023 | 99043 | 203489627 | 05/25/2023
Johnson Controls, Inc. | YORK BY JOHNSON CONTROLS | TM8V100C20MP12 | Federally-Regulated Consumer Product | Non-Weatherized, Non-Condensin | 2291 | 277 |  | 05/25/2023 | 65187 | 10533782 | 05/25/2023
Lennox Industries Inc. | AC PRO | 80G1UH040AE12X-* | Federally-Regulated Consumer Product | Non-Weatherized, Non-Condensin | 1322 | 240 |  | 01/17/2023 | 40067 | 204032292 | 05/25/2023
Lennox Industries Inc. | AC PRO | A80UH1E080B16X-* | Federally-Regulated Consumer Product | Non-Weatherized, Non-Condensin | 1688 | 256 |  | 01/17/2023 | 79662 | 204032290 | 05/25/2023
Lennox Industries Inc. | AC PRO | A97US2V040B12X-*-* | Federally-Regulated Consumer Product | Non-Weatherized, Condensing Ga | 1397 | 256 |  | 11/11/2020 | 25747 | 204032276 | 05/25/2023
Lennox Industries Inc. | AC PRO | A97US2V080C16X-*-* | Federally-Regulated Consumer Product | Non-Weatherized, Condensing Ga | 1789 | 274 |  | 10/07/2020 | 52127 | 204032278 | 05/25/2023
Lennox Industries Inc. | AC PRO | 80G1UH060AE12X-* | Federally-Regulated Consumer Product | Non-Weatherized, Non-Condensin | 1277 | 238 |  | 01/17/2023 | 59863 | 204032293 | 05/25/2023
Lennox Industries Inc. | AC PRO | A97US2V060B12X-** | Federally-Regulated Consumer Product | Non-Weatherized, Condensing Ga | 1502 | 261 |  | 10/07/2020 | 38935 | 204032277 | 05/25/2023
Lennox Industries Inc. | AC PRO | 95G1UH040BE12X-* | Federally-Regulated Consumer Product | Non-Weatherized, Condensing Ga | 1288 | 252 |  | 10/07/2020 | 40446 | 204032280 | 05/25/2023
Lennox Industries Inc. | AC PRO | 95G1UH100CE20X-* | Federally-Regulated Consumer Product | Non-Weatherized, Condensing Ga | 1957 | 281 |  | 10/07/2020 | 80908 | 204032283 | 05/25/2023
Lennox Industries Inc. | AC PRO | 80G1UH080BE16X-* | Federally-Regulated Consumer Product | Non-Weatherized, Non-Condensin | 1688 | 256 |  | 01/17/2023 | 79662 | 204032294 | 05/25/2023
Lennox Industries Inc. | AC PRO | A80UH1E100C20X-* | Federally-Regulated Consumer Product | Non-Weatherized, Non-Condensin | 2162 | 277 |  | 01/17/2023 | 100221 | 204032291 | 05/25/2023
Lennox Industries Inc. | AC PRO | A80US2V080C20X-** | Federally-Regulated Consumer Product | Non-Weatherized, Non-Condensin | 2330 | 285 |  | 01/17/2023 | 52501 | 204032287 | 05/25/2023
Lennox Industries Inc. | AC PRO | A97US2V080C20X-*-* | Federally-Regulated Consumer Product | Non-Weatherized, Condensing Ga | 2327 | 297 |  | 10/07/2020 | 51978 | 204032279 | 05/25/2023
Lennox Industries Inc. | AC PRO | A80UH1E040A12X-* | Federally-Regulated Consumer Product | Non-Weatherized, Non-Condensin | 1322 | 240 |  | 01/17/2023 | 40067 | 204032284 | 05/25/2023
Lennox Industries Inc. | AC PRO | A80US2V100C20X-** | Federally-Regulated Consumer Product | Non-Weatherized, Non-Condensin | 2180 | 278 |  | 01/17/2023 | 65611 | 204032288 | 05/25/2023
Lennox Industries Inc. | AC PRO | 95G1UH060BE12X-* | Federally-Regulated Consumer Product | Non-Weatherized, Condensing Ga | 1313 | 253 |  | 11/11/2020 | 60222 | 204032281 | 05/25/2023
Lennox Industries Inc. | AC PRO | A80US2V060A12X-** | Federally-Regulated Consumer Product | Non-Weatherized, Non-Condensin | 1366 | 242 |  | 01/17/2023 | 39546 | 204032285 | 05/25/2023
Lennox Industries Inc. | AC PRO | 80G1UH100CE20X-* | Federally-Regulated Consumer Product | Non-Weatherized, Non-Condensin | 2162 | 277 |  | 01/17/2023 | 100221 | 204032295 | 05/25/2023
Lennox Industries Inc. | AC PRO | A80US2V080B16X-** | Federally-Regulated Consumer Product | Non-Weatherized, Non-Condensin | 1760 | 259 |  | 01/17/2023 | 51919 | 204032286 | 05/25/2023
Lennox Industries Inc. | AC PRO | 95G1UH080CE16X-* | Federally-Regulated Consumer Product | Non-Weatherized, Condensing Ga | 1573 | 264 |  | 10/07/2020 | 60222 | 204032282 | 05/25/2023
Lennox Industries Inc. | AC PRO | A80UH1E060A12X-* | Federally-Regulated Consumer Product | Non-Weatherized, Non-Condensin | 1277 | 238 |  | 01/17/2023 | 59863 | 204032289 | 05/25/2023
Carrier Corp. - Indianapolis | Goettl | N95ESN0601714A*D | Federally-Regulated Consumer Product | Non-Weatherized, Condensing Ga | 1346 | 254 |  | 08/02/2022 | 60102 | 205962006 | 05/25/2023
Carrier Corp. - Indianapolis | Goettl | F96VTN0601412A*D | Federally-Regulated Consumer Product | Non-Weatherized, Condensing Ga | 1238 | 249 |  | 08/02/2022 | 39205 | 205961826 | 05/25/2023
Carrier Corp. - Indianapolis | Goettl | F80CTL0701412A* | Federally-Regulated Consumer Product | Non-Weatherized, Non-Condensin | 1477 | 247 |  | 08/02/2022 | 42967 | 205961798 | 05/25/2023
Carrier Corp. - Indianapolis | Goettl | G95CSU1002122A | Federally-Regulated Consumer Product | Non-Weatherized, Condensing Ga | 2271 | 273 |  | 08/02/2022 | 99648 | 206349954 | 05/25/2023
Carrier Corp. - Indianapolis | Goettl | N80ESL1102120A | Federally-Regulated Consumer Product | Non-Weatherized, Non-Condensin | 2177 | 278 |  | 08/02/2022 | 110527 | 205961931 | 05/25/2023
Carrier Corp. - Indianapolis | Goettl | F97CMN0801714A | Federally-Regulated Consumer Product | Non-Weatherized, Condensing Ga | 1403 | 257 |  | 08/02/2022 | 31213 | 205961843 | 05/25/2023
Carrier Corp. - Indianapolis | Goettl | PDS424060K**1G* | Federally-Regulated Consumer Product | Weatherized Non-Condensing Gas | 1285 | 256 |  | 08/02/2022 | 60738 | 205962081 | 05/25/2023
Carrier Corp. - Indianapolis | Goettl | F80CTL1352422A | Federally-Regulated Consumer Product | Non-Weatherized, Non-Condensin | 2422 | 287 |  | 08/02/2022 | 87787 | 205961809 | 05/25/2023
Carrier Corp. - Indianapolis | Goettl | G80VTL0701716A | Federally-Regulated Consumer Product | Non-Weatherized, Non-Condensin | 1813 | 262 |  | 08/02/2022 | 43434 | 207207226 | 05/25/2023
Carrier Corp. - Indianapolis | Goettl | G80CTL1102120A | Federally-Regulated Consumer Product | Non-Weatherized, Non-Condensin | 2281 | 282 |  | 08/02/2022 | 72565 | 205961867 | 05/25/2023
Carrier Corp. - Indianapolis | Goettl | N96VSN0601412A | Federally-Regulated Consumer Product | Non-Weatherized, Condensing Ga | 1224 | 248 |  | 08/02/2022 | 59736 | 205962038 | 05/25/2023
Carrier Corp. - Indianapolis | Goettl | F96CTN0801714A | Federally-Regulated Consumer Product | Non-Weatherized, Condensing Ga | 1364 | 255 |  | 08/02/2022 | 52072 | 205961813 | 05/25/2023
Carrier Corp. - Indianapolis | Goettl | PGD424060K**2G* | Federally-Regulated Consumer Product | Weatherized Non-Condensing Gas | 1329 | 257 |  | 08/02/2022 | 60245 | 205962110 | 05/25/2023
Carrier Corp. - Indianapolis | Goettl | PDD424060K**0G* | Federally-Regulated Consumer Product | Weatherized Non-Condensing Gas | 1285 | 256 |  | 08/02/2022 | 60738 | 205962052 | 05/25/2023
Carrier Corp. - Indianapolis | Goettl | N95ESN0401712A | Federally-Regulated Consumer Product | Non-Weatherized, Condensing Ga | 998 | 239 |  | 08/02/2022 | 40139 | 205961995 | 05/25/2023
Carrier Corp. - Indianapolis | Goettl | F96CTN1202422A*D | Federally-Regulated Consumer Product | Non-Weatherized, Condensing Ga | 2174 | 291 |  | 08/02/2022 | 77589 | 205961820 | 05/25/2023
Carrier Corp. - Indianapolis | Goettl | F80CTL1102120A | Federally-Regulated Consumer Product | Non-Weatherized, Non-Condensin | 2281 | 282 |  | 08/02/2022 | 72565 | 205961807 | 05/25/2023
Carrier Corp. - Indianapolis | Goettl | N95ESN1202422A**D | Federally-Regulated Consumer Product | Mobile Home Non-Weatherized, C | 2161 | 290 |  | 08/02/2022 | 119834 | 205962025 | 05/25/2023
Carrier Corp. - Indianapolis | Goettl | N96VSN0601714A*D | Federally-Regulated Consumer Product | Non-Weatherized, Condensing Ga | 1591 | 265 |  | 08/02/2022 | 60186 | 205962041 | 05/25/2023
Carrier Corp. - Indianapolis | Goettl | F80CSU0802120A | Federally-Regulated Consumer Product | Non-Weatherized, Non-Condensin | 2499 | 292 |  | 08/02/2022 | 79452 | 205961793 | 05/25/2023
Carrier Corp. - Indianapolis | Goettl | N95ESN0601412A**D | Federally-Regulated Consumer Product | Mobile Home Non-Weatherized, C | 1176 | 247 |  | 08/02/2022 | 59961 | 205962001 | 05/25/2023
Carrier Corp. - Indianapolis | Goettl | F96VTN0401410A*D | Federally-Regulated Consumer Product | Non-Weatherized, Condensing Ga | 1080 | 243 |  | 08/02/2022 | 26105 | 205961822 | 05/25/2023
Carrier Corp. - Indianapolis | Goettl | F96CTN0802120A | Federally-Regulated Consumer Product | Non-Weatherized, Condensing Ga | 2095 | 287 |  | 08/02/2022 | 52507 | 205961815 | 05/25/2023
Carrier Corp. - Indianapolis | Goettl | N95ESN0801716A*D | Federally-Regulated Consumer Product | Non-Weatherized, Condensing Ga | 1771 | 273 |  | 08/02/2022 | 80331 | 205962010 | 05/25/2023
Carrier Corp. - Indianapolis | Goettl | PGD430040K**1H* | Federally-Regulated Consumer Product | Weatherized Non-Condensing Gas | 1217 | 253 |  | 08/02/2022 | 40800 | 205962112 | 05/25/2023
Carrier Corp. - Indianapolis | Goettl | F96CTN1002122A | Federally-Regulated Consumer Product | Non-Weatherized, Condensing Ga | 2251 | 294 |  | 08/02/2022 | 64767 | 205961817 | 05/25/2023
Carrier Corp. - Indianapolis | Goettl | F96CTN0802120A*D | Federally-Regulated Consumer Product | Non-Weatherized, Condensing Ga | 2095 | 287 |  | 08/02/2022 | 52507 | 205961816 | 05/25/2023
Carrier Corp. - Indianapolis | Goettl | PDS436060K**0G* | Federally-Regulated Consumer Product | Weatherized Non-Condensing Gas | 1687 | 273 |  | 08/02/2022 | 60973 | 205962086 | 05/25/2023
Carrier Corp. - Indianapolis | Goettl | PDS460130K**0G* | Federally-Regulated Consumer Product | Weatherized Non-Condensing Gas | 2025 | 288 |  | 08/02/2022 | 126976 | 205962104 | 05/25/2023
Carrier Corp. - Indianapolis | Goettl | N80ESL0902116A* | Federally-Regulated Consumer Product | Non-Weatherized, Non-Condensin | 1450 | 246 |  | 08/02/2022 | 87792 | 205961926 | 05/25/2023
Carrier Corp. - Indianapolis | Goettl | F80CTL0702120A* | Federally-Regulated Consumer Product | Non-Weatherized, Non-Condensin | 2239 | 281 |  | 08/02/2022 | 43857 | 205961802 | 05/25/2023
Carrier Corp. - Indianapolis | Goettl | N96VSN0601714A | Federally-Regulated Consumer Product | Non-Weatherized, Condensing Ga | 1591 | 265 |  | 08/02/2022 | 60186 | 205962040 | 05/25/2023
Carrier Corp. - Indianapolis | Goettl | PDS442090K**0G* | Federally-Regulated Consumer Product | Weatherized Non-Condensing Gas | 1514 | 266 |  | 08/02/2022 | 90002 | 205962092 | 05/25/2023
Carrier Corp. - Indianapolis | Goettl | PDD430060K**0G* | Federally-Regulated Consumer Product | Weatherized Non-Condensing Gas | 1285 | 256 |  | 08/02/2022 | 60738 | 205962056 | 05/25/2023
Carrier Corp. - Indianapolis | Goettl | F80CTL0701412A | Federally-Regulated Consumer Product | Non-Weatherized, Non-Condensin | 1477 | 247 |  | 08/02/2022 | 42967 | 205961797 | 05/25/2023
Carrier Corp. - Indianapolis | Goettl | N95ESN1402422A | Federally-Regulated Consumer Product | Non-Weatherized, Condensing Ga | 2328 | 297 |  | 08/02/2022 | 139741 | 205962027 | 05/25/2023
Carrier Corp. - Indianapolis | Goettl | N96VSN0801716A | Federally-Regulated Consumer Product | Non-Weatherized, Condensing Ga | 1766 | 272 |  | 08/02/2022 | 80180 | 205962042 | 05/25/2023
Carrier Corp. - Indianapolis | Goettl | F80CSU0601716A | Federally-Regulated Consumer Product | Non-Weatherized, Non-Condensin | 1628 | 254 |  | 08/02/2022 | 59512 | 205961792 | 05/25/2023
Carrier Corp. - Indianapolis | Goettl | F80CSU0401712A | Federally-Regulated Consumer Product | Non-Weatherized, Non-Condensin | 1552 | 250 |  | 08/02/2022 | 39730 | 205961791 | 05/25/2023
Carrier Corp. - Indianapolis | Goettl | PDS442060K**1G* | Federally-Regulated Consumer Product | Weatherized Non-Condensing Gas | 1514 | 266 |  | 08/02/2022 | 60394 | 205962091 | 05/25/2023
Carrier Corp. - Indianapolis | Goettl | N96VSN1202422A*D | Federally-Regulated Consumer Product | Non-Weatherized, Condensing Ga | 2331 | 297 |  | 08/02/2022 | 119569 | 205962049 | 05/25/2023
Carrier Corp. - Indianapolis | Goettl | N80ESL0901714A | Federally-Regulated Consumer Product | Non-Weatherized, Non-Condensin | 1238 | 236 |  | 08/02/2022 | 88097 | 205961923 | 05/25/2023
Carrier Corp. - Indianapolis | Goettl | G80VTL0451412A | Federally-Regulated Consumer Product | Non-Weatherized, Non-Condensin | 1205 | 235 |  | 08/02/2022 | 28909 | 207207224 | 05/25/2023
Carrier Corp. - Indianapolis | Goettl | N80ESL0701412A | Federally-Regulated Consumer Product | Non-Weatherized, Non-Condensin | 1106 | 231 |  | 08/02/2022 | 65995 | 205961915 | 05/25/2023
Carrier Corp. - Indianapolis | Goettl | N95ESN0601412A* | Federally-Regulated Consumer Product | Mobile Home Non-Weatherized, C | 1176 | 247 |  | 08/02/2022 | 59961 | 205962000 | 05/25/2023
Carrier Corp. - Indianapolis | Goettl | PDS448115K**1G* | Federally-Regulated Consumer Product | Weatherized Non-Condensing Gas | 1989 | 287 |  | 08/02/2022 | 115206 | 205962097 | 05/25/2023
Carrier Corp. - Indianapolis | Goettl | F80CTL0701716A* | Federally-Regulated Consumer Product | Non-Weatherized, Non-Condensin | 1458 | 246 |  | 08/02/2022 | 43592 | 205961800 | 05/25/2023
Carrier Corp. - Indianapolis | Goettl | PDS442060K**0G* | Federally-Regulated Consumer Product | Weatherized Non-Condensing Gas | 1514 | 266 |  | 08/02/2022 | 60394 | 205962090 | 05/25/2023
Carrier Corp. - Indianapolis | Goettl | PGD430060K**1H* | Federally-Regulated Consumer Product | Weatherized Non-Condensing Gas | 1285 | 256 |  | 08/02/2022 | 60738 | 205962114 | 05/25/2023
Carrier Corp. - Indianapolis | Goettl | G97CMN1002122A | Federally-Regulated Consumer Product | Non-Weatherized, Condensing Ga | 2192 | 291 |  | 08/02/2022 | 39903 | 205961907 | 05/25/2023
Carrier Corp. - Indianapolis | Goettl | G80CTL0902120A | Federally-Regulated Consumer Product | Non-Weatherized, Non-Condensin | 2488 | 291 |  | 08/02/2022 | 57811 | 205961865 | 05/25/2023
Carrier Corp. - Indianapolis | Goettl | N92ESN1002122A | Federally-Regulated Consumer Product | Non-Weatherized, Condensing Ga | 1993 | 282 |  | 08/02/2022 | 99627 | 205961985 | 05/25/2023
Carrier Corp. - Indianapolis | Goettl | PGS442090K**2G* | Federally-Regulated Consumer Product | Weatherized Non-Condensing Gas | 1515 | 265 |  | 08/02/2022 | 90160 | 205962189 | 05/25/2023
Carrier Corp. - Indianapolis | Goettl | G97CMN1202422A | Federally-Regulated Consumer Product | Non-Weatherized, Condensing Ga | 2271 | 295 |  | 08/02/2022 | 48091 | 205961909 | 05/25/2023
Carrier Corp. - Indianapolis | Goettl | N96VSN0801716A*D | Federally-Regulated Consumer Product | Non-Weatherized, Condensing Ga | 1766 | 272 |  | 08/02/2022 | 80180 | 205962043 | 05/25/2023
Carrier Corp. - Indianapolis | Goettl | F95CSU0601716A | Federally-Regulated Consumer Product | Non-Weatherized, Condensing Ga | 1413 | 247 |  | 08/02/2022 | 59505 | 206237479 | 05/25/2023
Carrier Corp. - Indianapolis | Goettl | PGD424060K**1G* | Federally-Regulated Consumer Product | Weatherized Non-Condensing Gas | 1285 | 256 |  | 08/02/2022 | 60738 | 205962109 | 05/25/2023
Carrier Corp. - Indianapolis | Goettl | G80CTL0702120A | Federally-Regulated Consumer Product | Non-Weatherized, Non-Condensin | 2239 | 281 |  | 08/02/2022 | 43857 | 205961861 | 05/25/2023
Carrier Corp. - Indianapolis | Goettl | N96VSN1202422A | Federally-Regulated Consumer Product | Non-Weatherized, Condensing Ga | 2331 | 297 |  | 08/02/2022 | 119569 | 205962048 | 05/25/2023
Carrier Corp. - Indianapolis | Day & Night | G96CTN0802120A*D | Federally-Regulated Consumer Product | Non-Weatherized, Condensing Ga | 2095 | 287 |  | 05/25/2023 | 52507 | 203359370 | 05/25/2023
Carrier Corp. - Indianapolis | Day & Night | N96VSN0801716A | Federally-Regulated Consumer Product | Non-Weatherized, Condensing Ga | 1766 | 272 |  | 05/25/2023 | 80180 | 205822181 | 05/25/2023
Carrier Corp. - Indianapolis | Day & Night | N96VSN1202422A | Federally-Regulated Consumer Product | Non-Weatherized, Condensing Ga | 2331 | 297 |  | 05/25/2023 | 119569 | 205822247 | 05/25/2023
Carrier Corp. - Indianapolis | Day & Night | N80MSL0701716A | Federally-Regulated Consumer Product | Non-Weatherized, Non-Condensin | 1776 | 260 |  | 05/25/2023 | 65952 | 211780372 | 05/25/2023
Carrier Corp. - Indianapolis | Day & Night | N95ESN0401712A**D | Federally-Regulated Consumer Product | Mobile Home Non-Weatherized, C | 998 | 239 |  | 05/25/2023 | 40139 | 203360666 | 05/25/2023
Carrier Corp. - Indianapolis | Day & Night | G96CTN1002122A*D | Federally-Regulated Consumer Product | Non-Weatherized, Condensing Ga | 2251 | 294 |  | 05/25/2023 | 64767 | 203359371 | 05/25/2023
Carrier Corp. - Indianapolis | Day & Night | N80MSL0701716A* | Federally-Regulated Consumer Product | Non-Weatherized, Non-Condensin | 1776 | 260 |  | 05/25/2023 | 65952 | 211780388 | 05/25/2023
Carrier Corp. - Indianapolis | Day & Night | N95ESN1202422A*D | Federally-Regulated Consumer Product | Non-Weatherized, Condensing Ga | 2161 | 290 |  | 05/25/2023 | 119834 | 203360386 | 05/25/2023
Carrier Corp. - Indianapolis | Day & Night | G96CTN0801714A | Federally-Regulated Consumer Product | Non-Weatherized, Condensing Ga | 1364 | 255 |  | 05/25/2023 | 52072 | 203359364 | 05/25/2023
Carrier Corp. - Indianapolis | Day & Night | G96VTN0801716A | Federally-Regulated Consumer Product | Non-Weatherized, Condensing Ga | 1686 | 269 |  | 05/25/2023 | 51540 | 203359235 | 05/25/2023
Carrier Corp. - Indianapolis | Day & Night | G96CTN0801714A*D | Federally-Regulated Consumer Product | Non-Weatherized, Condensing Ga | 1364 | 255 |  | 05/25/2023 | 52072 | 203359369 | 05/25/2023
Carrier Corp. - Indianapolis | Day & Night | G96VTN0401712A*D | Federally-Regulated Consumer Product | Non-Weatherized, Condensing Ga | 1075 | 242 |  | 05/25/2023 | 25768 | 203359239 | 05/25/2023
Carrier Corp. - Indianapolis | Day & Night | N95ESN0801716A**D | Federally-Regulated Consumer Product | Mobile Home Non-Weatherized, C | 1771 | 273 |  | 05/25/2023 | 80331 | 203360668 | 05/25/2023
Carrier Corp. - Indianapolis | Day & Night | G80CTL0701716A* | Federally-Regulated Consumer Product | Non-Weatherized, Non-Condensin | 1458 | 246 |  | 05/25/2023 | 43592 | 203358993 | 05/25/2023
Carrier Corp. - Indianapolis | Day & Night | N96VSN1002120A*D | Federally-Regulated Consumer Product | Non-Weatherized, Condensing Ga | 2188 | 291 |  | 05/25/2023 | 99935 | 205822236 | 05/25/2023
Carrier Corp. - Indianapolis | Day & Night | N95ESN1202422A**D | Federally-Regulated Consumer Product | Mobile Home Non-Weatherized, C | 2161 | 290 |  | 05/25/2023 | 119834 | 203360671 | 05/25/2023
Carrier Corp. - Indianapolis | Day & Night | G96CTN1002122A | Federally-Regulated Consumer Product | Non-Weatherized, Condensing Ga | 2251 | 294 |  | 05/25/2023 | 64767 | 203359366 | 05/25/2023
Carrier Corp. - Indianapolis | Day & Night | N95ESN1402422A | Federally-Regulated Consumer Product | Non-Weatherized, Condensing Ga | 2328 | 297 |  | 05/25/2023 | 139741 | 203360377 | 05/25/2023
Carrier Corp. - Indianapolis | Day & Night | N92ESN0401410A | Federally-Regulated Consumer Product | Non-Weatherized, Condensing Ga | 981 | 238 |  | 05/25/2023 | 40102 | 203359632 | 05/25/2023
Carrier Corp. - Indianapolis | Day & Night | G80CTL1352422A* | Federally-Regulated Consumer Product | Non-Weatherized, Non-Condensin | 2422 | 287 |  | 05/25/2023 | 87787 | 203358998 | 05/25/2023
Carrier Corp. - Indianapolis | Day & Night | N96VSN0801716A*D | Federally-Regulated Consumer Product | Non-Weatherized, Condensing Ga | 1766 | 272 |  | 05/25/2023 | 80180 | 205822192 | 05/25/2023
Carrier Corp. - Indianapolis | Day & Night | G96VTN0601714A*D | Federally-Regulated Consumer Product | Non-Weatherized, Condensing Ga | 1459 | 259 |  | 05/25/2023 | 39051 | 203359240 | 05/25/2023
Carrier Corp. - Indianapolis | Day & Night | G80CTL1102120A* | Federally-Regulated Consumer Product | Non-Weatherized, Non-Condensin | 2281 | 282 |  | 05/25/2023 | 72565 | 203358997 | 05/25/2023
Carrier Corp. - Indianapolis | Day & Night | G96VTN0801716A*D | Federally-Regulated Consumer Product | Non-Weatherized, Condensing Ga | 1686 | 269 |  | 05/25/2023 | 51540 | 203359241 | 05/25/2023
Carrier Corp. - Indianapolis | Day & Night | PGD424040K**2G* | Federally-Regulated Consumer Product | Weatherized Non-Condensing Gas | 1361 | 257 |  | 05/25/2023 | 45745 | 206908740 | 05/25/2023
Carrier Corp. - Indianapolis | Day & Night | N92ESN0401410A* | Federally-Regulated Consumer Product | Mobile Home Non-Weatherized, C | 981 | 238 |  | 05/25/2023 | 40102 | 203359651 | 05/25/2023
Carrier Corp. - Indianapolis | Day & Night | G96CTN0601714A*D | Federally-Regulated Consumer Product | Non-Weatherized, Condensing Ga | 1364 | 255 |  | 05/25/2023 | 38749 | 203359368 | 05/25/2023
Carrier Corp. - Indianapolis | Day & Night | G95CSU1002122A | Federally-Regulated Consumer Product | Non-Weatherized, Condensing Ga | 2271 | 273 |  | 05/25/2023 | 99648 | 206349953 | 05/25/2023
Carrier Corp. - Indianapolis | Day & Night | G96VTN0601714A | Federally-Regulated Consumer Product | Non-Weatherized, Condensing Ga | 1459 | 259 |  | 05/25/2023 | 39051 | 203359234 | 05/25/2023
Carrier Corp. - Indianapolis | Day & Night | N95ESN1002120A**D | Federally-Regulated Consumer Product | Mobile Home Non-Weatherized, C | 2102 | 287 |  | 05/25/2023 | 99999 | 203360670 | 05/25/2023
Carrier Corp. - Indianapolis | Day & Night | N95ESN1402422A*D | Federally-Regulated Consumer Product | Non-Weatherized, Condensing Ga | 2328 | 297 |  | 05/25/2023 | 139741 | 203360388 | 05/25/2023
Carrier Corp. - Indianapolis | Day & Night | G96CTN0802120A | Federally-Regulated Consumer Product | Non-Weatherized, Condensing Ga | 2095 | 287 |  | 05/25/2023 | 52507 | 203359365 | 05/25/2023
Carrier Corp. - Indianapolis | Day & Night | N95ESN0601714A**D | Federally-Regulated Consumer Product | Mobile Home Non-Weatherized, C | 1346 | 254 |  | 05/25/2023 | 60102 | 203360667 | 05/25/2023
Carrier Corp. - Indianapolis | Day & Night | G96VTN0401712A | Federally-Regulated Consumer Product | Non-Weatherized, Condensing Ga | 1075 | 242 |  | 05/25/2023 | 25768 | 203359233 | 05/25/2023
Carrier Corp. - Indianapolis | Day & Night | N95ESN1002120A | Federally-Regulated Consumer Product | Non-Weatherized, Condensing Ga | 2102 | 287 |  | 05/25/2023 | 99999 | 203360373 | 05/25/2023
Carrier Corp. - Indianapolis | Day & Night | G96CTN0601714A | Federally-Regulated Consumer Product | Non-Weatherized, Condensing Ga | 1364 | 255 |  | 05/25/2023 | 38749 | 203359363 | 05/25/2023
Carrier Corp. - Indianapolis | Grandaire | WFER070A036C | Federally-Regulated Consumer Product | Non-Weatherized, Non-Condensin | 1170 | 233 |  | 03/30/2023 | 65912 | 211780445 | 05/25/2023
Carrier Corp. - Indianapolis | Grandaire | WFSX100C060A* | Federally-Regulated Consumer Product | Mobile Home Non-Weatherized, C | 2102 | 287 | 389.242 | 10/04/2019 |  |  | 05/25/2023
Carrier Corp. - Indianapolis | Grandaire | WFAX040B036A | Federally-Regulated Consumer Product | Non-Weatherized, Condensing Ga | 1024 | 240 |  | 08/05/2020 | 39894 | 203359997 | 05/25/2023
Carrier Corp. - Indianapolis | Grandaire | WFEL045A036C | Federally-Regulated Consumer Product | Non-Weatherized, Non-Condensin | 1161 | 233 |  | 03/30/2023 | 44099 | 211780253 | 05/25/2023
Carrier Corp. - Indianapolis | Grandaire | WFER070B048C | Federally-Regulated Consumer Product | Non-Weatherized, Non-Condensin | 1776 | 260 |  | 03/30/2023 | 65952 | 211780361 | 05/25/2023
Carrier Corp. - Indianapolis | Grandaire | WFSX120D066A*D | Federally-Regulated Consumer Product | Non-Weatherized, Condensing Ga | 2161 | 290 | 290.084 | 10/04/2019 |  |  | 05/25/2023
Carrier Corp. - Indianapolis | Grandaire | WFAX040B036B | Federally-Regulated Consumer Product | Non-Weatherized, Condensing Ga | 1092 | 243 |  | 03/30/2023 | 39895 | 211779050 | 05/25/2023
Carrier Corp. - Indianapolis | Grandaire | WFSX060B048B* | Federally-Regulated Consumer Product | Mobile Home Non-Weatherized, C | 1611 | 266 |  | 03/30/2023 | 59946 | 211779643 | 05/25/2023
Carrier Corp. - Indianapolis | Grandaire | WFER070B036C | Federally-Regulated Consumer Product | Non-Weatherized, Non-Condensin | 1209 | 235 |  | 03/30/2023 | 65992 | 211780446 | 05/25/2023
Carrier Corp. - Indianapolis | Grandaire | WFSX040B036A* | Federally-Regulated Consumer Product | Mobile Home Non-Weatherized, C | 998 | 239 |  | 08/05/2020 | 40139 | 203360744 | 05/25/2023
Carrier Corp. - Indianapolis | Grandaire | WFAX080C060A* | Federally-Regulated Consumer Product | Mobile Home Non-Weatherized, C | 1832 | 276 |  | 08/05/2020 | 79860 | 203360014 | 05/25/2023
Carrier Corp. - Indianapolis | Grandaire | WFAX100C060A* | Federally-Regulated Consumer Product | Mobile Home Non-Weatherized, C | 1821 | 275 |  | 08/05/2020 | 99460 | 203360018 | 05/25/2023
Carrier Corp. - Indianapolis | Grandaire | WFSX060B048B**D | Federally-Regulated Consumer Product | Mobile Home Non-Weatherized, C | 1611 | 266 |  | 03/30/2023 | 59946 | 211779645 | 05/25/2023
Carrier Corp. - Indianapolis | Grandaire | WFEL135D060B* | Federally-Regulated Consumer Product | Non-Weatherized, Non-Condensin | 1887 | 265 | 265.028 | 10/04/2019 |  |  | 05/25/2023
Carrier Corp. - Indianapolis | Grandaire | WFSX120D066A* | Federally-Regulated Consumer Product | Mobile Home Non-Weatherized, C | 2161 | 290 | 393.431 | 10/04/2019 |  |  | 05/25/2023
Carrier Corp. - Indianapolis | Grandaire | WFSX080C060A**D | Federally-Regulated Consumer Product | Mobile Home Non-Weatherized, C | 1837 | 276 |  | 12/01/2021 | 79777 | 203360753 | 05/25/2023
Carrier Corp. - Indianapolis | Grandaire | WPG4604115RKD* | Federally-Regulated Consumer Product | Weatherized Non-Condensing Gas | 2187 | 295 |  | 05/11/2023 | 115163 | 204038506 | 05/25/2023
Carrier Corp. - Indianapolis | Grandaire | WFSX060B042A* | Federally-Regulated Consumer Product | Mobile Home Non-Weatherized, C | 1346 | 254 |  | 08/05/2020 | 60102 | 203360745 | 05/25/2023
Carrier Corp. - Indianapolis | Grandaire | WFEL090C048C | Federally-Regulated Consumer Product | Non-Weatherized, Non-Condensin | 1569 | 251 |  | 03/30/2023 | 87754 | 211780256 | 05/25/2023
Carrier Corp. - Indianapolis | Grandaire | WFSU040B036A | Federally-Regulated Consumer Product | Non-Weatherized, Condensing Ga | 1165 | 196 | 246.26 | 07/22/2020 | 40027 | 205645648 | 05/25/2023
Carrier Corp. - Indianapolis | Grandaire | WFEL070B048C* | Federally-Regulated Consumer Product | Non-Weatherized, Non-Condensin | 1776 | 260 |  | 03/30/2023 | 65952 | 211780395 | 05/25/2023
Carrier Corp. - Indianapolis | Grandaire | WFSX040A030B*D | Federally-Regulated Consumer Product | Non-Weatherized, Condensing Ga | 1017 | 240 |  | 03/30/2023 | 40102 | 211779639 | 05/25/2023
Carrier Corp. - Indianapolis | Grandaire | WFSX026A030A | Federally-Regulated Consumer Product | Non-Weatherized, Condensing Ga | 890 | 234 | 234.16 | 10/04/2019 |  |  | 05/25/2023
Carrier Corp. - Indianapolis | Grandaire | WFAX100C060A | Federally-Regulated Consumer Product | Non-Weatherized, Condensing Ga | 1821 | 275 |  | 08/05/2020 | 99460 | 203360016 | 05/25/2023
Carrier Corp. - Indianapolis | Grandaire | WFAX080B048B | Federally-Regulated Consumer Product | Non-Weatherized, Condensing Ga | 1845 | 276 |  | 03/30/2023 | 80520 | 211779058 | 05/25/2023
Carrier Corp. - Indianapolis | Grandaire | WFEL110C060C* | Federally-Regulated Consumer Product | Non-Weatherized, Non-Condensin | 2444 | 290 |  | 03/30/2023 | 110371 | 211780279 | 05/25/2023
Carrier Corp. - Indianapolis | Grandaire | WFAX100C060B* | Federally-Regulated Consumer Product | Mobile Home Non-Weatherized, C | 1931 | 280 |  | 03/30/2023 | 100411 | 211779064 | 05/25/2023
Carrier Corp. - Indianapolis | Grandaire | WFEL110D060B* | Federally-Regulated Consumer Product | Non-Weatherized, Non-Condensin | 2027 | 271 | 271.188 | 10/04/2019 |  |  | 05/25/2023
Carrier Corp. - Indianapolis | Grandaire | WFSX080B048B*D | Federally-Regulated Consumer Product | Non-Weatherized, Condensing Ga | 1671 | 269 |  | 03/30/2023 | 79335 | 211779651 | 05/25/2023
Carrier Corp. - Indianapolis | Grandaire | WFSX140D066A | Federally-Regulated Consumer Product | Non-Weatherized, Condensing Ga | 2328 | 297 | 297.432 | 10/04/2019 |  |  | 05/25/2023
Carrier Corp. - Indianapolis | Grandaire | WFEL090B042B* | Federally-Regulated Consumer Product | Non-Weatherized, Non-Condensin | 1238 | 236 | 236.472 | 10/04/2019 |  |  | 05/25/2023
Carrier Corp. - Indianapolis | Grandaire | WFSX120D066A | Federally-Regulated Consumer Product | Non-Weatherized, Condensing Ga | 2161 | 290 | 290.084 | 10/04/2019 |  |  | 05/25/2023
Carrier Corp. - Indianapolis | Grandaire | WFSX100C060B* | Federally-Regulated Consumer Product | Mobile Home Non-Weatherized, C | 2215 | 292 |  | 03/30/2023 | 99728 | 211779655 | 05/25/2023
Carrier Corp. - Indianapolis | Grandaire | WFEL070B048C | Federally-Regulated Consumer Product | Non-Weatherized, Non-Condensin | 1776 | 260 |  | 03/30/2023 | 65952 | 211780379 | 05/25/2023
Carrier Corp. - Indianapolis | Grandaire | WFSX120D066B | Federally-Regulated Consumer Product | Non-Weatherized, Condensing Ga | 2308 | 297 |  | 03/30/2023 | 119661 | 211779661 | 05/25/2023
Carrier Corp. - Indianapolis | Grandaire | WFEL070B036B | Federally-Regulated Consumer Product | Non-Weatherized, Non-Condensin | 1051 | 228 | 228.244 | 10/04/2019 |  |  | 05/25/2023
Carrier Corp. - Indianapolis | Grandaire | WFEL090D060B* | Federally-Regulated Consumer Product | Non-Weatherized, Non-Condensin | 1987 | 269 |  | 07/29/2020 | 88320 | 203360911 | 05/25/2023
Carrier Corp. - Indianapolis | Grandaire | WFEU060B048B | Federally-Regulated Consumer Product | Non-Weatherized, Non-Condensin | 1955 | 268 |  | 03/30/2023 | 60649 | 211781379 | 05/25/2023
Carrier Corp. - Indianapolis | Grandaire | WFAX040B036A* | Federally-Regulated Consumer Product | Mobile Home Non-Weatherized, C | 1024 | 240 |  | 08/05/2020 | 39894 | 203359999 | 05/25/2023
Carrier Corp. - Indianapolis | Grandaire | WFSX100C060A | Federally-Regulated Consumer Product | Non-Weatherized, Condensing Ga | 2102 | 287 | 287.488 | 10/04/2019 |  |  | 05/25/2023
Carrier Corp. - Indianapolis | Grandaire | WFSX080B048B**D | Federally-Regulated Consumer Product | Mobile Home Non-Weatherized, C | 1671 | 269 |  | 03/30/2023 | 79335 | 211779649 | 05/25/2023
Carrier Corp. - Indianapolis | Grandaire | WPG4424060UKD* | Federally-Regulated Consumer Product | Weatherized Non-Condensing Gas | 1589 | 268 |  | 05/11/2023 | 60153 | 205822992 | 05/25/2023
Carrier Corp. - Indianapolis | Grandaire | WPG4484090UKD* | Federally-Regulated Consumer Product | Weatherized Non-Condensing Gas | 2022 | 287 |  | 05/11/2023 | 90050 | 205822994 | 05/25/2023
Carrier Corp. - Indianapolis | Grandaire | WFER045B036A | Federally-Regulated Consumer Product | Non-Weatherized, Non-Condensin | 1206 | 235 | 235.064 | 10/04/2019 |  |  | 05/25/2023
Carrier Corp. - Indianapolis | Grandaire | WFSX060B048B*D | Federally-Regulated Consumer Product | Non-Weatherized, Condensing Ga | 1611 | 266 |  | 03/30/2023 | 59946 | 211779647 | 05/25/2023
Carrier Corp. - Indianapolis | Grandaire | WFSX080C060A* | Federally-Regulated Consumer Product | Mobile Home Non-Weatherized, C | 1837 | 276 |  | 12/01/2021 | 79777 | 203360747 | 05/25/2023
Carrier Corp. - Indianapolis | Grandaire | WFEL090C048C* | Federally-Regulated Consumer Product | Non-Weatherized, Non-Condensin | 1569 | 251 |  | 03/30/2023 | 87754 | 211780278 | 05/25/2023
Carrier Corp. - Indianapolis | Grandaire | WFER090D060A | Federally-Regulated Consumer Product | Non-Weatherized, Non-Condensin | 1987 | 269 | 269.428 | 10/04/2019 |  |  | 05/25/2023
Carrier Corp. - Indianapolis | Grandaire | WFEL045B036B* | Federally-Regulated Consumer Product | Non-Weatherized, Non-Condensin | 1206 | 235 | 235.064 | 10/04/2019 |  |  | 05/25/2023
Carrier Corp. - Indianapolis | Grandaire | WFAX060A036A* | Federally-Regulated Consumer Product | Mobile Home Non-Weatherized, C | 945 | 237 |  | 08/05/2020 | 59375 | 203360003 | 05/25/2023
Carrier Corp. - Indianapolis | Grandaire | WFAX120D060B | Federally-Regulated Consumer Product | Non-Weatherized, Condensing Ga | 1871 | 277 |  | 03/30/2023 | 120577 | 211779066 | 05/25/2023
Carrier Corp. - Indianapolis | Grandaire | WFSX100C060B**D | Federally-Regulated Consumer Product | Mobile Home Non-Weatherized, C | 2215 | 292 |  | 03/30/2023 | 99728 | 211779657 | 05/25/2023
Carrier Corp. - Indianapolis | Grandaire | WFAX060B042A* | Federally-Regulated Consumer Product | Mobile Home Non-Weatherized, C | 1205 | 248 |  | 08/05/2020 | 60119 | 203360007 | 05/25/2023
Carrier Corp. - Indianapolis | Grandaire | WFAX040A036B* | Federally-Regulated Consumer Product | Mobile Home Non-Weatherized, C | 1089 | 243 |  | 03/30/2023 | 39846 | 211779048 | 05/25/2023
Carrier Corp. - Indianapolis | Grandaire | WFEL135D060C | Federally-Regulated Consumer Product | Non-Weatherized, Non-Condensin | 1907 | 266 |  | 03/30/2023 | 131914 | 211780258 | 05/25/2023
Carrier Corp. - Indianapolis | Grandaire | WFEL045B036B | Federally-Regulated Consumer Product | Non-Weatherized, Non-Condensin | 1206 | 235 | 235.064 | 10/04/2019 |  |  | 05/25/2023
Carrier Corp. - Indianapolis | Grandaire | WFER090C048A | Federally-Regulated Consumer Product | Non-Weatherized, Non-Condensin | 1450 | 246 |  | 07/29/2020 | 87792 | 203360824 | 05/25/2023
Carrier Corp. - Indianapolis | Grandaire | WFSX080B048A* | Federally-Regulated Consumer Product | Mobile Home Non-Weatherized, C | 1771 | 273 | 365.741 | 10/04/2019 |  |  | 05/25/2023
Carrier Corp. - Indianapolis | Grandaire | WFSX080B048B | Federally-Regulated Consumer Product | Non-Weatherized, Condensing Ga | 1671 | 269 |  | 03/30/2023 | 79335 | 211780756 | 05/25/2023
Carrier Corp. - Indianapolis | Grandaire | WFEL090D060B | Federally-Regulated Consumer Product | Non-Weatherized, Non-Condensin | 1987 | 269 | 269.428 | 10/04/2019 |  |  | 05/25/2023
Carrier Corp. - Indianapolis | Grandaire | WFSX100C060A**D | Federally-Regulated Consumer Product | Mobile Home Non-Weatherized, C | 2102 | 287 | 389.242 | 10/04/2019 |  |  | 05/25/2023
Carrier Corp. - Indianapolis | Grandaire | WFAX080B048A | Federally-Regulated Consumer Product | Non-Weatherized, Condensing Ga | 1390 | 256 |  | 08/05/2020 | 79599 | 203360008 | 05/25/2023
Carrier Corp. - Indianapolis | Grandaire | WFER135D060A | Federally-Regulated Consumer Product | Non-Weatherized, Non-Condensin | 1887 | 265 | 265.028 | 10/04/2019 |  |  | 05/25/2023
Carrier Corp. - Indianapolis | Grandaire | WFAX060B042A | Federally-Regulated Consumer Product | Non-Weatherized, Condensing Ga | 1205 | 248 |  | 08/05/2020 | 60119 | 203360005 | 05/25/2023
Carrier Corp. - Indianapolis | Grandaire | WPG4364060UKD* | Federally-Regulated Consumer Product | Weatherized Non-Condensing Gas | 1642 | 271 |  | 05/11/2023 | 60562 | 205822991 | 05/25/2023
Carrier Corp. - Indianapolis | Grandaire | WFEL090B042B | Federally-Regulated Consumer Product | Non-Weatherized, Non-Condensin | 1238 | 236 |  | 08/05/2020 | 88097 | 203360860 | 05/25/2023
Carrier Corp. - Indianapolis | Grandaire | WFSX080B048A**D | Federally-Regulated Consumer Product | Mobile Home Non-Weatherized, C | 1771 | 273 | 365.741 | 10/04/2019 |  |  | 05/25/2023
Johnson Controls, Inc. | Luxaire | TPLC100C20MP13 | Federally-Regulated Consumer Product | Non-Weatherized, Non-Condensin | 2229 | 274 |  | 08/18/2022 | 48317 | 10534087 | 05/25/2023
Johnson Controls, Inc. | Luxaire | TPLC060A12MP13 | Federally-Regulated Consumer Product | Non-Weatherized, Non-Condensin | 1330 | 236 |  | 08/18/2022 | 30082 | 10534069 | 05/25/2023
Allied Air | GE | NF96U045V3B-* | Federally-Regulated Consumer Product | Non-Weatherized, Condensing Ga | 1310 | 253 |  | 05/25/2023 | 28806 | 208733610 | 05/25/2023
Allied Air | GE | NF80U090S5C-* | Federally-Regulated Consumer Product | Non-Weatherized, Non-Condensin | 2081 | 274 |  | 05/25/2023 | 87931 | 208733639 | 05/25/2023
Allied Air | GE | NF96D070V4B-* | Federally-Regulated Consumer Product | Non-Weatherized, Condensing Ga | 1882 | 278 |  | 05/25/2023 | 43013 | 208733619 | 05/25/2023
Allied Air | GE | NF80U090V4B-* | Federally-Regulated Consumer Product | Non-Weatherized, Non-Condensin | 1811 | 262 |  | 05/25/2023 | 57033 | 208733631 | 05/25/2023
Allied Air | GE | NP14G42S090-* | Federally-Regulated Consumer Product | Weatherized Non-Condensing Gas | 1348 | 254 |  | 05/25/2023 | 88991 | 208694573 | 05/25/2023
Allied Air | GE | NP14G36S090-* | Federally-Regulated Consumer Product | Weatherized Non-Condensing Gas | 1382 | 260 |  | 05/25/2023 | 89107 | 208694559 | 05/25/2023
Allied Air | GE | NF97U090M4C-* | Federally-Regulated Consumer Product | Non-Weatherized, Condensing Ga | 1892 | 278 |  | 05/25/2023 | 35773 | 208733599 | 05/25/2023
Allied Air | GE | NF80U135S5D-* | Federally-Regulated Consumer Product | Non-Weatherized, Non-Condensin | 2248 | 281 |  | 05/25/2023 | 132455 | 208733642 | 05/25/2023
Allied Air | GE | NF97U090M3C-* | Federally-Regulated Consumer Product | Non-Weatherized, Condensing Ga | 1469 | 260 |  | 05/25/2023 | 35645 | 208733597 | 05/25/2023
Allied Air | GE | NP14G30S072-* | Federally-Regulated Consumer Product | Weatherized Non-Condensing Gas | 1100 | 247 |  | 05/25/2023 | 71693 | 208694557 | 05/25/2023
Allied Air | GE | NF80D110S5C-* | Federally-Regulated Consumer Product | Non-Weatherized, Non-Condensin | 2147 | 276 |  | 05/25/2023 | 111057 | 208733650 | 05/25/2023
Allied Air | GE | NP14L48S108-* | Federally-Regulated Consumer Product | Weatherized Non-Condensing Gas | 1751 | 276 |  | 05/25/2023 | 106967 | 208694564 | 05/25/2023
Allied Air | GE | NP14L24S054-* | Federally-Regulated Consumer Product | Weatherized Non-Condensing Gas | 1049 | 243 |  | 05/25/2023 | 53316 | 208694560 | 05/25/2023
Allied Air | GE | NF80D070S3B-* | Federally-Regulated Consumer Product | Non-Weatherized, Non-Condensin | 1369 | 242 |  | 05/25/2023 | 66107 | 208733647 | 05/25/2023
Allied Air | GE | NF96D090V5C-* | Federally-Regulated Consumer Product | Non-Weatherized, Condensing Ga | 2123 | 288 |  | 05/25/2023 | 56779 | 208733620 | 05/25/2023
Allied Air | GE | NF96U135V5D-* | Federally-Regulated Consumer Product | Non-Weatherized, Condensing Ga | 2135 | 289 |  | 05/25/2023 | 86786 | 208733617 | 05/25/2023
Allied Air | GE | NP14X30S054-* | Federally-Regulated Consumer Product | Weatherized Non-Condensing Gas | 1049 | 243 |  | 05/25/2023 | 53316 | 208694567 | 05/25/2023
Allied Air | GE | NF96D045S3B-* | Federally-Regulated Consumer Product | Non-Weatherized, Condensing Ga | 1250 | 250 |  | 05/25/2023 | 44206 | 208733653 | 05/25/2023
Allied Air | GE | NF96U090V3C-* | Federally-Regulated Consumer Product | Non-Weatherized, Condensing Ga | 1395 | 256 |  | 05/25/2023 | 57347 | 208733613 | 05/25/2023
Allied Air | GE | NF95X060S3B-* | Federally-Regulated Consumer Product | Non-Weatherized, Condensing Ga | 1313 | 253 |  | 05/25/2023 | 60222 | 208733625 | 05/25/2023
Allied Air | GE | NF97U090M5C-* | Federally-Regulated Consumer Product | Non-Weatherized, Condensing Ga | 2103 | 288 |  | 05/25/2023 | 35270 | 208733600 | 05/25/2023
Allied Air | GE | NF80U045S3A-* | Federally-Regulated Consumer Product | Non-Weatherized, Non-Condensin | 1249 | 175 |  | 05/25/2023 | 43950 | 208733634 | 05/25/2023
Allied Air | GE | NF96U070V3B-* | Federally-Regulated Consumer Product | Non-Weatherized, Condensing Ga | 1413 | 257 |  | 05/25/2023 | 43058 | 208733611 | 05/25/2023
Allied Air | GE | NF80D045S3A-* | Federally-Regulated Consumer Product | Non-Weatherized, Non-Condensin | 1233 | 236 |  | 05/25/2023 | 44020 | 208733644 | 05/25/2023
Allied Air | GE | NF96U090V5C-* | Federally-Regulated Consumer Product | Non-Weatherized, Condensing Ga | 2215 | 292 |  | 05/25/2023 | 56766 | 208733614 | 05/25/2023
Allied Air | GE | NP14G60S108-* | Federally-Regulated Consumer Product | Weatherized Non-Condensing Gas | 1964 | 285 |  | 05/25/2023 | 107727 | 208694578 | 05/25/2023
Allied Air | GE | NF80L045S3A-* | Federally-Regulated Consumer Product | Non-Weatherized, Non-Condensin | 1249 | 175 |  | 05/25/2023 | 43950 | 208733651 | 05/25/2023
Allied Air | GE | NF97U070M3B-* | Federally-Regulated Consumer Product | Non-Weatherized, Condensing Ga | 1528 | 262 |  | 05/25/2023 | 26717 | 208733595 | 05/25/2023
Allied Air | GE | NP14G60S126-* | Federally-Regulated Consumer Product | Weatherized Non-Condensing Gas | 1881 | 282 |  | 05/25/2023 | 125813 | 208694579 | 05/25/2023
Allied Air | GE | NF95X080S4C-* | Federally-Regulated Consumer Product | Non-Weatherized, Condensing Ga | 1573 | 264 |  | 05/25/2023 | 80908 | 208733626 | 05/25/2023
Allied Air | GE | NP14X36S054-* | Federally-Regulated Consumer Product | Weatherized Non-Condensing Gas | 1219 | 250 |  | 05/25/2023 | 53532 | 208694568 | 05/25/2023
Allied Air | GE | NP14L60S108-* | Federally-Regulated Consumer Product | Weatherized Non-Condensing Gas | 1964 | 285 |  | 05/25/2023 | 107727 | 208694565 | 05/25/2023
Allied Air | GE | NF80U070S3A-* | Federally-Regulated Consumer Product | Non-Weatherized, Non-Condensin | 1317 | 240 |  | 05/25/2023 | 65588 | 208733635 | 05/25/2023
Allied Air | GE | NF97D110M5C-* | Federally-Regulated Consumer Product | Non-Weatherized, Condensing Ga | 2138 | 289 |  | 05/25/2023 | 44067 | 208733608 | 05/25/2023
Allied Air | GE | NP16G36V090-* | Federally-Regulated Consumer Product | Weatherized Non-Condensing Gas | 1342 | 258 |  | 05/25/2023 | 66873 | 208694574 | 05/25/2023
Allied Air | GE | NF97D070M3B-* | Federally-Regulated Consumer Product | Non-Weatherized, Condensing Ga | 1551 | 263 |  | 05/25/2023 | 26216 | 208733605 | 05/25/2023
Allied Air | GE | NF96U110V5C-* | Federally-Regulated Consumer Product | Non-Weatherized, Condensing Ga | 2083 | 287 |  | 05/25/2023 | 71341 | 208733615 | 05/25/2023
Allied Air | GE | NF80U090S4B-* | Federally-Regulated Consumer Product | Non-Weatherized, Non-Condensin | 1628 | 254 |  | 05/25/2023 | 87272 | 208733638 | 05/25/2023
Allied Air | GE | NP14G24S072-* | Federally-Regulated Consumer Product | Weatherized Non-Condensing Gas | 1100 | 247 |  | 05/25/2023 | 71693 | 208694556 | 05/25/2023
Allied Air | GE | NF95X040S3B-* | Federally-Regulated Consumer Product | Non-Weatherized, Condensing Ga | 1288 | 252 |  | 05/25/2023 | 40446 | 208733623 | 05/25/2023
Allied Air | GE | NF96D070S4B-* | Federally-Regulated Consumer Product | Non-Weatherized, Condensing Ga | 1473 | 260 |  | 05/25/2023 | 66322 | 208733654 | 05/25/2023
Allied Air | GE | NF96D110V5C-* | Federally-Regulated Consumer Product | Non-Weatherized, Condensing Ga | 2134 | 289 |  | 05/25/2023 | 71922 | 208733622 | 05/25/2023
Allied Air | GE | NF80U110V5C-* | Federally-Regulated Consumer Product | Non-Weatherized, Non-Condensin | 2230 | 280 |  | 05/25/2023 | 72566 | 208733632 | 05/25/2023
Allied Air | GE | NP14L42S072-* | Federally-Regulated Consumer Product | Weatherized Non-Condensing Gas | 1299 | 256 |  | 05/25/2023 | 71694 | 208694563 | 05/25/2023
Allied Air | GE | NP14X48S072-* | Federally-Regulated Consumer Product | Weatherized Non-Condensing Gas | 1641 | 270 |  | 05/25/2023 | 71465 | 208694570 | 05/25/2023
Allied Air | GE | NF80U110S5C-* | Federally-Regulated Consumer Product | Non-Weatherized, Non-Condensin | 2053 | 272 |  | 05/25/2023 | 109478 | 208733641 | 05/25/2023
Allied Air | GE | NP16G36V072-* | Federally-Regulated Consumer Product | Weatherized Non-Condensing Gas | 1341 | 258 |  | 05/25/2023 | 53633 | 209843670 | 05/25/2023
Allied Air | GE | NF97U110M5C-* | Federally-Regulated Consumer Product | Non-Weatherized, Condensing Ga | 2042 | 285 |  | 05/25/2023 | 43915 | 208733602 | 05/25/2023
Allied Air | GE | NP14G24S054-* | Federally-Regulated Consumer Product | Weatherized Non-Condensing Gas | 1049 | 243 |  | 05/25/2023 | 53316 | 208694555 | 05/25/2023
Allied Air | GE | NF80U070S3B-* | Federally-Regulated Consumer Product | Non-Weatherized, Non-Condensin | 1361 | 242 |  | 05/25/2023 | 65645 | 208733636 | 05/25/2023
Allied Air | GE | NP14X42S072-* | Federally-Regulated Consumer Product | Weatherized Non-Condensing Gas | 1299 | 256 |  | 05/25/2023 | 71694 | 208694569 | 05/25/2023
Allied Air | GE | NP16G60V126-* | Federally-Regulated Consumer Product | Weatherized Non-Condensing Gas | 2027 | 288 |  | 05/25/2023 | 93995 | 208694576 | 05/25/2023
Allied Air | GE | NP14L30S054-* | Federally-Regulated Consumer Product | Weatherized Non-Condensing Gas | 1049 | 243 |  | 05/25/2023 | 53316 | 208694561 | 05/25/2023
Allied Air | GE | NP14X24S054-* | Federally-Regulated Consumer Product | Weatherized Non-Condensing Gas | 1049 | 243 |  | 05/25/2023 | 53316 | 208694566 | 05/25/2023
Allied Air | GE | NF80U070V3A-* | Federally-Regulated Consumer Product | Non-Weatherized, Non-Condensin | 1336 | 241 |  | 05/25/2023 | 43159 | 208733629 | 05/25/2023
Allied Air | GE | NF97D090M4C-* | Federally-Regulated Consumer Product | Non-Weatherized, Condensing Ga | 1805 | 274 |  | 05/25/2023 | 35203 | 208733606 | 05/25/2023
Allied Air | GE | NF80D090S4B-* | Federally-Regulated Consumer Product | Non-Weatherized, Non-Condensin | 1639 | 254 |  | 05/25/2023 | 87767 | 208733648 | 05/25/2023
Allied Air | GE | NP16G24V072-* | Federally-Regulated Consumer Product | Weatherized Non-Condensing Gas | 1330 | 254 |  | 05/25/2023 | 53940 | 208694572 | 05/25/2023
Allied Air | GE | NP16G48V108-* | Federally-Regulated Consumer Product | Weatherized Non-Condensing Gas | 1765 | 277 |  | 05/25/2023 | 80501 | 208694575 | 05/25/2023
Allied Air | GE | NP14G48S108-* | Federally-Regulated Consumer Product | Weatherized Non-Condensing Gas | 1751 | 276 |  | 05/25/2023 | 106967 | 208694577 | 05/25/2023
Allied Air | GE | NF96D090S4C-* | Federally-Regulated Consumer Product | Non-Weatherized, Condensing Ga | 1542 | 263 |  | 05/25/2023 | 88229 | 208733656 | 05/25/2023
Allied Air | GE | NP14X60S072-* | Federally-Regulated Consumer Product | Weatherized Non-Condensing Gas | 1872 | 270 |  | 05/25/2023 | 72143 | 208694571 | 05/25/2023
Allied Air | GE | NF80D070S3A-* | Federally-Regulated Consumer Product | Non-Weatherized, Non-Condensin | 1312 | 240 |  | 05/25/2023 | 66105 | 208733645 | 05/25/2023
Allied Air | GE | NF95X100S5C-* | Federally-Regulated Consumer Product | Non-Weatherized, Condensing Ga | 1967 | 282 |  | 05/25/2023 | 100411 | 208733628 | 05/25/2023
Carrier Corp. - Indianapolis | Goettl | N80MSL0902116A | Federally-Regulated Consumer Product | Non-Weatherized, Non-Condensin | 1569 | 251 |  | 03/30/2023 | 87754 | 211780418 | 05/25/2023
Carrier Corp. - Indianapolis | Goettl | F96VTN0601714A*D | Federally-Regulated Consumer Product | Non-Weatherized, Condensing Ga | 1459 | 259 |  | 08/02/2022 | 39051 | 205961828 | 05/25/2023
Carrier Corp. - Indianapolis | Goettl | N80MSN0701712A | Federally-Regulated Consumer Product | Non-Weatherized, Non-Condensin | 1209 | 235 |  | 03/30/2023 | 65992 | 211780433 | 05/25/2023
Carrier Corp. - Indianapolis | Goettl | N80MSN0902420A | Federally-Regulated Consumer Product | Non-Weatherized, Non-Condensin | 2131 | 276 |  | 03/30/2023 | 87422 | 211780439 | 05/25/2023
Carrier Corp. - Indianapolis | Goettl | N96VSN0601412A*D | Federally-Regulated Consumer Product | Non-Weatherized, Condensing Ga | 1224 | 248 |  | 08/02/2022 | 59736 | 205962039 | 05/25/2023
Carrier Corp. - Indianapolis | Goettl | G80CTL1352422A | Federally-Regulated Consumer Product | Non-Weatherized, Non-Condensin | 2422 | 287 |  | 08/02/2022 | 87787 | 205961869 | 05/25/2023
Carrier Corp. - Indianapolis | Goettl | N95MSU0601716A | Federally-Regulated Consumer Product | Non-Weatherized, Condensing Ga | 1794 | 274 |  | 03/30/2023 | 60012 | 211781289 | 05/25/2023
Carrier Corp. - Indianapolis | Goettl | N80MSN1552420A | Federally-Regulated Consumer Product | Non-Weatherized, Non-Condensin | 2004 | 270 |  | 03/30/2023 | 153757 | 211780443 | 05/25/2023
Carrier Corp. - Indianapolis | Goettl | N80MSU1002120A | Federally-Regulated Consumer Product | Non-Weatherized, Non-Condensin | 2444 | 290 |  | 03/30/2023 | 99795 | 211781336 | 05/25/2023
Carrier Corp. - Indianapolis | Goettl | N80ESL1102420A | Federally-Regulated Consumer Product | Non-Weatherized, Non-Condensin | 2027 | 271 |  | 08/02/2022 | 109826 | 205961933 | 05/25/2023
Carrier Corp. - Indianapolis | Goettl | N80MSL1552420A* | Federally-Regulated Consumer Product | Non-Weatherized, Non-Condensin | 2004 | 270 |  | 03/30/2023 | 153757 | 211780429 | 05/25/2023
Carrier Corp. - Indianapolis | Goettl | N95MSU1002122A | Federally-Regulated Consumer Product | Non-Weatherized, Condensing Ga | 2338 | 298 |  | 03/30/2023 | 100165 | 211781320 | 05/25/2023
Carrier Corp. - Indianapolis | Goettl | N80ESL0451412A* | Federally-Regulated Consumer Product | Non-Weatherized, Non-Condensin | 1083 | 230 |  | 08/02/2022 | 43761 | 205961912 | 05/25/2023
Carrier Corp. - Indianapolis | Goettl | N80MSL0701412A* | Federally-Regulated Consumer Product | Non-Weatherized, Non-Condensin | 1170 | 233 |  | 03/30/2023 | 65912 | 211780409 | 05/25/2023
Carrier Corp. - Indianapolis | Goettl | N80MSL1102420A | Federally-Regulated Consumer Product | Non-Weatherized, Non-Condensin | 2053 | 272 |  | 03/30/2023 | 110206 | 211780424 | 05/25/2023
Carrier Corp. - Indianapolis | Goettl | N80MSL0901714A* | Federally-Regulated Consumer Product | Non-Weatherized, Non-Condensin | 1592 | 252 |  | 03/30/2023 | 88547 | 211780417 | 05/25/2023
Carrier Corp. - Indianapolis | Goettl | N80MSN0902116A | Federally-Regulated Consumer Product | Non-Weatherized, Non-Condensin | 1569 | 251 |  | 03/30/2023 | 87754 | 211780437 | 05/25/2023
Carrier Corp. - Indianapolis | Goettl | N80MSL0451412A | Federally-Regulated Consumer Product | Non-Weatherized, Non-Condensin | 1161 | 233 |  | 03/30/2023 | 44099 | 211780404 | 05/25/2023
Carrier Corp. - Indianapolis | Goettl | N95ESN1002122A**D | Federally-Regulated Consumer Product | Mobile Home Non-Weatherized, C | 2017 | 283 |  | 08/02/2022 | 99705 | 205962021 | 05/25/2023
Carrier Corp. - Indianapolis | Goettl | N95ESU0601716A | Federally-Regulated Consumer Product | Non-Weatherized, Condensing Ga | 1521 | 262 |  | 08/02/2022 | 59594 | 205962030 | 05/25/2023
Carrier Corp. - Indianapolis | Goettl | F80VTL1102122A* | Federally-Regulated Consumer Product | Non-Weatherized, Non-Condensin | 2435 | 289 |  | 08/02/2022 | 72702 | 207207183 | 05/25/2023
Carrier Corp. - Indianapolis | Goettl | F96VTN0802120A | Federally-Regulated Consumer Product | Non-Weatherized, Condensing Ga | 2043 | 285 |  | 08/02/2022 | 52228 | 205961831 | 05/25/2023
Carrier Corp. - Indianapolis | Goettl | N80MSN0902120A | Federally-Regulated Consumer Product | Non-Weatherized, Non-Condensin | 2438 | 289 |  | 03/30/2023 | 88368 | 211780438 | 05/25/2023
Carrier Corp. - Indianapolis | Goettl | N80MSU0401712A | Federally-Regulated Consumer Product | Non-Weatherized, Non-Condensin | 1440 | 245 |  | 03/30/2023 | 40185 | 211781333 | 05/25/2023
Carrier Corp. - Indianapolis | Goettl | N80ESL0701712A* | Federally-Regulated Consumer Product | Non-Weatherized, Non-Condensin | 1051 | 228 |  | 08/02/2022 | 65904 | 205961918 | 05/25/2023
Carrier Corp. - Indianapolis | Goettl | PDS430040K**0G* | Federally-Regulated Consumer Product | Weatherized Non-Condensing Gas | 1217 | 253 |  | 08/02/2022 | 40800 | 205962082 | 05/25/2023
Carrier Corp. - Indianapolis | Goettl | N80MSL0451714A* | Federally-Regulated Consumer Product | Non-Weatherized, Non-Condensin | 1343 | 241 |  | 03/30/2023 | 43896 | 211780407 | 05/25/2023
Carrier Corp. - Indianapolis | Goettl | G80CSU0401712A | Federally-Regulated Consumer Product | Non-Weatherized, Non-Condensin | 1552 | 250 |  | 08/02/2022 | 39730 | 205961851 | 05/25/2023
Carrier Corp. - Indianapolis | Goettl | F97CMN1202422A*D | Federally-Regulated Consumer Product | Non-Weatherized, Condensing Ga | 2271 | 295 |  | 08/02/2022 | 48091 | 205961850 | 05/25/2023
Carrier Corp. - Indianapolis | Goettl | N80MSN0701412A | Federally-Regulated Consumer Product | Non-Weatherized, Non-Condensin | 1170 | 233 |  | 03/30/2023 | 65912 | 211780432 | 05/25/2023
Carrier Corp. - Indianapolis | Goettl | N80MSL0701716A | Federally-Regulated Consumer Product | Non-Weatherized, Non-Condensin | 1776 | 260 |  | 03/30/2023 | 65952 | 211780412 | 05/25/2023
Carrier Corp. - Indianapolis | Goettl | F96CTN1002122A*D | Federally-Regulated Consumer Product | Non-Weatherized, Condensing Ga | 2251 | 294 |  | 08/02/2022 | 64767 | 205961818 | 05/25/2023
Carrier Corp. - Indianapolis | Goettl | N80MSL0702116A | Federally-Regulated Consumer Product | Non-Weatherized, Non-Condensin | 1949 | 268 |  | 03/30/2023 | 66143 | 211780414 | 05/25/2023
Carrier Corp. - Indianapolis | Goettl | PDS460115K**1G* | Federally-Regulated Consumer Product | Weatherized Non-Condensing Gas | 2187 | 295 |  | 08/02/2022 | 115163 | 205962103 | 05/25/2023
Carrier Corp. - Indianapolis | Goettl | PGR542060K**2G* | Federally-Regulated Consumer Product | Weatherized Non-Condensing Gas | 1489 | 264 |  | 08/02/2022 | 60874 | 207335470 | 05/25/2023
Carrier Corp. - Indianapolis | Goettl | N80MSN1352420A | Federally-Regulated Consumer Product | Non-Weatherized, Non-Condensin | 1907 | 266 |  | 03/30/2023 | 131914 | 211780442 | 05/25/2023
Carrier Corp. - Indianapolis | Goettl | F80CTL0701716A | Federally-Regulated Consumer Product | Non-Weatherized, Non-Condensin | 1458 | 246 |  | 08/02/2022 | 43592 | 205961799 | 05/25/2023
Carrier Corp. - Indianapolis | Goettl | G80CTL0902120A* | Federally-Regulated Consumer Product | Non-Weatherized, Non-Condensin | 2488 | 291 |  | 08/02/2022 | 57811 | 205961866 | 05/25/2023
Carrier Corp. - Indianapolis | Goettl | N80MSN0701716A | Federally-Regulated Consumer Product | Non-Weatherized, Non-Condensin | 1776 | 260 |  | 03/30/2023 | 65952 | 211780434 | 05/25/2023
Carrier Corp. - Indianapolis | Goettl | N95ESN1002120A**D | Federally-Regulated Consumer Product | Mobile Home Non-Weatherized, C | 2102 | 287 |  | 08/02/2022 | 99999 | 205962017 | 05/25/2023
Carrier Corp. - Indianapolis | Goettl | N80MSL0451412A* | Federally-Regulated Consumer Product | Non-Weatherized, Non-Condensin | 1161 | 233 |  | 03/30/2023 | 44099 | 211780405 | 05/25/2023
Carrier Corp. - Indianapolis | Goettl | N80MSL0902120A | Federally-Regulated Consumer Product | Non-Weatherized, Non-Condensin | 2438 | 289 |  | 03/30/2023 | 88368 | 211780420 | 05/25/2023
Carrier Corp. - Indianapolis | Goettl | N80ESL1102120A* | Federally-Regulated Consumer Product | Non-Weatherized, Non-Condensin | 2177 | 278 |  | 08/02/2022 | 110527 | 205961932 | 05/25/2023
Carrier Corp. - Indianapolis | Goettl | N80MSN0901714A | Federally-Regulated Consumer Product | Non-Weatherized, Non-Condensin | 1592 | 252 |  | 03/30/2023 | 88547 | 211780436 | 05/25/2023
Carrier Corp. - Indianapolis | Goettl | N80MSL0701712A* | Federally-Regulated Consumer Product | Non-Weatherized, Non-Condensin | 1209 | 235 |  | 03/30/2023 | 65992 | 211780411 | 05/25/2023
Carrier Corp. - Indianapolis | Goettl | N80MSN1102420A | Federally-Regulated Consumer Product | Non-Weatherized, Non-Condensin | 2053 | 272 |  | 03/30/2023 | 110206 | 211780441 | 05/25/2023
Carrier Corp. - Indianapolis | Goettl | N95MSU1002120A | Federally-Regulated Consumer Product | Non-Weatherized, Condensing Ga | 2049 | 285 |  | 03/30/2023 | 100109 | 211781310 | 05/25/2023
Carrier Corp. - Indianapolis | Goettl | N80MSL0702116A* | Federally-Regulated Consumer Product | Non-Weatherized, Non-Condensin | 1949 | 268 |  | 03/30/2023 | 66143 | 211780415 | 05/25/2023
Carrier Corp. - Indianapolis | Goettl | N80MSU0802120A | Federally-Regulated Consumer Product | Non-Weatherized, Non-Condensin | 2436 | 289 |  | 03/30/2023 | 80342 | 211781335 | 05/25/2023
Carrier Corp. - Indianapolis | Goettl | N80MSL0902120A* | Federally-Regulated Consumer Product | Non-Weatherized, Non-Condensin | 2438 | 289 |  | 03/30/2023 | 88368 | 211780421 | 05/25/2023
Carrier Corp. - Indianapolis | Goettl | F96VTN1002120A*D | Federally-Regulated Consumer Product | Non-Weatherized, Condensing Ga | 2106 | 288 |  | 08/02/2022 | 65205 | 205961834 | 05/25/2023
Carrier Corp. - Indianapolis | Goettl | N80MSN0451412A | Federally-Regulated Consumer Product | Non-Weatherized, Non-Condensin | 1161 | 233 |  | 03/30/2023 | 44099 | 211780430 | 05/25/2023
Carrier Corp. - Indianapolis | Goettl | N80MSL1102120A | Federally-Regulated Consumer Product | Non-Weatherized, Non-Condensin | 2444 | 290 |  | 03/30/2023 | 110371 | 211780422 | 05/25/2023
Carrier Corp. - Indianapolis | Goettl | N80MSN0702116A | Federally-Regulated Consumer Product | Non-Weatherized, Non-Condensin | 1949 | 268 |  | 03/30/2023 | 66143 | 211780435 | 05/25/2023
Carrier Corp. - Indianapolis | Goettl | N80MSL0451714A | Federally-Regulated Consumer Product | Non-Weatherized, Non-Condensin | 1343 | 241 |  | 03/30/2023 | 43896 | 211780406 | 05/25/2023
Carrier Corp. - Indianapolis | Goettl | N80MSL1102420A* | Federally-Regulated Consumer Product | Non-Weatherized, Non-Condensin | 2053 | 272 |  | 03/30/2023 | 110206 | 211780425 | 05/25/2023
Carrier Corp. - Indianapolis | Goettl | N80MSL0901714A | Federally-Regulated Consumer Product | Non-Weatherized, Non-Condensin | 1592 | 252 |  | 03/30/2023 | 88547 | 211780416 | 05/25/2023
Carrier Corp. - Indianapolis | Goettl | N80MSU0601716A | Federally-Regulated Consumer Product | Non-Weatherized, Non-Condensin | 1955 | 268 |  | 03/30/2023 | 60649 | 211781334 | 05/25/2023
Carrier Corp. - Indianapolis | Goettl | N80ESL0701412A* | Federally-Regulated Consumer Product | Non-Weatherized, Non-Condensin | 1106 | 231 |  | 08/02/2022 | 65995 | 205961916 | 05/25/2023
Carrier Corp. - Indianapolis | Goettl | N80MSL0902116A* | Federally-Regulated Consumer Product | Non-Weatherized, Non-Condensin | 1569 | 251 |  | 03/30/2023 | 87754 | 211780419 | 05/25/2023
Carrier Corp. - Indianapolis | Goettl | F80VTL0902120A | Federally-Regulated Consumer Product | Non-Weatherized, Non-Condensin | 2025 | 271 |  | 08/02/2022 | 57947 | 207207180 | 05/25/2023
Carrier Corp. - Indianapolis | Goettl | F96VTN1202422A | Federally-Regulated Consumer Product | Non-Weatherized, Condensing Ga | 2316 | 297 |  | 08/02/2022 | 77900 | 205961837 | 05/25/2023
Carrier Corp. - Indianapolis | Goettl | N80MSL1552420A | Federally-Regulated Consumer Product | Non-Weatherized, Non-Condensin | 2004 | 270 |  | 03/30/2023 | 153757 | 211780428 | 05/25/2023
Carrier Corp. - Indianapolis | Goettl | F96VTN0802120A*D | Federally-Regulated Consumer Product | Non-Weatherized, Condensing Ga | 2043 | 285 |  | 08/02/2022 | 52228 | 205961832 | 05/25/2023
Carrier Corp. - Indianapolis | Goettl | N80MSL1102120A* | Federally-Regulated Consumer Product | Non-Weatherized, Non-Condensin | 2444 | 290 |  | 03/30/2023 | 110371 | 211780423 | 05/25/2023
Carrier Corp. - Indianapolis | Goettl | N80MSL1352420A | Federally-Regulated Consumer Product | Non-Weatherized, Non-Condensin | 1907 | 266 |  | 03/30/2023 | 131914 | 211780426 | 05/25/2023
Carrier Corp. - Indianapolis | Goettl | N80MSL1352420A* | Federally-Regulated Consumer Product | Non-Weatherized, Non-Condensin | 1907 | 266 |  | 03/30/2023 | 131914 | 211780427 | 05/25/2023
Carrier Corp. - Indianapolis | Goettl | PGR530060K**2G* | Federally-Regulated Consumer Product | Weatherized Non-Condensing Gas | 1136 | 248 |  | 08/02/2022 | 59157 | 207335468 | 05/25/2023
Carrier Corp. - Indianapolis | Goettl | N95MSU0802120A | Federally-Regulated Consumer Product | Non-Weatherized, Condensing Ga | 2132 | 289 |  | 03/30/2023 | 80309 | 211781299 | 05/25/2023
Carrier Corp. - Indianapolis | Goettl | N80MSL0701716A* | Federally-Regulated Consumer Product | Non-Weatherized, Non-Condensin | 1776 | 260 |  | 03/30/2023 | 65952 | 211780413 | 05/25/2023
Carrier Corp. - Indianapolis | Goettl | F96CTN1202422A | Federally-Regulated Consumer Product | Non-Weatherized, Condensing Ga | 2174 | 291 |  | 08/02/2022 | 77589 | 205961819 | 05/25/2023
Carrier Corp. - Indianapolis | Goettl | PGD424040K**2G* | Federally-Regulated Consumer Product | Weatherized Non-Condensing Gas | 1361 | 257 |  | 08/02/2022 | 45745 | 206908764 | 05/25/2023
Carrier Corp. - Indianapolis | Goettl | N80MSN1102120A | Federally-Regulated Consumer Product | Non-Weatherized, Non-Condensin | 2444 | 290 |  | 03/30/2023 | 110371 | 211780440 | 05/25/2023
Carrier Corp. - Indianapolis | Goettl | N95MSU0401712A | Federally-Regulated Consumer Product | Non-Weatherized, Condensing Ga | 1244 | 250 |  | 03/30/2023 | 40132 | 211781279 | 05/25/2023
Nordyne, LLC | ONYX | FG7TA-080C-V24B1 | Federally-Regulated Consumer Product | Non-Weatherized, Non-Condensin | 1277 | 238 |  | 02/09/2022 | 52213 | 204038579 | 05/25/2023
Nordyne, LLC | Mammoth | R8GE-030K070U1 | Federally-Regulated Consumer Product | Weatherized Non-Condensing Gas | 1655 | 264 |  | 10/20/2022 | 69854 | 207338301 | 05/25/2023
Nordyne, LLC | Mammoth | R8GE-042K100U1 | Federally-Regulated Consumer Product | Weatherized Non-Condensing Gas | 1913 | 275 |  | 10/20/2022 | 100561 | 207338303 | 05/25/2023
Nordyne, LLC | Mammoth | R8GE-048K100U1 | Federally-Regulated Consumer Product | Weatherized Non-Condensing Gas | 1913 | 275 |  | 10/20/2022 | 100561 | 207338304 | 05/25/2023
Nordyne, LLC | Mammoth | R8GE-024K055U1 | Federally-Regulated Consumer Product | Weatherized Non-Condensing Gas | 1304 | 240 |  | 10/20/2022 | 55721 | 207338300 | 05/25/2023
Nordyne, LLC | Mammoth | R8GE-X60K100U1 | Federally-Regulated Consumer Product | Weatherized Non-Condensing Gas | 2041 | 289 |  | 10/20/2022 | 101000 | 207338305 | 05/25/2023
Nordyne, LLC | Mammoth | R8GE-036K070U1 | Federally-Regulated Consumer Product | Weatherized Non-Condensing Gas | 1655 | 264 |  | 10/20/2022 | 69854 | 207338302 | 05/25/2023
Allied Air | AC PRO | 96G2UH030BE08-* | Federally-Regulated Consumer Product | Non-Weatherized, Condensing Ga | 910 | 235 |  | 07/22/2022 | 19570 | 209240191 | 05/25/2023
Johnson Controls, Inc. | Coleman | TPLC100C20MP13 | Federally-Regulated Consumer Product | Non-Weatherized, Non-Condensin | 2229 | 274 |  | 08/18/2022 | 48317 | 10534032 | 05/25/2023
Johnson Controls, Inc. | Coleman | TPLC060A12MP13 | Federally-Regulated Consumer Product | Non-Weatherized, Non-Condensin | 1330 | 236 |  | 08/18/2022 | 30082 | 10534014 | 05/25/2023
Carrier Corp. - Indianapolis | SMARTCOMFORT | R95ESN0601412A* | Federally-Regulated Consumer Product | Mobile Home Non-Weatherized, C | 1176 | 247 |  | 08/05/2020 | 59961 | 203924718 | 05/25/2023
Carrier Corp. - Indianapolis | SMARTCOMFORT | R80ESN0451712A | Federally-Regulated Consumer Product | Non-Weatherized, Non-Condensin | 1206 | 235 | 235.064 | 07/22/2020 | 44058 | 203360844 | 05/25/2023
Carrier Corp. - Indianapolis | SMARTCOMFORT | R80ESL0701712A | Federally-Regulated Consumer Product | Non-Weatherized, Non-Condensin | 1051 | 228 | 228.244 | 07/22/2020 | 65904 | 203360882 | 05/25/2023
Carrier Corp. - Indianapolis | SMARTCOMFORT | N95ESM0401712A | Federally-Regulated Consumer Product | Mobile Home Non-Weatherized, C | 998 | 239 |  | 08/05/2020 | 40139 | 204743370 | 05/25/2023
Carrier Corp. - Indianapolis | SMARTCOMFORT | R80MSL0701716A* | Federally-Regulated Consumer Product | Non-Weatherized, Non-Condensin | 1776 | 260 |  | 03/30/2023 | 65952 | 211780397 | 05/25/2023
Carrier Corp. - Indianapolis | SMARTCOMFORT | N96MSM0601716A*D | Federally-Regulated Consumer Product | Mobile Home Non-Weatherized, C | 1611 | 266 |  | 03/30/2023 | 59946 | 211779148 | 05/25/2023
Carrier Corp. - Indianapolis | SMARTCOMFORT | R80MSL0701412A | Federally-Regulated Consumer Product | Non-Weatherized, Non-Condensin | 1170 | 233 |  | 03/30/2023 | 65912 | 211780266 | 05/25/2023
Carrier Corp. - Indianapolis | SMARTCOMFORT | R80MSN1102120A | Federally-Regulated Consumer Product | Non-Weatherized, Non-Condensin | 2444 | 290 |  | 03/30/2023 | 110371 | 211780252 | 05/25/2023
Carrier Corp. - Indianapolis | SMARTCOMFORT | R96MSN0401410A*D | Federally-Regulated Consumer Product | Non-Weatherized, Condensing Ga | 1017 | 240 |  | 03/30/2023 | 40102 | 211779587 | 05/25/2023
Carrier Corp. - Indianapolis | SMARTCOMFORT | R95ESN0601714A**D | Federally-Regulated Consumer Product | Mobile Home Non-Weatherized, C | 1346 | 254 |  | 12/01/2021 | 60102 | 203360775 | 05/25/2023
Carrier Corp. - Indianapolis | SMARTCOMFORT | R80ESL0902420A* | Federally-Regulated Consumer Product | Non-Weatherized, Non-Condensin | 1987 | 269 |  | 10/07/2020 | 88320 | 203360923 | 05/25/2023
Carrier Corp. - Indianapolis | SMARTCOMFORT | R95ESN1002120A | Federally-Regulated Consumer Product | Non-Weatherized, Condensing Ga | 2102 | 287 | 287.488 | 07/22/2020 | 99999 | 203360578 | 05/25/2023
Carrier Corp. - Indianapolis | SMARTCOMFORT | R80ESN0902420A | Federally-Regulated Consumer Product | Non-Weatherized, Non-Condensin | 1987 | 269 | 269.428 | 07/22/2020 | 88320 | 203360851 | 05/25/2023
Carrier Corp. - Indianapolis | SMARTCOMFORT | R95ESN1402422A*D | Federally-Regulated Consumer Product | Non-Weatherized, Condensing Ga | 2328 | 297 | 297.432 | 07/22/2020 | 139741 | 203360588 | 05/25/2023
Carrier Corp. - Indianapolis | SMARTCOMFORT | R80ESL0451712A* | Federally-Regulated Consumer Product | Non-Weatherized, Non-Condensin | 1206 | 235 | 235.064 | 07/22/2020 | 44058 | 203360916 | 05/25/2023
Carrier Corp. - Indianapolis | SMARTCOMFORT | N96MSM0401712A*D | Federally-Regulated Consumer Product | Mobile Home Non-Weatherized, C | 1097 | 243 |  | 03/30/2023 | 40216 | 211779146 | 05/25/2023
Carrier Corp. - Indianapolis | SMARTCOMFORT | R96MSN0401410A* | Federally-Regulated Consumer Product | Mobile Home Non-Weatherized, C | 1017 | 240 |  | 03/30/2023 | 40102 | 211779583 | 05/25/2023
Carrier Corp. - Indianapolis | SMARTCOMFORT | R96MSN1202422A* | Federally-Regulated Consumer Product | Mobile Home Non-Weatherized, C | 2308 | 297 |  | 03/30/2023 | 119661 | 211779627 | 05/25/2023
Carrier Corp. - Indianapolis | SMARTCOMFORT | N96MSM0802120A*D | Federally-Regulated Consumer Product | Mobile Home Non-Weatherized, C | 2169 | 290 |  | 03/30/2023 | 79638 | 211779150 | 05/25/2023
Carrier Corp. - Indianapolis | SMARTCOMFORT | R80MSL0701412A* | Federally-Regulated Consumer Product | Non-Weatherized, Non-Condensin | 1170 | 233 |  | 03/30/2023 | 65912 | 211780282 | 05/25/2023
Carrier Corp. - Indianapolis | SMARTCOMFORT | N95ESM0802120A | Federally-Regulated Consumer Product | Mobile Home Non-Weatherized, C | 1837 | 276 |  | 12/01/2021 | 79777 | 204743372 | 05/25/2023
Carrier Corp. - Indianapolis | SMARTCOMFORT | R80MSL0902120A | Federally-Regulated Consumer Product | Non-Weatherized, Non-Condensin | 2438 | 289 |  | 03/30/2023 | 88368 | 211780267 | 05/25/2023
Carrier Corp. - Indianapolis | SMARTCOMFORT | N95ESM0401712A*D | Federally-Regulated Consumer Product | Mobile Home Non-Weatherized, C | 998 | 239 |  | 12/01/2021 | 40139 | 204743373 | 05/25/2023
Carrier Corp. - Indianapolis | SMARTCOMFORT | R95ESN1202422A | Federally-Regulated Consumer Product | Non-Weatherized, Condensing Ga | 2161 | 290 | 290.084 | 07/22/2020 | 119834 | 203360579 | 05/25/2023
Carrier Corp. - Indianapolis | SMARTCOMFORT | R95ESN1402422A | Federally-Regulated Consumer Product | Non-Weatherized, Condensing Ga | 2328 | 297 | 297.432 | 07/22/2020 | 139741 | 203360580 | 05/25/2023
Carrier Corp. - Indianapolis | SMARTCOMFORT | R96MSN0601716A* | Federally-Regulated Consumer Product | Mobile Home Non-Weatherized, C | 1611 | 266 |  | 03/30/2023 | 59946 | 211779599 | 05/25/2023
Carrier Corp. - Indianapolis | SMARTCOMFORT | R95ESN1202422A*D | Federally-Regulated Consumer Product | Non-Weatherized, Condensing Ga | 2161 | 290 | 290.084 | 07/22/2020 | 119834 | 203360587 | 05/25/2023
Carrier Corp. - Indianapolis | SMARTCOMFORT | R80ESL0902420A | Federally-Regulated Consumer Product | Non-Weatherized, Non-Condensin | 1987 | 269 | 269.428 | 07/22/2020 | 88320 | 203360887 | 05/25/2023
Carrier Corp. - Indianapolis | SMARTCOMFORT | R80ESL0901714A | Federally-Regulated Consumer Product | Non-Weatherized, Non-Condensin | 1238 | 236 |  | 08/05/2020 | 88097 | 203360884 | 05/25/2023
Carrier Corp. - Indianapolis | SMARTCOMFORT | N95ESM0802120A*D | Federally-Regulated Consumer Product | Mobile Home Non-Weatherized, C | 1837 | 276 |  | 12/01/2021 | 79777 | 204743375 | 05/25/2023
Carrier Corp. - Indianapolis | SMARTCOMFORT | R96MSN0802120A | Federally-Regulated Consumer Product | Non-Weatherized, Condensing Ga | 2169 | 290 |  | 03/30/2023 | 79638 | 211779609 | 05/25/2023
Carrier Corp. - Indianapolis | SMARTCOMFORT | R95ESN1202422A**D | Federally-Regulated Consumer Product | Mobile Home Non-Weatherized, C | 2161 | 290 |  | 10/07/2020 | 119834 | 203360779 | 05/25/2023
Carrier Corp. - Indianapolis | SMARTCOMFORT | N95ESM0601714A | Federally-Regulated Consumer Product | Mobile Home Non-Weatherized, C | 1346 | 254 |  | 08/05/2020 | 60102 | 204743371 | 05/25/2023
Carrier Corp. - Indianapolis | SMARTCOMFORT | R80MSN0451412A | Federally-Regulated Consumer Product | Non-Weatherized, Non-Condensin | 1161 | 233 |  | 03/30/2023 | 44099 | 211780248 | 05/25/2023
Carrier Corp. - Indianapolis | SMARTCOMFORT | R80MSN0701716A | Federally-Regulated Consumer Product | Non-Weatherized, Non-Condensin | 1776 | 260 |  | 03/30/2023 | 65952 | 211780363 | 05/25/2023
Carrier Corp. - Indianapolis | SMARTCOMFORT | R95ESN1202422A* | Federally-Regulated Consumer Product | Mobile Home Non-Weatherized, C | 2161 | 290 | 393.431 | 07/22/2020 | 119834 | 203360773 | 05/25/2023
Carrier Corp. - Indianapolis | SMARTCOMFORT | R96MSN0401712A**D | Federally-Regulated Consumer Product | Mobile Home Non-Weatherized, C | 1097 | 243 |  | 03/30/2023 | 40216 | 211779593 | 05/25/2023
Carrier Corp. - Indianapolis | SMARTCOMFORT | R80ESN0701712A | Federally-Regulated Consumer Product | Non-Weatherized, Non-Condensin | 1051 | 228 | 228.244 | 07/22/2020 | 65904 | 203360846 | 05/25/2023
Carrier Corp. - Indianapolis | SMARTCOMFORT | R96MSN0601716A**D | Federally-Regulated Consumer Product | Mobile Home Non-Weatherized, C | 1611 | 266 |  | 03/30/2023 | 59946 | 211779601 | 05/25/2023
Carrier Corp. - Indianapolis | SMARTCOMFORT | R95ESN0801716A* | Federally-Regulated Consumer Product | Mobile Home Non-Weatherized, C | 1771 | 273 | 365.741 | 07/22/2020 | 80331 | 203360770 | 05/25/2023
Carrier Corp. - Indianapolis | SMARTCOMFORT | R96MSN0802120A*D | Federally-Regulated Consumer Product | Non-Weatherized, Condensing Ga | 2169 | 290 |  | 03/30/2023 | 79638 | 211779615 | 05/25/2023
Carrier Corp. - Indianapolis | SMARTCOMFORT | R80MSL1102120A* | Federally-Regulated Consumer Product | Non-Weatherized, Non-Condensin | 2444 | 290 |  | 03/30/2023 | 110371 | 211780284 | 05/25/2023
Carrier Corp. - Indianapolis | SMARTCOMFORT | R95ESN1002120A**D | Federally-Regulated Consumer Product | Mobile Home Non-Weatherized, C | 2102 | 287 |  | 08/05/2020 | 99999 | 203360778 | 05/25/2023
Carrier Corp. - Indianapolis | SMARTCOMFORT | R96MSN0401712A*D | Federally-Regulated Consumer Product | Non-Weatherized, Condensing Ga | 1097 | 243 |  | 03/30/2023 | 40216 | 211779595 | 05/25/2023
Carrier Corp. - Indianapolis | SMARTCOMFORT | R95ESN0261410A | Federally-Regulated Consumer Product | Non-Weatherized, Condensing Ga | 890 | 234 | 234.16 | 07/22/2020 | 26050 | 203360573 | 05/25/2023
Carrier Corp. - Indianapolis | SMARTCOMFORT | R96MSN1202422A | Federally-Regulated Consumer Product | Non-Weatherized, Condensing Ga | 2308 | 297 |  | 03/30/2023 | 119661 | 211779625 | 05/25/2023
Carrier Corp. - Indianapolis | SMARTCOMFORT | R80MSN0901714A | Federally-Regulated Consumer Product | Non-Weatherized, Non-Condensin | 1592 | 252 |  | 03/30/2023 | 88547 | 211780250 | 05/25/2023
Carrier Corp. - Indianapolis | SMARTCOMFORT | R96MSN0802120A**D | Federally-Regulated Consumer Product | Mobile Home Non-Weatherized, C | 2169 | 290 |  | 03/30/2023 | 79638 | 211779613 | 05/25/2023
Carrier Corp. - Indianapolis | SMARTCOMFORT | R80MSN0701412A | Federally-Regulated Consumer Product | Non-Weatherized, Non-Condensin | 1170 | 233 |  | 03/30/2023 | 65912 | 211780249 | 05/25/2023
Carrier Corp. - Indianapolis | SMARTCOMFORT | N96MSM0401712A | Federally-Regulated Consumer Product | Mobile Home Non-Weatherized, C | 1097 | 243 |  | 03/30/2023 | 40216 | 211779145 | 05/25/2023
Carrier Corp. - Indianapolis | SMARTCOMFORT | R96MSN1002120A*D | Federally-Regulated Consumer Product | Non-Weatherized, Condensing Ga | 2215 | 292 |  | 03/30/2023 | 99728 | 211779623 | 05/25/2023
Carrier Corp. - Indianapolis | SMARTCOMFORT | R96MSN1202422A**D | Federally-Regulated Consumer Product | Mobile Home Non-Weatherized, C | 2308 | 297 |  | 03/30/2023 | 119661 | 211779629 | 05/25/2023
Carrier Corp. - Indianapolis | SMARTCOMFORT | R95ESN0401712A* | Federally-Regulated Consumer Product | Mobile Home Non-Weatherized, C | 998 | 239 |  | 08/05/2020 | 40139 | 203360768 | 05/25/2023
Carrier Corp. - Indianapolis | SMARTCOMFORT | R80ESN1352420A | Federally-Regulated Consumer Product | Non-Weatherized, Non-Condensin | 1887 | 265 | 265.028 | 07/22/2020 | 131482 | 203360854 | 05/25/2023
Carrier Corp. - Indianapolis | SMARTCOMFORT | R96MSN0401712A* | Federally-Regulated Consumer Product | Mobile Home Non-Weatherized, C | 1097 | 243 |  | 03/30/2023 | 40216 | 211779591 | 05/25/2023
Carrier Corp. - Indianapolis | SMARTCOMFORT | R96MSN0401410A**D | Federally-Regulated Consumer Product | Mobile Home Non-Weatherized, C | 1017 | 240 |  | 03/30/2023 | 40102 | 211779585 | 05/25/2023
Carrier Corp. - Indianapolis | SMARTCOMFORT | R95ESN0802120A* | Federally-Regulated Consumer Product | Mobile Home Non-Weatherized, C | 1837 | 276 |  | 12/01/2021 | 79777 | 203360771 | 05/25/2023
Carrier Corp. - Indianapolis | SMARTCOMFORT | R80ESL0901714A* | Federally-Regulated Consumer Product | Non-Weatherized, Non-Condensin | 1238 | 236 | 236.472 | 07/22/2020 | 88097 | 203360920 | 05/25/2023
Carrier Corp. - Indianapolis | SMARTCOMFORT | R96MSN0401712A | Federally-Regulated Consumer Product | Non-Weatherized, Condensing Ga | 1097 | 243 |  | 03/30/2023 | 40216 | 211779589 | 05/25/2023
Carrier Corp. - Indianapolis | SMARTCOMFORT | N95ESM0601714A*D | Federally-Regulated Consumer Product | Mobile Home Non-Weatherized, C | 1346 | 254 |  | 12/01/2021 | 60102 | 204743374 | 05/25/2023
Carrier Corp. - Indianapolis | SMARTCOMFORT | R95ESN0601714A* | Federally-Regulated Consumer Product | Mobile Home Non-Weatherized, C | 1346 | 254 |  | 08/05/2020 | 60102 | 203360769 | 05/25/2023
Carrier Corp. - Indianapolis | SMARTCOMFORT | N96MSM0601716A | Federally-Regulated Consumer Product | Mobile Home Non-Weatherized, C | 1611 | 266 |  | 03/30/2023 | 59946 | 211779147 | 05/25/2023
Carrier Corp. - Indianapolis | SMARTCOMFORT | R95ESN1002120A*D | Federally-Regulated Consumer Product | Non-Weatherized, Condensing Ga | 2102 | 287 | 287.488 | 07/22/2020 | 99999 | 203360586 | 05/25/2023
Carrier Corp. - Indianapolis | SMARTCOMFORT | R96MSN1002120A* | Federally-Regulated Consumer Product | Mobile Home Non-Weatherized, C | 2215 | 292 |  | 03/30/2023 | 99728 | 211779619 | 05/25/2023
Carrier Corp. - Indianapolis | SMARTCOMFORT | R95ESN0401410A* | Federally-Regulated Consumer Product | Mobile Home Non-Weatherized, C | 950 | 237 |  | 08/05/2020 | 40146 | 203924714 | 05/25/2023
Carrier Corp. - Indianapolis | SMARTCOMFORT | R80ESN0901714A | Federally-Regulated Consumer Product | Non-Weatherized, Non-Condensin | 1238 | 236 |  | 08/05/2020 | 88097 | 203360848 | 05/25/2023
Carrier Corp. - Indianapolis | SMARTCOMFORT | R96MSN0801716A* | Federally-Regulated Consumer Product | Mobile Home Non-Weatherized, C | 1671 | 269 |  | 03/30/2023 | 79335 | 211780754 | 05/25/2023
Carrier Corp. - Indianapolis | SMARTCOMFORT | R96MSN0401410A | Federally-Regulated Consumer Product | Non-Weatherized, Condensing Ga | 1017 | 240 |  | 03/30/2023 | 40102 | 211779581 | 05/25/2023
Carrier Corp. - Indianapolis | SMARTCOMFORT | R96MSN0801716A**D | Federally-Regulated Consumer Product | Mobile Home Non-Weatherized, C | 1671 | 269 |  | 03/30/2023 | 79335 | 211779605 | 05/25/2023
Carrier Corp. - Indianapolis | SMARTCOMFORT | R80ESL1102420A* | Federally-Regulated Consumer Product | Non-Weatherized, Non-Condensin | 2027 | 271 | 271.188 | 07/22/2020 | 109826 | 203360925 | 05/25/2023
Carrier Corp. - Indianapolis | SMARTCOMFORT | R80MSL0701716A | Federally-Regulated Consumer Product | Non-Weatherized, Non-Condensin | 1776 | 260 |  | 03/30/2023 | 65952 | 211780381 | 05/25/2023
Carrier Corp. - Indianapolis | SMARTCOMFORT | R95ESN0261410A*D | Federally-Regulated Consumer Product | Non-Weatherized, Condensing Ga | 890 | 234 | 234.16 | 07/22/2020 | 26050 | 203360581 | 05/25/2023
Carrier Corp. - Indianapolis | SMARTCOMFORT | R96MSN0601716A | Federally-Regulated Consumer Product | Non-Weatherized, Condensing Ga | 1611 | 266 |  | 03/30/2023 | 59946 | 211779597 | 05/25/2023
Carrier Corp. - Indianapolis | SMARTCOMFORT | R95ESN0601412A**D | Federally-Regulated Consumer Product | Mobile Home Non-Weatherized, C | 1176 | 247 |  | 08/05/2020 | 59961 | 203924719 | 05/25/2023
Carrier Corp. - Indianapolis | SMARTCOMFORT | R96MSN0601716A*D | Federally-Regulated Consumer Product | Non-Weatherized, Condensing Ga | 1611 | 266 |  | 03/30/2023 | 59946 | 211779603 | 05/25/2023
Carrier Corp. - Indianapolis | SMARTCOMFORT | R80MSL1102120A | Federally-Regulated Consumer Product | Non-Weatherized, Non-Condensin | 2444 | 290 |  | 03/30/2023 | 110371 | 211780268 | 05/25/2023
Rheem Sales Company, Inc. | Weatherking | W801W1255A24UH | Federally-Regulated Consumer Product | Non-Weatherized, Non-Condensin | 2076 | 258 |  | 05/25/2023 | 124802 | 208770566 | 05/25/2023
Rheem Sales Company, Inc. | Weatherking | RGEAZR024AJT06UNA | Federally-Regulated Consumer Product | Weatherized Non-Condensing Gas | 1236 | 253 |  | 05/25/2023 | 61566 | 208676477 | 05/25/2023
Rheem Sales Company, Inc. | Weatherking | W802W0754A17DZSBAS | Federally-Regulated Consumer Product | Non-Weatherized, Non-Condensin | 1628 | 254 |  | 05/25/2023 | 52707 | 211774739 | 05/25/2023
Rheem Sales Company, Inc. | Weatherking | W951W1155A24M4 | Federally-Regulated Consumer Product | Non-Weatherized, Condensing Ga | 2137 | 231 |  | 05/25/2023 | 111605 | 208770580 | 05/25/2023
Rheem Sales Company, Inc. | Weatherking | RGEAZR030AJT081NA | Federally-Regulated Consumer Product | Weatherized Non-Condensing Gas | 1216 | 253 |  | 05/25/2023 | 80365 | 208676417 | 05/25/2023
Rheem Sales Company, Inc. | Weatherking | RGEAZS036AJV08TCA | Federally-Regulated Consumer Product | Weatherized Non-Condensing Gas | 1662 | 272 |  | 05/25/2023 | 60830 | 211729596 | 05/25/2023
Rheem Sales Company, Inc. | Weatherking | W802TA100521MSA | Federally-Regulated Consumer Product | Non-Weatherized, Non-Condensin | 1952 | 268 |  | 05/25/2023 | 70078 | 204007880 | 05/25/2023
Rheem Sales Company, Inc. | Weatherking | RGEAZR036AJT08UNA | Federally-Regulated Consumer Product | Weatherized Non-Condensing Gas | 1382 | 260 |  | 05/25/2023 | 80891 | 208676527 | 05/25/2023
Rheem Sales Company, Inc. | Weatherking | W802W0754A17DZNBAS | Federally-Regulated Consumer Product | Non-Weatherized, Non-Condensin | 1628 | 254 |  | 05/25/2023 | 52707 | 211774738 | 05/25/2023
Rheem Sales Company, Inc. | Weatherking | W921T0855A21M4 | Federally-Regulated Consumer Product | Non-Weatherized, Condensing Ga | 1929 | 280 |  | 05/25/2023 | 84515 | 208663465 | 05/25/2023
Rheem Sales Company, Inc. | Weatherking | RGEAZR060AJT101NA | Federally-Regulated Consumer Product | Weatherized Non-Condensing Gas | 2131 | 293 |  | 05/25/2023 | 101980 | 208676462 | 05/25/2023
Rheem Sales Company, Inc. | Weatherking | W801T1005A21UHS | Federally-Regulated Consumer Product | Non-Weatherized, Non-Condensin | 1812 | 262 |  | 05/25/2023 | 99863 | 208242447 | 05/25/2023
Rheem Sales Company, Inc. | Weatherking | W802TA075317MSA | Federally-Regulated Consumer Product | Non-Weatherized, Non-Condensin | 1539 | 250 |  | 05/25/2023 | 52505 | 204007871 | 05/25/2023
Rheem Sales Company, Inc. | Weatherking | RGEAZR036AJT101NA | Federally-Regulated Consumer Product | Weatherized Non-Condensing Gas | 1380 | 260 |  | 05/25/2023 | 100130 | 208676432 | 05/25/2023
Rheem Sales Company, Inc. | Weatherking | W951T1005A21M4 | Federally-Regulated Consumer Product | Non-Weatherized, Condensing Ga | 2066 | 286 |  | 05/25/2023 | 98023 | 208663432 | 05/25/2023
Rheem Sales Company, Inc. | Weatherking | RGEAZR024AJT081NA | Federally-Regulated Consumer Product | Weatherized Non-Condensing Gas | 1202 | 252 |  | 05/25/2023 | 79659 | 208676402 | 05/25/2023
Rheem Sales Company, Inc. | Weatherking | W921T0403A17M4 | Federally-Regulated Consumer Product | Non-Weatherized, Condensing Ga | 1107 | 244 |  | 05/25/2023 | 41877 | 208663461 | 05/25/2023
Rheem Sales Company, Inc. | Weatherking | RGEAZS036ACV08TCA | Federally-Regulated Consumer Product | Weatherized Non-Condensing Gas | 1662 | 272 |  | 05/25/2023 | 60830 | 211729584 | 05/25/2023
Rheem Sales Company, Inc. | Weatherking | W801T0755A21DZN | Federally-Regulated Consumer Product | Non-Weatherized, Non-Condensin | 1883 | 265 |  | 05/25/2023 | 75029 | 208242462 | 05/25/2023
Rheem Sales Company, Inc. | Weatherking | W802TA050314MXA | Federally-Regulated Consumer Product | Non-Weatherized, Non-Condensin | 1260 | 237 |  | 05/25/2023 | 35654 | 204099261 | 05/25/2023
Rheem Sales Company, Inc. | Weatherking | W801T0754A21UHS | Federally-Regulated Consumer Product | Non-Weatherized, Non-Condensin | 1634 | 254 |  | 05/25/2023 | 75736 | 208242446 | 05/25/2023
Rheem Sales Company, Inc. | Weatherking | W801T0753A17DZN | Federally-Regulated Consumer Product | Non-Weatherized, Non-Condensin | 1253 | 237 |  | 05/25/2023 | 74903 | 210586030 | 05/25/2023
Rheem Sales Company, Inc. | Weatherking | W951T1155A24M4 | Federally-Regulated Consumer Product | Non-Weatherized, Condensing Ga | 2041 | 285 |  | 05/25/2023 | 111488 | 208663354 | 05/25/2023
Rheem Sales Company, Inc. | Weatherking | RGEAZS036AJV06TCA | Federally-Regulated Consumer Product | Weatherized Non-Condensing Gas | 1702 | 248 |  | 05/25/2023 | 46772 | 211729592 | 05/25/2023
Rheem Sales Company, Inc. | Weatherking | W951W0705A21M4 | Federally-Regulated Consumer Product | Non-Weatherized, Condensing Ga | 1835 | 248 |  | 05/25/2023 | 69808 | 208770577 | 05/25/2023
Rheem Sales Company, Inc. | Weatherking | RGEAZS036AJV10TCA | Federally-Regulated Consumer Product | Weatherized Non-Condensing Gas | 1707 | 268 |  | 05/25/2023 | 75935 | 211729600 | 05/25/2023
Rheem Sales Company, Inc. | Weatherking | W801TA050417MUA | Federally-Regulated Consumer Product | Non-Weatherized, Non-Condensin | 1502 | 248 |  | 05/25/2023 | 50342 | 204501683 | 05/25/2023
Rheem Sales Company, Inc. | Weatherking | W921W0703A17M4 | Federally-Regulated Consumer Product | Non-Weatherized, Condensing Ga | 1166 | 246 |  | 05/25/2023 | 70001 | 208770569 | 05/25/2023
Rheem Sales Company, Inc. | Weatherking | W802TA075417MXA | Federally-Regulated Consumer Product | Non-Weatherized, Non-Condensin | 1884 | 265 |  | 05/25/2023 | 52545 | 204099268 | 05/25/2023
Rheem Sales Company, Inc. | Weatherking | RGEAZS036ACV10TCA | Federally-Regulated Consumer Product | Weatherized Non-Condensing Gas | 1707 | 268 |  | 05/25/2023 | 75935 | 211729588 | 05/25/2023
Rheem Sales Company, Inc. | Weatherking | RGEAZR030AJT04XNA | Federally-Regulated Consumer Product | Weatherized Non-Condensing Gas | 1342 | 258 |  | 05/25/2023 | 39842 | 208676497 | 05/25/2023
Rheem Sales Company, Inc. | Weatherking | W951W0603A17M4 | Federally-Regulated Consumer Product | Non-Weatherized, Condensing Ga | 1356 | 249 |  | 05/25/2023 | 56054 | 208770575 | 05/25/2023
Rheem Sales Company, Inc. | Weatherking | W96VA1002521MSA | Federally-Regulated Consumer Product | Non-Weatherized, Condensing Ga | 1858 | 277 |  | 05/25/2023 | 68679 | 6715491 | 05/25/2023
Rheem Sales Company, Inc. | Weatherking | W921T0703A17M4 | Federally-Regulated Consumer Product | Non-Weatherized, Condensing Ga | 1362 | 255 |  | 05/25/2023 | 69960 | 208663463 | 05/25/2023
Rheem Sales Company, Inc. | Weatherking | RGEAZS036ACV102CA | Federally-Regulated Consumer Product | Weatherized Non-Condensing Gas | 1707 | 268 |  | 05/25/2023 | 75935 | 211726905 | 05/25/2023
Rheem Sales Company, Inc. | Weatherking | RGEAZR030AJT06XNA | Federally-Regulated Consumer Product | Weatherized Non-Condensing Gas | 1342 | 258 |  | 05/25/2023 | 61240 | 208676507 | 05/25/2023
Rheem Sales Company, Inc. | Weatherking | RGEAZR036AJT06XNA | Federally-Regulated Consumer Product | Weatherized Non-Condensing Gas | 1259 | 254 |  | 05/25/2023 | 58986 | 208676522 | 05/25/2023
Rheem Sales Company, Inc. | Weatherking | W962W0703A17M4S | Federally-Regulated Consumer Product | Non-Weatherized, Condensing Ga | 1290 | 252 |  | 05/25/2023 | 48940 | 208243377 | 05/25/2023
Rheem Sales Company, Inc. | Weatherking | RGEAZR024AJT061NA | Federally-Regulated Consumer Product | Weatherized Non-Condensing Gas | 1270 | 255 |  | 05/25/2023 | 61123 | 208676397 | 05/25/2023
Rheem Sales Company, Inc. | Weatherking | W96TA0852521MSA | Federally-Regulated Consumer Product | Non-Weatherized, Condensing Ga | 2115 | 288 |  | 05/25/2023 | 58240 | 9950855 | 05/25/2023
Rheem Sales Company, Inc. | Weatherking | W921T1155A24M4 | Federally-Regulated Consumer Product | Non-Weatherized, Condensing Ga | 2041 | 285 |  | 05/25/2023 | 111488 | 208663467 | 05/25/2023
Rheem Sales Company, Inc. | Weatherking | W801TA070417MUA | Federally-Regulated Consumer Product | Non-Weatherized, Non-Condensin | 1823 | 262 |  | 05/25/2023 | 70109 | 204501686 | 05/25/2023
Rheem Sales Company, Inc. | Weatherking | RGEAZR036AJT081NA | Federally-Regulated Consumer Product | Weatherized Non-Condensing Gas | 1387 | 260 |  | 05/25/2023 | 80632 | 208676427 | 05/25/2023
Rheem Sales Company, Inc. | Weatherking | W921W1005A21M4 | Federally-Regulated Consumer Product | Non-Weatherized, Condensing Ga | 2153 | 271 |  | 05/25/2023 | 98911 | 208770572 | 05/25/2023
Rheem Sales Company, Inc. | Weatherking | RGEA14048AJT081AB | Federally-Regulated Consumer Product | Weatherized Non-Condensing Gas | 1809 | 279 |  | 05/25/2023 | 99189 | 203404488 | 05/25/2023
Rheem Sales Company, Inc. | Weatherking | W921W1155A24M4 | Federally-Regulated Consumer Product | Non-Weatherized, Condensing Ga | 2137 | 231 |  | 05/25/2023 | 111605 | 208770573 | 05/25/2023
Rheem Sales Company, Inc. | Weatherking | W951T0705A21M4 | Federally-Regulated Consumer Product | Non-Weatherized, Condensing Ga | 1983 | 282 |  | 05/25/2023 | 70360 | 208663430 | 05/25/2023
Rheem Sales Company, Inc. | Weatherking | W801T1004A21UHU | Federally-Regulated Consumer Product | Non-Weatherized, Non-Condensin | 1861 | 264 |  | 05/25/2023 | 98348 | 208430295 | 05/25/2023
Rheem Sales Company, Inc. | Weatherking | W96VA0402317MSA | Federally-Regulated Consumer Product | Non-Weatherized, Condensing Ga | 1248 | 250 |  | 05/25/2023 | 29623 | 7502135 | 05/25/2023
Rheem Sales Company, Inc. | Weatherking | RGEA15030AJV081AB | Federally-Regulated Consumer Product | Weatherized Non-Condensing Gas | 1402 | 261 |  | 05/25/2023 | 80658 | 203404536 | 05/25/2023
Rheem Sales Company, Inc. | Weatherking | W801T1005A21DZN | Federally-Regulated Consumer Product | Non-Weatherized, Non-Condensin | 1895 | 265 |  | 05/25/2023 | 100302 | 208242463 | 05/25/2023
Rheem Sales Company, Inc. | Weatherking | W802TA100417MSA | Federally-Regulated Consumer Product | Non-Weatherized, Non-Condensin | 1730 | 258 |  | 05/25/2023 | 70020 | 204007877 | 05/25/2023
Rheem Sales Company, Inc. | Weatherking | RGEAZR048AJT101NA | Federally-Regulated Consumer Product | Weatherized Non-Condensing Gas | 2001 | 287 |  | 05/25/2023 | 101705 | 208676452 | 05/25/2023
Rheem Sales Company, Inc. | Weatherking | RGEA15048AJV081AB | Federally-Regulated Consumer Product | Weatherized Non-Condensing Gas | 1720 | 275 |  | 05/25/2023 | 99897 | 203404588 | 05/25/2023
Rheem Sales Company, Inc. | Weatherking | RGEAZR030AJT061NA | Federally-Regulated Consumer Product | Weatherized Non-Condensing Gas | 1342 | 258 |  | 05/25/2023 | 61240 | 208676412 | 05/25/2023
Rheem Sales Company, Inc. | Weatherking | W951T0855A21M4 | Federally-Regulated Consumer Product | Non-Weatherized, Condensing Ga | 1929 | 280 |  | 05/25/2023 | 84515 | 208663431 | 05/25/2023
Rheem Sales Company, Inc. | Weatherking | W96TA0702317MSA | Federally-Regulated Consumer Product | Non-Weatherized, Condensing Ga | 1321 | 253 |  | 05/25/2023 | 49242 | 9950851 | 05/25/2023
Rheem Sales Company, Inc. | Weatherking | W801W1005A21UH | Federally-Regulated Consumer Product | Non-Weatherized, Non-Condensin | 2027 | 188 |  | 05/25/2023 | 100725 | 208770565 | 05/25/2023
Rheem Sales Company, Inc. | Weatherking | W951T0603A17M4 | Federally-Regulated Consumer Product | Non-Weatherized, Condensing Ga | 1156 | 246 |  | 05/25/2023 | 55624 | 208663428 | 05/25/2023
Rheem Sales Company, Inc. | Weatherking | RGEA15030AJV08XAB | Federally-Regulated Consumer Product | Weatherized Non-Condensing Gas | 1402 | 261 |  | 05/25/2023 | 80658 | 203404540 | 05/25/2023
Rheem Sales Company, Inc. | Weatherking | RGEAZS036ACV082CA | Federally-Regulated Consumer Product | Weatherized Non-Condensing Gas | 1662 | 272 |  | 05/25/2023 | 60830 | 211726900 | 05/25/2023
Rheem Sales Company, Inc. | Weatherking | RGEAZS036AJV062CA | Federally-Regulated Consumer Product | Weatherized Non-Condensing Gas | 1702 | 248 |  | 05/25/2023 | 46772 | 211726910 | 05/25/2023
Rheem Sales Company, Inc. | Weatherking | W962W0403A17M4S | Federally-Regulated Consumer Product | Non-Weatherized, Condensing Ga | 1248 | 250 |  | 05/25/2023 | 29623 | 208243375 | 05/25/2023
Rheem Sales Company, Inc. | Weatherking | W802TA150524MXA | Federally-Regulated Consumer Product | Non-Weatherized, Non-Condensin | 2092 | 274 |  | 05/25/2023 | 104565 | 204099283 | 05/25/2023
Rheem Sales Company, Inc. | Weatherking | W92TA1001521MSA | Federally-Regulated Consumer Product | Non-Weatherized, Condensing Ga | 2066 | 286 |  | 05/25/2023 | 98023 | 9958617 | 05/25/2023
Rheem Sales Company, Inc. | Weatherking | RGEA15060AJV10XAB | Federally-Regulated Consumer Product | Weatherized Non-Condensing Gas | 2166 | 294 |  | 05/25/2023 | 100081 | 203404608 | 05/25/2023
Rheem Sales Company, Inc. | Weatherking | RGEAZR024AJT08XNA | Federally-Regulated Consumer Product | Weatherized Non-Condensing Gas | 1202 | 252 |  | 05/25/2023 | 79659 | 208676487 | 05/25/2023
Rheem Sales Company, Inc. | Weatherking | W802W0754A17UHN | Federally-Regulated Consumer Product | Non-Weatherized, Non-Condensin | 1458 | 246 |  | 05/25/2023 | 52564 | 208243370 | 05/25/2023
Rheem Sales Company, Inc. | Weatherking | W921T0603A17M4 | Federally-Regulated Consumer Product | Non-Weatherized, Condensing Ga | 1156 | 246 |  | 05/25/2023 | 55624 | 208663462 | 05/25/2023
Rheem Sales Company, Inc. | Weatherking | RGEAZS036ACV06TCA | Federally-Regulated Consumer Product | Weatherized Non-Condensing Gas | 1702 | 248 |  | 05/25/2023 | 46772 | 211729580 | 05/25/2023
Rheem Sales Company, Inc. | Weatherking | W96TA0402317MSA | Federally-Regulated Consumer Product | Non-Weatherized, Condensing Ga | 1252 | 250 |  | 05/25/2023 | 29298 | 9950843 | 05/25/2023
Rheem Sales Company, Inc. | Weatherking | RGEAZR030AJT041NA | Federally-Regulated Consumer Product | Weatherized Non-Condensing Gas | 1342 | 258 |  | 05/25/2023 | 39842 | 208676407 | 05/25/2023
Rheem Sales Company, Inc. | Weatherking | W921W0403A17M4 | Federally-Regulated Consumer Product | Non-Weatherized, Condensing Ga | 1292 | 228 |  | 05/25/2023 | 42494 | 208770567 | 05/25/2023
Rheem Sales Company, Inc. | Weatherking | RGEAZR030AJT06UNA | Federally-Regulated Consumer Product | Weatherized Non-Condensing Gas | 1125 | 248 |  | 05/25/2023 | 60094 | 208676502 | 05/25/2023
Rheem Sales Company, Inc. | Weatherking | W802W1505A24UHS | Federally-Regulated Consumer Product | Non-Weatherized, Non-Condensin | 2092 | 274 |  | 05/25/2023 | 104565 | 208243588 | 05/25/2023
Rheem Sales Company, Inc. | Weatherking | W802W1005A21UHS | Federally-Regulated Consumer Product | Non-Weatherized, Non-Condensin | 1905 | 266 |  | 05/25/2023 | 70000 | 208243367 | 05/25/2023
Rheem Sales Company, Inc. | Weatherking | RGEAZR042AJT08XNA | Federally-Regulated Consumer Product | Weatherized Non-Condensing Gas | 1820 | 279 |  | 05/25/2023 | 81578 | 208676547 | 05/25/2023
Rheem Sales Company, Inc. | Weatherking | RGEAZR024AJT06XNA | Federally-Regulated Consumer Product | Weatherized Non-Condensing Gas | 1270 | 255 |  | 05/25/2023 | 61123 | 208676482 | 05/25/2023
Rheem Sales Company, Inc. | Weatherking | RGEAZR042AJT10XNA | Federally-Regulated Consumer Product | Weatherized Non-Condensing Gas | 1774 | 277 |  | 05/25/2023 | 100987 | 208676552 | 05/25/2023
Rheem Sales Company, Inc. | Weatherking | W92TA0401317MSA | Federally-Regulated Consumer Product | Non-Weatherized, Condensing Ga | 1107 | 244 |  | 05/25/2023 | 41877 | 9958601 | 05/25/2023
Rheem Sales Company, Inc. | Weatherking | W92TA0851521MSA | Federally-Regulated Consumer Product | Non-Weatherized, Condensing Ga | 1929 | 280 |  | 05/25/2023 | 84515 | 9958613 | 05/25/2023
Rheem Sales Company, Inc. | Weatherking | W951T0703A17M4 | Federally-Regulated Consumer Product | Non-Weatherized, Condensing Ga | 1362 | 255 |  | 05/25/2023 | 69960 | 208663429 | 05/25/2023
Rheem Sales Company, Inc. | Weatherking | RGEAZS036AJV102CA | Federally-Regulated Consumer Product | Weatherized Non-Condensing Gas | 1707 | 268 |  | 05/25/2023 | 75935 | 211726920 | 05/25/2023
Rheem Sales Company, Inc. | Weatherking | W921T0705A21M4 | Federally-Regulated Consumer Product | Non-Weatherized, Condensing Ga | 1983 | 282 |  | 05/25/2023 | 70360 | 208663464 | 05/25/2023
Rheem Sales Company, Inc. | Weatherking | W921W0855A21M4 | Federally-Regulated Consumer Product | Non-Weatherized, Condensing Ga | 1851 | 246 |  | 05/25/2023 | 84247 | 208770571 | 05/25/2023
Rheem Sales Company, Inc. | Weatherking | W802W1255A24UHN | Federally-Regulated Consumer Product | Non-Weatherized, Non-Condensin | 2073 | 273 |  | 05/25/2023 | 87500 | 208243374 | 05/25/2023
Rheem Sales Company, Inc. | Weatherking | W801T0503A14DZN | Federally-Regulated Consumer Product | Non-Weatherized, Non-Condensin | 1223 | 236 |  | 05/25/2023 | 51119 | 208242459 | 05/25/2023
Rheem Sales Company, Inc. | Weatherking | W801W0755A21UH | Federally-Regulated Consumer Product | Non-Weatherized, Non-Condensin | 1813 | 235 |  | 05/25/2023 | 75573 | 208770564 | 05/25/2023
Carrier Corp. - Indianapolis | Grandaire | WPG4364060LKK* | Federally-Regulated Consumer Product | Weatherized Non-Condensing Gas | 1312 | 256 |  | 04/11/2023 | 60638 | 212005755 | 05/25/2023
Carrier Corp. - Indianapolis | Grandaire | WPG4424090RKK* | Federally-Regulated Consumer Product | Weatherized Non-Condensing Gas | 1434 | 262 |  | 04/11/2023 | 89946 | 212005730 | 05/25/2023
Carrier Corp. - Indianapolis | Grandaire | WPG4304060RKK* | Federally-Regulated Consumer Product | Weatherized Non-Condensing Gas | 1248 | 253 |  | 04/11/2023 | 60151 | 212005721 | 05/25/2023
Carrier Corp. - Indianapolis | Grandaire | WPG4484130RKK* | Federally-Regulated Consumer Product | Weatherized Non-Condensing Gas | 2038 | 288 |  | 04/11/2023 | 127500 | 212005740 | 05/25/2023
Carrier Corp. - Indianapolis | Grandaire | WPG4244040RKK* | Federally-Regulated Consumer Product | Weatherized Non-Condensing Gas | 1004 | 243 |  | 04/11/2023 | 39874 | 212005712 | 05/25/2023
Carrier Corp. - Indianapolis | Grandaire | WPG4604090LKK* | Federally-Regulated Consumer Product | Weatherized Non-Condensing Gas | 2142 | 293 |  | 04/11/2023 | 89758 | 212028140 | 05/25/2023
Carrier Corp. - Indianapolis | Grandaire | WPG4304040RKK* | Federally-Regulated Consumer Product | Weatherized Non-Condensing Gas | 1119 | 248 |  | 04/11/2023 | 40289 | 212005718 | 05/25/2023
Carrier Corp. - Indianapolis | Grandaire | WPG4364090LKK* | Federally-Regulated Consumer Product | Weatherized Non-Condensing Gas | 1353 | 258 |  | 04/11/2023 | 89606 | 212005758 | 05/25/2023
Carrier Corp. - Indianapolis | Grandaire | WPG4304060LKK* | Federally-Regulated Consumer Product | Weatherized Non-Condensing Gas | 1248 | 253 |  | 04/11/2023 | 60151 | 212005751 | 05/25/2023
Carrier Corp. - Indianapolis | Grandaire | WPG4484090RKK* | Federally-Regulated Consumer Product | Weatherized Non-Condensing Gas | 2142 | 293 |  | 04/11/2023 | 89758 | 212005734 | 05/25/2023
Carrier Corp. - Indianapolis | Grandaire | WPG4244040LKK* | Federally-Regulated Consumer Product | Weatherized Non-Condensing Gas | 1004 | 243 |  | 04/11/2023 | 39874 | 212005742 | 05/25/2023
Carrier Corp. - Indianapolis | Grandaire | WPG4604115LKK* | Federally-Regulated Consumer Product | Weatherized Non-Condensing Gas | 2156 | 293 |  | 04/11/2023 | 114957 | 212028142 | 05/25/2023
Carrier Corp. - Indianapolis | Grandaire | WPG4364060UKK* | Federally-Regulated Consumer Product | Weatherized Non-Condensing Gas | 1442 | 262 |  | 04/11/2023 | 60044 | 212005784 | 05/25/2023
Carrier Corp. - Indianapolis | Grandaire | WPG4424090UKK* | Federally-Regulated Consumer Product | Weatherized Non-Condensing Gas | 1479 | 264 |  | 04/11/2023 | 89913 | 212005788 | 05/25/2023
Carrier Corp. - Indianapolis | Grandaire | WPG4364090RKK* | Federally-Regulated Consumer Product | Weatherized Non-Condensing Gas | 1353 | 258 |  | 04/11/2023 | 89606 | 212005725 | 05/25/2023
Carrier Corp. - Indianapolis | Grandaire | WPG4484090UKK* | Federally-Regulated Consumer Product | Weatherized Non-Condensing Gas | 2114 | 292 |  | 04/11/2023 | 89429 | 212005791 | 05/25/2023
Carrier Corp. - Indianapolis | Grandaire | WPG4484090LKK* | Federally-Regulated Consumer Product | Weatherized Non-Condensing Gas | 2142 | 293 |  | 04/11/2023 | 89758 | 212005765 | 05/25/2023
Carrier Corp. - Indianapolis | Grandaire | WPG4304040LKK* | Federally-Regulated Consumer Product | Weatherized Non-Condensing Gas | 1119 | 248 |  | 04/11/2023 | 40289 | 212005750 | 05/25/2023
Carrier Corp. - Indianapolis | Grandaire | WPG4604090UKK* | Federally-Regulated Consumer Product | Weatherized Non-Condensing Gas | 2114 | 292 |  | 04/11/2023 | 89429 | 212028145 | 05/25/2023
Carrier Corp. - Indianapolis | Grandaire | WPG4364060RKK* | Federally-Regulated Consumer Product | Weatherized Non-Condensing Gas | 1312 | 256 |  | 04/11/2023 | 60638 | 212005723 | 05/25/2023
Carrier Corp. - Indianapolis | Grandaire | WPG4244060LKK* | Federally-Regulated Consumer Product | Weatherized Non-Condensing Gas | 1084 | 246 |  | 04/11/2023 | 60632 | 212005745 | 05/25/2023
Carrier Corp. - Indianapolis | Grandaire | WPG4424060LKK* | Federally-Regulated Consumer Product | Weatherized Non-Condensing Gas | 1478 | 264 |  | 04/11/2023 | 60485 | 212005760 | 05/25/2023
Carrier Corp. - Indianapolis | Grandaire | WPG4604115RKK* | Federally-Regulated Consumer Product | Weatherized Non-Condensing Gas | 2156 | 293 |  | 04/11/2023 | 114957 | 212028137 | 05/25/2023
Carrier Corp. - Indianapolis | Grandaire | WPG4424060RKK* | Federally-Regulated Consumer Product | Weatherized Non-Condensing Gas | 1478 | 264 |  | 04/11/2023 | 60485 | 212005728 | 05/25/2023
Carrier Corp. - Indianapolis | Grandaire | WPG4244040UKK* | Federally-Regulated Consumer Product | Weatherized Non-Condensing Gas | 933 | 240 |  | 04/11/2023 | 45607 | 212005773 | 05/25/2023
Carrier Corp. - Indianapolis | Grandaire | WPG4484115LKK* | Federally-Regulated Consumer Product | Weatherized Non-Condensing Gas | 2156 | 293 |  | 04/11/2023 | 114957 | 212005768 | 05/25/2023
Carrier Corp. - Indianapolis | Grandaire | WPG4304060UKK* | Federally-Regulated Consumer Product | Weatherized Non-Condensing Gas | 1188 | 251 |  | 04/11/2023 | 60125 | 212005782 | 05/25/2023
Carrier Corp. - Indianapolis | Grandaire | WPG4604090RKK* | Federally-Regulated Consumer Product | Weatherized Non-Condensing Gas | 2142 | 293 |  | 04/11/2023 | 89758 | 212028134 | 05/25/2023
Carrier Corp. - Indianapolis | Grandaire | WPG4424090LKK* | Federally-Regulated Consumer Product | Weatherized Non-Condensing Gas | 1434 | 262 |  | 04/11/2023 | 89946 | 212005762 | 05/25/2023
Carrier Corp. - Indianapolis | Grandaire | WPG4244060UKK* | Federally-Regulated Consumer Product | Weatherized Non-Condensing Gas | 1073 | 246 |  | 04/11/2023 | 60498 | 212005776 | 05/25/2023
Carrier Corp. - Indianapolis | Grandaire | WPG4244060RKK* | Federally-Regulated Consumer Product | Weatherized Non-Condensing Gas | 1084 | 246 |  | 04/11/2023 | 60632 | 212005714 | 05/25/2023
Carrier Corp. - Indianapolis | Grandaire | WPG4604130RKK* | Federally-Regulated Consumer Product | Weatherized Non-Condensing Gas | 2038 | 288 |  | 04/11/2023 | 127500 | 212028138 | 05/25/2023
Carrier Corp. - Indianapolis | Grandaire | WPG4424060UKK* | Federally-Regulated Consumer Product | Weatherized Non-Condensing Gas | 1413 | 261 |  | 04/11/2023 | 59753 | 212005786 | 05/25/2023
Carrier Corp. - Indianapolis | Grandaire | WPG4604130LKK* | Federally-Regulated Consumer Product | Weatherized Non-Condensing Gas | 2038 | 288 |  | 04/11/2023 | 127500 | 212028143 | 05/25/2023
Carrier Corp. - Indianapolis | Grandaire | WPG4484115RKK* | Federally-Regulated Consumer Product | Weatherized Non-Condensing Gas | 2156 | 293 |  | 04/11/2023 | 114957 | 212005738 | 05/25/2023
Carrier Corp. - Indianapolis | Grandaire | WPG4484130LKK* | Federally-Regulated Consumer Product | Weatherized Non-Condensing Gas | 2038 | 288 |  | 04/11/2023 | 127500 | 212005771 | 05/25/2023
Carrier Corp. - Indianapolis | Grandaire | WPG4304040UKK* | Federally-Regulated Consumer Product | Weatherized Non-Condensing Gas | 1121 | 248 |  | 04/11/2023 | 45305 | 212005778 | 05/25/2023
Lennox Industries Inc. | Century | GUH96C110C5M | Federally-Regulated Consumer Product | Non-Weatherized, Condensing Ga | 2018 | 284 |  | 05/25/2023 | 110619 | 212396516 | 05/25/2023
Lennox Industries Inc. | Century | GUH96C045B3M | Federally-Regulated Consumer Product | Non-Weatherized, Condensing Ga | 1284 | 251 |  | 05/25/2023 | 44162 | 212396510 | 05/25/2023
Lennox Industries Inc. | Century | GUH80X100C5M* | Federally-Regulated Consumer Product | Non-Weatherized, Non-Condensin | 2162 | 277 |  | 05/25/2023 | 100221 | 211899384 | 05/25/2023
Lennox Industries Inc. | Century | GUH80X080B4M-* | Federally-Regulated Consumer Product | Non-Weatherized, Non-Condensin | 1688 | 256 |  | 05/25/2023 | 79662 | 211899383 | 05/25/2023
Lennox Industries Inc. | Century | GUH96C135D5M | Federally-Regulated Consumer Product | Non-Weatherized, Condensing Ga | 2388 | 300 |  | 05/25/2023 | 132320 | 212396518 | 05/25/2023
Lennox Industries Inc. | Century | GUH80X040A3M-* | Federally-Regulated Consumer Product | Non-Weatherized, Non-Condensin | 1322 | 240 |  | 05/25/2023 | 40067 | 211899381 | 05/25/2023
Lennox Industries Inc. | Century | GUH80X060A3M-* | Federally-Regulated Consumer Product | Non-Weatherized, Non-Condensin | 1277 | 238 |  | 05/25/2023 | 59863 | 211899382 | 05/25/2023
Lennox Industries Inc. | Century | GDD96C070B4M | Federally-Regulated Consumer Product | Non-Weatherized, Condensing Ga | 1473 | 260 |  | 05/25/2023 | 66322 | 212396522 | 05/25/2023
Lennox Industries Inc. | Century | GUH96C070B3M | Federally-Regulated Consumer Product | Non-Weatherized, Condensing Ga | 1298 | 252 |  | 05/25/2023 | 65683 | 212396512 | 05/25/2023
Lennox Industries Inc. | Century | GDD96C045B3M | Federally-Regulated Consumer Product | Non-Weatherized, Condensing Ga | 1250 | 250 |  | 05/25/2023 | 44206 | 212396520 | 05/25/2023
Lennox Industries Inc. | Century | GDD96C110C5M | Federally-Regulated Consumer Product | Non-Weatherized, Condensing Ga | 2033 | 284 |  | 05/25/2023 | 111365 | 212396526 | 05/25/2023
Lennox Industries Inc. | Century | GUH96C090C4M | Federally-Regulated Consumer Product | Non-Weatherized, Condensing Ga | 1566 | 264 |  | 05/25/2023 | 87748 | 212396514 | 05/25/2023
Lennox Industries Inc. | Century | GDD96C090C4M | Federally-Regulated Consumer Product | Non-Weatherized, Condensing Ga | 1542 | 263 |  | 05/25/2023 | 88229 | 212396524 | 05/25/2023
Johnson Controls, Inc. | EVCON BY JOHNSON CONTROLS | PHG4A240752X4 | Federally-Regulated Consumer Product | Weatherized Non-Condensing Gas | 1298 | 255 |  | 08/18/2022 | 75357 | 206338234 | 05/25/2023
Johnson Controls, Inc. | EVCON BY JOHNSON CONTROLS | RGF1L040AE12MP12 | Federally-Regulated Consumer Product | Non-Weatherized, Non-Condensin | 1303 | 235 |  | 05/23/2023 | 39958 | 203324399 | 05/25/2023
Johnson Controls, Inc. | EVCON BY JOHNSON CONTROLS | PCG4A360752X4 | Federally-Regulated Consumer Product | Weatherized Non-Condensing Gas | 1384 | 259 |  | 12/01/2021 | 75187 | 206077417 | 05/25/2023
Johnson Controls, Inc. | EVCON BY JOHNSON CONTROLS | PHG4A300752X4 | Federally-Regulated Consumer Product | Weatherized Non-Condensing Gas | 1378 | 258 |  | 08/18/2022 | 75000 | 206338241 | 05/25/2023
Johnson Controls, Inc. | EVCON BY JOHNSON CONTROLS | RL18080C16MPS1 | Federally-Regulated Consumer Product | Non-Weatherized, Non-Condensin | 1687 | 255 |  | 04/18/2023 | 79867 | 211900268 | 05/25/2023
Johnson Controls, Inc. | EVCON BY JOHNSON CONTROLS | DGAX070BDT* | Federally-Regulated Consumer Product | Mobile Home Non-Weatherized, N | 1581 | 328 | 334.251 | 10/09/2019 |  |  | 05/25/2023
Johnson Controls, Inc. | EVCON BY JOHNSON CONTROLS | RGF1L080BE12MP12 | Federally-Regulated Consumer Product | Non-Weatherized, Non-Condensin | 1290 | 234 |  | 05/23/2023 | 79548 | 203324401 | 05/25/2023
Johnson Controls, Inc. | EVCON BY JOHNSON CONTROLS | RL18080B12MPS1 | Federally-Regulated Consumer Product | Non-Weatherized, Non-Condensin | 1601 | 251 |  | 04/18/2023 | 80463 | 211900267 | 05/25/2023
Johnson Controls, Inc. | EVCON BY JOHNSON CONTROLS | RL18100C20MPS1 | Federally-Regulated Consumer Product | Non-Weatherized, Non-Condensin | 1937 | 266 |  | 04/18/2023 | 99769 | 211900272 | 05/25/2023
Johnson Controls, Inc. | EVCON BY JOHNSON CONTROLS | PCG4A240502X4 | Federally-Regulated Consumer Product | Weatherized Non-Condensing Gas | 1157 | 249 |  | 08/18/2022 | 50486 | 206077366 | 05/25/2023
Johnson Controls, Inc. | EVCON BY JOHNSON CONTROLS | PCG4A240752X4 | Federally-Regulated Consumer Product | Weatherized Non-Condensing Gas | 1221 | 251 |  | 12/01/2021 | 75481 | 206077376 | 05/25/2023
Johnson Controls, Inc. | EVCON BY JOHNSON CONTROLS | RL18060A12MPS1 | Federally-Regulated Consumer Product | Non-Weatherized, Non-Condensin | 1336 | 240 |  | 04/18/2023 | 60538 | 211900266 | 05/25/2023
Johnson Controls, Inc. | EVCON BY JOHNSON CONTROLS | RGF1L120CE16MP12 | Federally-Regulated Consumer Product | Non-Weatherized, Non-Condensin | 1719 | 252 |  | 05/23/2023 | 118964 | 203324407 | 05/25/2023
Johnson Controls, Inc. | EVCON BY JOHNSON CONTROLS | PCG4A300502X4 | Federally-Regulated Consumer Product | Weatherized Non-Condensing Gas | 1205 | 251 |  | 08/18/2022 | 50202 | 206077387 | 05/25/2023
Johnson Controls, Inc. | EVCON BY JOHNSON CONTROLS | PCG4B601002X4 | Federally-Regulated Consumer Product | Weatherized Non-Condensing Gas | 2310 | 299 |  | 01/17/2023 | 99590 | 206077578 | 05/25/2023
Johnson Controls, Inc. | EVCON BY JOHNSON CONTROLS | PCG4A360502X4 | Federally-Regulated Consumer Product | Weatherized Non-Condensing Gas | 1346 | 257 |  | 12/01/2021 | 50288 | 206077406 | 05/25/2023
Johnson Controls, Inc. | EVCON BY JOHNSON CONTROLS | PHG4B481002X4 | Federally-Regulated Consumer Product | Weatherized Non-Condensing Gas | 1939 | 283 |  | 08/18/2022 | 100440 | 206338269 | 05/25/2023
Johnson Controls, Inc. | EVCON BY JOHNSON CONTROLS | RGF1L080CE16MP12 | Federally-Regulated Consumer Product | Non-Weatherized, Non-Condensin | 1616 | 248 |  | 05/23/2023 | 79634 | 203324402 | 05/25/2023
Johnson Controls, Inc. | EVCON BY JOHNSON CONTROLS | RGF1L080CE20MP12 | Federally-Regulated Consumer Product | Non-Weatherized, Non-Condensin | 2104 | 269 |  | 05/23/2023 | 80073 | 203324403 | 05/25/2023
Johnson Controls, Inc. | EVCON BY JOHNSON CONTROLS | RL18130D20MPS1 | Federally-Regulated Consumer Product | Non-Weatherized, Non-Condensin | 2041 | 270 |  | 04/18/2023 | 131773 | 211900275 | 05/25/2023
Johnson Controls, Inc. | EVCON BY JOHNSON CONTROLS | PCG4A361002X4 | Federally-Regulated Consumer Product | Weatherized Non-Condensing Gas | 1538 | 265 |  | 12/01/2021 | 100492 | 206077426 | 05/25/2023
Johnson Controls, Inc. | EVCON BY JOHNSON CONTROLS | PHG4B420652X4 | Federally-Regulated Consumer Product | Weatherized Non-Condensing Gas | 1722 | 273 |  | 12/22/2021 | 65857 | 206338255 | 05/25/2023
Johnson Controls, Inc. | EVCON BY JOHNSON CONTROLS | PCG4B601252X4 | Federally-Regulated Consumer Product | Weatherized Non-Condensing Gas | 2166 | 293 |  | 12/01/2021 | 125911 | 206077585 | 05/25/2023
Johnson Controls, Inc. | EVCON BY JOHNSON CONTROLS | RGF1L130DE20MP12 | Federally-Regulated Consumer Product | Non-Weatherized, Non-Condensin | 2178 | 272 |  | 05/23/2023 | 130606 | 203324409 | 05/25/2023
Johnson Controls, Inc. | EVCON BY JOHNSON CONTROLS | RL18040A12MPS1 | Federally-Regulated Consumer Product | Non-Weatherized, Non-Condensin | 1353 | 240 |  | 04/18/2023 | 40218 | 211900265 | 05/25/2023
Johnson Controls, Inc. | EVCON BY JOHNSON CONTROLS | DGAX077BDT* | Federally-Regulated Consumer Product | Mobile Home Non-Weatherized, N | 1550 | 325 | 332.05 | 10/09/2019 |  |  | 05/25/2023
Johnson Controls, Inc. | EVCON BY JOHNSON CONTROLS | PCG4B481002X4 | Federally-Regulated Consumer Product | Weatherized Non-Condensing Gas | 1684 | 272 |  | 12/01/2021 | 101771 | 206077557 | 05/25/2023
Johnson Controls, Inc. | EVCON BY JOHNSON CONTROLS | PHG4B481252X4 | Federally-Regulated Consumer Product | Weatherized Non-Condensing Gas | 2057 | 288 |  | 08/18/2022 | 125500 | 206338276 | 05/25/2023
Johnson Controls, Inc. | EVCON BY JOHNSON CONTROLS | PCG4B481252X4 | Federally-Regulated Consumer Product | Weatherized Non-Condensing Gas | 1962 | 284 |  | 12/01/2021 | 126252 | 206077564 | 05/25/2023
Johnson Controls, Inc. | EVCON BY JOHNSON CONTROLS | PHG4B601252X4 | Federally-Regulated Consumer Product | Weatherized Non-Condensing Gas | 2272 | 297 |  | 08/18/2022 | 124490 | 206338283 | 05/25/2023
Johnson Controls, Inc. | EVCON BY JOHNSON CONTROLS | PHG4B421002X4 | Federally-Regulated Consumer Product | Weatherized Non-Condensing Gas | 1590 | 268 |  | 08/18/2022 | 98490 | 206338262 | 05/25/2023
Johnson Controls, Inc. | EVCON BY JOHNSON CONTROLS | PCG4B600652L1 | Federally-Regulated Consumer Product | Weatherized Non-Condensing Gas | 2381 | 302 |  | 09/30/2020 | 64992 | 205963024 | 05/25/2023
Johnson Controls, Inc. | EVCON BY JOHNSON CONTROLS | DGAX090BDT* | Federally-Regulated Consumer Product | Mobile Home Non-Weatherized, N | 1603 | 329 | 335.813 | 10/09/2019 |  |  | 05/25/2023
Johnson Controls, Inc. | EVCON BY JOHNSON CONTROLS | PCG4A421002X4 | Federally-Regulated Consumer Product | Weatherized Non-Condensing Gas | 1919 | 282 |  | 08/18/2022 | 99730 | 206077446 | 05/25/2023
Johnson Controls, Inc. | EVCON BY JOHNSON CONTROLS | RGF1L100CE16MP12 | Federally-Regulated Consumer Product | Non-Weatherized, Non-Condensin | 1717 | 252 |  | 05/23/2023 | 99043 | 203324405 | 05/25/2023
Johnson Controls, Inc. | EVCON BY JOHNSON CONTROLS | PHG4B361002X4 | Federally-Regulated Consumer Product | Weatherized Non-Condensing Gas | 1564 | 266 |  | 08/18/2022 | 99580 | 206338248 | 05/25/2023
Johnson Controls, Inc. | EVCON BY JOHNSON CONTROLS | PCG4A300752X4 | Federally-Regulated Consumer Product | Weatherized Non-Condensing Gas | 1191 | 250 |  | 12/01/2021 | 75681 | 206077397 | 05/25/2023
Johnson Controls, Inc. | EVCON BY JOHNSON CONTROLS | RL18120C16MPS1 | Federally-Regulated Consumer Product | Non-Weatherized, Non-Condensin | 2014 | 269 |  | 04/18/2023 | 120343 | 211900273 | 05/25/2023
Johnson Controls, Inc. | EVCON BY JOHNSON CONTROLS | PCG4B480652X4 | Federally-Regulated Consumer Product | Weatherized Non-Condensing Gas | 1823 | 278 |  | 12/01/2021 | 65339 | 206077550 | 05/25/2023
Johnson Controls, Inc. | EVCON BY JOHNSON CONTROLS | PCG4A240502L1 | Federally-Regulated Consumer Product | Weatherized Non-Condensing Gas | 1181 | 250 |  | 09/30/2020 | 49661 | 205963009 | 05/25/2023
Johnson Controls, Inc. | EVCON BY JOHNSON CONTROLS | RL18120C20MPS1 | Federally-Regulated Consumer Product | Non-Weatherized, Non-Condensin | 1968 | 267 |  | 04/18/2023 | 119627 | 211900274 | 05/25/2023
Johnson Controls, Inc. | EVCON BY JOHNSON CONTROLS | RL18100C16MPS1 | Federally-Regulated Consumer Product | Non-Weatherized, Non-Condensin | 1748 | 258 |  | 04/18/2023 | 101093 | 211900271 | 05/25/2023
Johnson Controls, Inc. | EVCON BY JOHNSON CONTROLS | PCG4B480652L1 | Federally-Regulated Consumer Product | Weatherized Non-Condensing Gas | 1494 | 263 |  | 09/30/2020 | 64746 | 205963019 | 05/25/2023
Johnson Controls, Inc. | EVCON BY JOHNSON CONTROLS | RL18080C20MPS1 | Federally-Regulated Consumer Product | Non-Weatherized, Non-Condensin | 1904 | 264 |  | 04/18/2023 | 79768 | 211900269 | 05/25/2023
Johnson Controls, Inc. | EVCON BY JOHNSON CONTROLS | PCG4A360502L1 | Federally-Regulated Consumer Product | Weatherized Non-Condensing Gas | 1087 | 246 |  | 09/30/2020 | 50515 | 205963014 | 05/25/2023
Johnson Controls, Inc. | EVCON BY JOHNSON CONTROLS | PCG4B600652X4 | Federally-Regulated Consumer Product | Weatherized Non-Condensing Gas | 2015 | 286 |  | 12/01/2021 | 64842 | 206077571 | 05/25/2023
Johnson Controls, Inc. | EVCON BY JOHNSON CONTROLS | RGF1L100BE12MP12 | Federally-Regulated Consumer Product | Non-Weatherized, Non-Condensin | 1560 | 246 |  | 05/23/2023 | 100501 | 203324404 | 05/25/2023
Johnson Controls, Inc. | EVCON BY JOHNSON CONTROLS | RGF1L120CE20MP12 | Federally-Regulated Consumer Product | Non-Weatherized, Non-Condensin | 2201 | 273 |  | 05/23/2023 | 119730 | 203324408 | 05/25/2023
Johnson Controls, Inc. | EVCON BY JOHNSON CONTROLS | RGF1L060AE12MP12 | Federally-Regulated Consumer Product | Non-Weatherized, Non-Condensin | 1311 | 235 |  | 05/23/2023 | 60267 | 203324400 | 05/25/2023
Johnson Controls, Inc. | EVCON BY JOHNSON CONTROLS | PCG4A420752X4 | Federally-Regulated Consumer Product | Weatherized Non-Condensing Gas | 2008 | 286 |  | 08/18/2022 | 74590 | 206077436 | 05/25/2023
Johnson Controls, Inc. | EVCON BY JOHNSON CONTROLS | RGF1L100CE20MP12 | Federally-Regulated Consumer Product | Non-Weatherized, Non-Condensin | 2196 | 273 |  | 05/23/2023 | 99867 | 203324406 | 05/25/2023
Johnson Controls, Inc. | EVCON BY JOHNSON CONTROLS | RL18100B12MPS1 | Federally-Regulated Consumer Product | Non-Weatherized, Non-Condensin | 1557 | 249 |  | 04/18/2023 | 100520 | 211900270 | 05/25/2023
Johnson Controls, Inc. | EVCON BY JOHNSON CONTROLS | DGAX056BDT* | Federally-Regulated Consumer Product | Mobile Home Non-Weatherized, N | 1571 | 327 | 333.541 | 10/09/2019 |  |  | 05/25/2023
Dettson Industries, Inc. | Dettson | C15-2-V | Federally-Regulated Consumer Product | Non-Weatherized, Condensing Ga | 1263 | 251 |  | 05/25/2023 | 10549 | 208676264 | 05/25/2023
Dettson Industries, Inc. | Dettson | C120-M-V* | Federally-Regulated Consumer Product | Non-Weatherized, Condensing Ga | 2025 | 283 |  | 05/25/2023 | 47930 | 8784502 | 05/25/2023
Dettson Industries, Inc. | Dettson | C60-2-V | Federally-Regulated Consumer Product | Mobile Home Non-Weatherized, C | 1301 | 251 |  | 05/25/2023 | 42154 | 7159344 | 05/25/2023
Dettson Industries, Inc. | Dettson | C45-M-S* | Federally-Regulated Consumer Product | Mobile Home Non-Weatherized, C | 855 | 231 |  | 05/25/2023 | 17836 | 201755645 | 05/25/2023
Dettson Industries, Inc. | Dettson | C45-M-S | Federally-Regulated Consumer Product | Mobile Home Non-Weatherized, C | 855 | 231 |  | 05/25/2023 | 17836 | 201755644 | 05/25/2023
Dettson Industries, Inc. | Dettson | C45-M-V* | Federally-Regulated Consumer Product | Non-Weatherized, Condensing Ga | 831 | 230 |  | 05/25/2023 | 17961 | 7489196 | 05/25/2023
Dettson Industries, Inc. | Dettson | C30-M-S* | Federally-Regulated Consumer Product | Non-Weatherized, Condensing Ga | 680 | 224 |  | 05/25/2023 | 11840 | 201755642 | 05/25/2023
Dettson Industries, Inc. | Dettson | C75-M-V* | Federally-Regulated Consumer Product | Non-Weatherized, Condensing Ga | 1537 | 262 |  | 05/25/2023 | 27188 | 8858513 | 05/25/2023
Dettson Industries, Inc. | Dettson | C105-M-V* | Federally-Regulated Consumer Product | Non-Weatherized, Condensing Ga | 2025 | 281 |  | 05/25/2023 | 41655 | 8171779 | 05/25/2023
Dettson Industries, Inc. | Dettson | C75-M-V | Federally-Regulated Consumer Product | Mobile Home Non-Weatherized, C | 1537 | 262 |  | 05/25/2023 | 27188 | 8858512 | 05/25/2023
Dettson Industries, Inc. | Dettson | C30-M-V | Federally-Regulated Consumer Product | Mobile Home Non-Weatherized, C | 716 | 224 |  | 05/25/2023 | 11776 | 8859521 | 05/25/2023
Dettson Industries, Inc. | Dettson | C45-M-V | Federally-Regulated Consumer Product | Mobile Home Non-Weatherized, C | 831 | 230 |  | 05/25/2023 | 17961 | 7170619 | 05/25/2023
Dettson Industries, Inc. | Dettson | C15-M-S* | Federally-Regulated Consumer Product | Non-Weatherized, Condensing Ga | 743 | 227 |  | 05/25/2023 | 5872 | 201755639 | 05/25/2023
Dettson Industries, Inc. | Dettson | CC15-M-V | Federally-Regulated Consumer Product | Mobile Home Non-Weatherized, C | 495 | 215 |  | 05/25/2023 | 5949 | 201755401 | 05/25/2023
Dettson Industries, Inc. | Dettson | C105-M-V | Federally-Regulated Consumer Product | Mobile Home Non-Weatherized, C | 2025 | 281 |  | 05/25/2023 | 41655 | 8171778 | 05/25/2023
Dettson Industries, Inc. | Dettson | C15-M-V | Federally-Regulated Consumer Product | Mobile Home Non-Weatherized, C | 840 | 232 |  | 05/25/2023 | 5936 | 8858813 | 05/25/2023
Dettson Industries, Inc. | Dettson | C45-2-V | Federally-Regulated Consumer Product | Mobile Home Non-Weatherized, C | 1157 | 245 |  | 05/25/2023 | 31372 | 7170683 | 05/25/2023
Dettson Industries, Inc. | Dettson | C120-M-V | Federally-Regulated Consumer Product | Mobile Home Non-Weatherized, C | 2025 | 283 |  | 05/25/2023 | 47930 | 8784501 | 05/25/2023
Dettson Industries, Inc. | Dettson | C30-M-S | Federally-Regulated Consumer Product | Mobile Home Non-Weatherized, C | 680 | 224 |  | 05/25/2023 | 11840 | 201755641 | 05/25/2023
Dettson Industries, Inc. | Dettson | C45-2-V* | Federally-Regulated Consumer Product | Non-Weatherized, Condensing Ga | 1157 | 245 |  | 05/25/2023 | 31372 | 7489195 | 05/25/2023
Dettson Industries, Inc. | Dettson | C60-M-V | Federally-Regulated Consumer Product | Mobile Home Non-Weatherized, C | 1539 | 262 |  | 05/25/2023 | 24408 | 8858510 | 05/25/2023
Dettson Industries, Inc. | Dettson | C60-2-V* | Federally-Regulated Consumer Product | Non-Weatherized, Condensing Ga | 1301 | 251 |  | 05/25/2023 | 42154 | 7489197 | 05/25/2023
Dettson Industries, Inc. | Dettson | C15-M-V* | Federally-Regulated Consumer Product | Non-Weatherized, Condensing Ga | 840 | 232 |  | 05/25/2023 | 5936 | 8858971 | 05/25/2023
Allied Air | BLUERIDGE | BPRPGE1436-090EP-* | Federally-Regulated Consumer Product | Weatherized Non-Condensing Gas | 1382 | 260 |  | 11/10/2022 | 89107 | 206901364 | 05/25/2023
Allied Air | BLUERIDGE | BG802UH110CV20-* | Federally-Regulated Consumer Product | Non-Weatherized, Non-Condensin | 2230 | 280 |  | 11/18/2020 | 72566 | 203330678 | 05/25/2023
Allied Air | BLUERIDGE | BG801UH070BE12-* | Federally-Regulated Consumer Product | Non-Weatherized, Non-Condensin | 1361 | 242 |  | 11/18/2020 | 65645 | 203330679 | 05/25/2023
Allied Air | BLUERIDGE | BG961UH045BE12 | Federally-Regulated Consumer Product | Non-Weatherized, Condensing Ga | 1284 | 251 |  | 05/18/2022 | 44162 | 203330712 | 05/25/2023
Allied Air | BLUERIDGE | BG951UH110CE20-* | Federally-Regulated Consumer Product | Non-Weatherized, Condensing Ga | 1988 | 282 |  | 05/18/2022 | 109853 | 203330701 | 05/25/2023
Allied Air | BLUERIDGE | BG951UH070BE12-* | Federally-Regulated Consumer Product | Non-Weatherized, Condensing Ga | 1316 | 253 |  | 05/18/2022 | 66799 | 203330699 | 05/25/2023
Allied Air | BLUERIDGE | BG961UH090CE16 | Federally-Regulated Consumer Product | Non-Weatherized, Condensing Ga | 1566 | 264 |  | 05/18/2022 | 87748 | 203330714 | 05/25/2023
Allied Air | BLUERIDGE | BG961UH110CE20 | Federally-Regulated Consumer Product | Non-Weatherized, Condensing Ga | 2018 | 284 |  | 05/18/2022 | 110619 | 203330715 | 05/25/2023
Allied Air | BLUERIDGE | BG802UH070AV12-* | Federally-Regulated Consumer Product | Non-Weatherized, Non-Condensin | 1336 | 241 |  | 11/18/2020 | 43159 | 203330676 | 05/25/2023
Allied Air | BLUERIDGE | BG802UH090BV16-* | Federally-Regulated Consumer Product | Non-Weatherized, Non-Condensin | 1811 | 262 |  | 11/18/2020 | 57033 | 203330677 | 05/25/2023
Allied Air | BLUERIDGE | BG801UH090BE16-* | Federally-Regulated Consumer Product | Non-Weatherized, Non-Condensin | 1628 | 254 |  | 11/18/2020 | 87272 | 203330680 | 05/25/2023
Allied Air | BLUERIDGE | BPRPGE1460-126EP-* | Federally-Regulated Consumer Product | Weatherized Non-Condensing Gas | 1881 | 282 |  | 11/10/2022 | 125813 | 206901367 | 05/25/2023
Allied Air | BLUERIDGE | BPRPGE1424-054EP-* | Federally-Regulated Consumer Product | Weatherized Non-Condensing Gas | 1049 | 243 |  | 11/10/2022 | 53316 | 206901360 | 05/25/2023
Allied Air | BLUERIDGE | BG951UH090CE16-* | Federally-Regulated Consumer Product | Non-Weatherized, Condensing Ga | 1535 | 263 |  | 05/18/2022 | 88204 | 203330700 | 05/25/2023
Allied Air | BLUERIDGE | BG951UH045BE12-* | Federally-Regulated Consumer Product | Non-Weatherized, Condensing Ga | 1282 | 251 |  | 05/18/2022 | 43901 | 203330698 | 05/25/2023
Allied Air | BLUERIDGE | BPRPGE1448-108EP-* | Federally-Regulated Consumer Product | Weatherized Non-Condensing Gas | 1751 | 276 |  | 11/10/2022 | 106967 | 206901366 | 05/25/2023
Allied Air | BLUERIDGE | BPRPGE1430-054EP-* | Federally-Regulated Consumer Product | Weatherized Non-Condensing Gas | 1049 | 243 |  | 11/10/2022 | 53316 | 206901361 | 05/25/2023
Allied Air | BLUERIDGE | BG801UH110CE20-* | Federally-Regulated Consumer Product | Non-Weatherized, Non-Condensin | 2053 | 272 |  | 11/18/2020 | 109478 | 203330682 | 05/25/2023
Allied Air | BLUERIDGE | BPRPGE1442-090EP-* | Federally-Regulated Consumer Product | Weatherized Non-Condensing Gas | 1348 | 254 |  | 11/10/2022 | 88991 | 206901365 | 05/25/2023
Allied Air | BLUERIDGE | BG801UH090CE20-* | Federally-Regulated Consumer Product | Non-Weatherized, Non-Condensin | 2081 | 274 |  | 11/18/2020 | 87931 | 203330681 | 05/25/2023
Allied Air | BLUERIDGE | BPRPGE1430-072EP-* | Federally-Regulated Consumer Product | Weatherized Non-Condensing Gas | 1100 | 247 |  | 11/10/2022 | 71693 | 206901362 | 05/25/2023
Allied Air | BLUERIDGE | BG961UH070BE12 | Federally-Regulated Consumer Product | Non-Weatherized, Condensing Ga | 1298 | 252 |  | 05/18/2022 | 65683 | 203330713 | 05/25/2023
Allied Air | MRCOOL | MGD95SE070B4XA | Federally-Regulated Consumer Product | Non-Weatherized, Condensing Ga | 1634 | 267 |  | 05/25/2023 | 65373 | 204085893 | 05/25/2023
Allied Air | MRCOOL | MPG42S090M414* | Federally-Regulated Consumer Product | Weatherized Non-Condensing Gas | 1348 | 254 |  | 05/25/2023 | 88991 | 204419765 | 05/25/2023
Allied Air | MRCOOL | MGM95SE045B3XA | Federally-Regulated Consumer Product | Non-Weatherized, Condensing Ga | 1282 | 251 |  | 05/25/2023 | 43901 | 204085887 | 05/25/2023
Allied Air | MRCOOL | MGM80SE135D5A | Federally-Regulated Consumer Product | Non-Weatherized, Non-Condensin | 2248 | 281 |  | 05/25/2023 | 132455 | 204085903 | 05/25/2023
Allied Air | MRCOOL | MGD95SE110C5XA | Federally-Regulated Consumer Product | Non-Weatherized, Condensing Ga | 2110 | 288 |  | 05/25/2023 | 110927 | 204085896 | 05/25/2023
Allied Air | MRCOOL | MPG48S108M414A-* | Federally-Regulated Consumer Product | Weatherized Non-Condensing Gas | 1751 | 276 |  | 05/25/2023 | 106967 | 206901372 | 05/25/2023
Allied Air | MRCOOL | MGM95SE110C5XA | Federally-Regulated Consumer Product | Non-Weatherized, Condensing Ga | 1988 | 282 |  | 05/25/2023 | 109859 | 204085890 | 05/25/2023
Allied Air | MRCOOL | MGM95SE090C4XA | Federally-Regulated Consumer Product | Non-Weatherized, Condensing Ga | 1535 | 263 |  | 05/25/2023 | 88204 | 204085889 | 05/25/2023
Allied Air | MRCOOL | MGD95SE045B3XA | Federally-Regulated Consumer Product | Non-Weatherized, Condensing Ga | 1222 | 249 |  | 05/25/2023 | 44213 | 204085892 | 05/25/2023
Allied Air | MRCOOL | MPG24S054M414A-* | Federally-Regulated Consumer Product | Weatherized Non-Condensing Gas | 1049 | 243 |  | 05/25/2023 | 53316 | 206901368 | 05/25/2023
Allied Air | MRCOOL | MGD95SE090C4XA | Federally-Regulated Consumer Product | Non-Weatherized, Condensing Ga | 1576 | 264 |  | 05/25/2023 | 87636 | 204085894 | 05/25/2023
Allied Air | MRCOOL | MPG24S054M414* | Federally-Regulated Consumer Product | Weatherized Non-Condensing Gas | 1049 | 243 |  | 05/25/2023 | 53316 | 204419762 | 05/25/2023
Allied Air | MRCOOL | MPG60S108M414* | Federally-Regulated Consumer Product | Weatherized Non-Condensing Gas | 1964 | 285 |  | 05/25/2023 | 107727 | 204419767 | 05/25/2023
Allied Air | MRCOOL | MGM80SE090B4A | Federally-Regulated Consumer Product | Non-Weatherized, Non-Condensin | 1628 | 254 |  | 05/25/2023 | 87272 | 204085899 | 05/25/2023
Allied Air | MRCOOL | MPG30S054M414* | Federally-Regulated Consumer Product | Weatherized Non-Condensing Gas | 1049 | 243 |  | 05/25/2023 | 53316 | 204419763 | 05/25/2023
Allied Air | MRCOOL | MPG30S054M414A-* | Federally-Regulated Consumer Product | Weatherized Non-Condensing Gas | 1049 | 243 |  | 05/25/2023 | 53316 | 206901369 | 05/25/2023
Allied Air | MRCOOL | MGM80SE090C5A | Federally-Regulated Consumer Product | Non-Weatherized, Non-Condensin | 2081 | 274 |  | 05/25/2023 | 87931 | 204085900 | 05/25/2023
Allied Air | MRCOOL | MGM95SE070B3XA | Federally-Regulated Consumer Product | Non-Weatherized, Condensing Ga | 1316 | 253 |  | 05/25/2023 | 66799 | 204085888 | 05/25/2023
Allied Air | MRCOOL | MGD80SE110C5A | Federally-Regulated Consumer Product | Non-Weatherized, Non-Condensin | 2147 | 276 |  | 05/25/2023 | 111057 | 204085907 | 05/25/2023
Allied Air | MRCOOL | MGD80SE045A3A | Federally-Regulated Consumer Product | Non-Weatherized, Non-Condensin | 1233 | 236 |  | 05/25/2023 | 44020 | 204085904 | 05/25/2023
Allied Air | MRCOOL | MGM80SE070B3A | Federally-Regulated Consumer Product | Non-Weatherized, Non-Condensin | 1361 | 242 |  | 05/25/2023 | 65645 | 204085898 | 05/25/2023
Allied Air | MRCOOL | MGD80SE090B4A | Federally-Regulated Consumer Product | Non-Weatherized, Non-Condensin | 1639 | 254 |  | 05/25/2023 | 87767 | 204085906 | 05/25/2023
Allied Air | MRCOOL | MGM80SE045A3A | Federally-Regulated Consumer Product | Non-Weatherized, Non-Condensin | 1249 | 175 |  | 05/25/2023 | 43950 | 204085897 | 05/25/2023
Allied Air | MRCOOL | MGM95SE135D5XA | Federally-Regulated Consumer Product | Non-Weatherized, Condensing Ga | 2215 | 292 |  | 05/25/2023 | 130202 | 204085891 | 05/25/2023
Allied Air | MRCOOL | MPG36S090M414* | Federally-Regulated Consumer Product | Weatherized Non-Condensing Gas | 1382 | 260 |  | 05/25/2023 | 89107 | 204419764 | 05/25/2023
Allied Air | MRCOOL | MPG60S108M414A-* | Federally-Regulated Consumer Product | Weatherized Non-Condensing Gas | 1964 | 285 |  | 05/25/2023 | 107727 | 206901373 | 05/25/2023
Allied Air | MRCOOL | MPG36S090M414A-* | Federally-Regulated Consumer Product | Weatherized Non-Condensing Gas | 1382 | 260 |  | 05/25/2023 | 89107 | 206901370 | 05/25/2023
Allied Air | MRCOOL | MPG48S108M414* | Federally-Regulated Consumer Product | Weatherized Non-Condensing Gas | 1751 | 276 |  | 05/25/2023 | 106967 | 204419766 | 05/25/2023
Allied Air | MRCOOL | MGD80SE070B3A | Federally-Regulated Consumer Product | Non-Weatherized, Non-Condensin | 1369 | 242 |  | 05/25/2023 | 66107 | 204085905 | 05/25/2023
Allied Air | MRCOOL | MPG42S090M414A-* | Federally-Regulated Consumer Product | Weatherized Non-Condensing Gas | 1348 | 254 |  | 05/25/2023 | 88991 | 206901371 | 05/25/2023
Allied Air | MRCOOL | MGM80SE110C5A | Federally-Regulated Consumer Product | Non-Weatherized, Non-Condensin | 2053 | 272 |  | 05/25/2023 | 109478 | 204085901 | 05/25/2023
Carrier Corp. - Indianapolis | Goettl | F80CTL1102120A* | Federally-Regulated Consumer Product | Non-Weatherized, Non-Condensin | 2281 | 282 |  | 08/02/2022 | 72565 | 205961808 | 05/25/2023
Carrier Corp. - Indianapolis | Goettl | PDS448130K**0G* | Federally-Regulated Consumer Product | Weatherized Non-Condensing Gas | 2113 | 292 |  | 08/02/2022 | 127041 | 205962098 | 05/25/2023
Carrier Corp. - Indianapolis | Goettl | PGS448090K**0G* | Federally-Regulated Consumer Product | Weatherized Non-Condensing Gas | 2067 | 290 |  | 08/02/2022 | 90607 | 205962190 | 05/25/2023
Carrier Corp. - Indianapolis | Goettl | F97CMN0601714A*D | Federally-Regulated Consumer Product | Non-Weatherized, Condensing Ga | 1392 | 256 |  | 08/02/2022 | 23828 | 205961840 | 05/25/2023
Carrier Corp. - Indianapolis | Goettl | PGS436060K**0G* | Federally-Regulated Consumer Product | Weatherized Non-Condensing Gas | 1508 | 265 |  | 08/02/2022 | 60188 | 205962179 | 05/25/2023
Carrier Corp. - Indianapolis | Goettl | G80VTL0451412A* | Federally-Regulated Consumer Product | Non-Weatherized, Non-Condensin | 1205 | 235 |  | 08/02/2022 | 28909 | 207207225 | 05/25/2023
Carrier Corp. - Indianapolis | Goettl | N95ESN0801716A**D | Federally-Regulated Consumer Product | Mobile Home Non-Weatherized, C | 1771 | 273 |  | 08/02/2022 | 80331 | 205962009 | 05/25/2023
Carrier Corp. - Indianapolis | Goettl | PGS442060K**1G* | Federally-Regulated Consumer Product | Weatherized Non-Condensing Gas | 1514 | 266 |  | 08/02/2022 | 60394 | 205962185 | 05/25/2023
Carrier Corp. - Indianapolis | Goettl | PGD436060K**2G* | Federally-Regulated Consumer Product | Weatherized Non-Condensing Gas | 1642 | 271 |  | 08/02/2022 | 60562 | 205962118 | 05/25/2023
Carrier Corp. - Indianapolis | Goettl | PDS436090K**1G* | Federally-Regulated Consumer Product | Weatherized Non-Condensing Gas | 1584 | 269 |  | 08/02/2022 | 90364 | 205962089 | 05/25/2023
Carrier Corp. - Indianapolis | Goettl | PGR524060K**2G* | Federally-Regulated Consumer Product | Weatherized Non-Condensing Gas | 1136 | 248 |  | 08/02/2022 | 59157 | 207335467 | 05/25/2023
Carrier Corp. - Indianapolis | Goettl | F96CTN0601714A | Federally-Regulated Consumer Product | Non-Weatherized, Condensing Ga | 1364 | 255 |  | 08/02/2022 | 38749 | 205961811 | 05/25/2023
Carrier Corp. - Indianapolis | Goettl | N95ESU0802120A | Federally-Regulated Consumer Product | Non-Weatherized, Condensing Ga | 2136 | 289 |  | 08/02/2022 | 79889 | 205962031 | 05/25/2023
Carrier Corp. - Indianapolis | Goettl | PDD424060K**1G* | Federally-Regulated Consumer Product | Weatherized Non-Condensing Gas | 1285 | 256 |  | 08/02/2022 | 60738 | 205962053 | 05/25/2023
Carrier Corp. - Indianapolis | Goettl | N96VSN0802120A | Federally-Regulated Consumer Product | Non-Weatherized, Condensing Ga | 2231 | 293 |  | 08/02/2022 | 79961 | 205962044 | 05/25/2023
Carrier Corp. - Indianapolis | Goettl | PGS436060K**1G* | Federally-Regulated Consumer Product | Weatherized Non-Condensing Gas | 1508 | 265 |  | 08/02/2022 | 60188 | 205962180 | 05/25/2023
Carrier Corp. - Indianapolis | Goettl | PDS460130K**1G* | Federally-Regulated Consumer Product | Weatherized Non-Condensing Gas | 2025 | 288 |  | 08/02/2022 | 126976 | 205962105 | 05/25/2023
Carrier Corp. - Indianapolis | Goettl | N80ESL0451712A | Federally-Regulated Consumer Product | Non-Weatherized, Non-Condensin | 1206 | 235 |  | 08/02/2022 | 44058 | 205961913 | 05/25/2023
Carrier Corp. - Indianapolis | Goettl | N96VSN1002120A | Federally-Regulated Consumer Product | Non-Weatherized, Condensing Ga | 2188 | 291 |  | 08/02/2022 | 99935 | 205962046 | 05/25/2023
Carrier Corp. - Indianapolis | Goettl | F80CTL0901716A* | Federally-Regulated Consumer Product | Non-Weatherized, Non-Condensin | 1632 | 254 |  | 08/02/2022 | 58169 | 205961804 | 05/25/2023
Carrier Corp. - Indianapolis | Goettl | G80VTL0902120A* | Federally-Regulated Consumer Product | Non-Weatherized, Non-Condensin | 2025 | 271 |  | 08/02/2022 | 57947 | 207207229 | 05/25/2023
Carrier Corp. - Indianapolis | Goettl | G80VTL1102122A* | Federally-Regulated Consumer Product | Non-Weatherized, Non-Condensin | 2435 | 289 |  | 08/02/2022 | 72702 | 207207231 | 05/25/2023
Carrier Corp. - Indianapolis | Goettl | PGD424040K**1G* | Federally-Regulated Consumer Product | Weatherized Non-Condensing Gas | 1217 | 253 |  | 08/02/2022 | 40800 | 205962107 | 05/25/2023
Carrier Corp. - Indianapolis | Goettl | G80VTL0902120A | Federally-Regulated Consumer Product | Non-Weatherized, Non-Condensin | 2025 | 271 |  | 08/02/2022 | 57947 | 207207228 | 05/25/2023
Carrier Corp. - Indianapolis | Goettl | F96VTN0401712A*D | Federally-Regulated Consumer Product | Non-Weatherized, Condensing Ga | 1075 | 242 |  | 08/02/2022 | 25768 | 205961824 | 05/25/2023
Carrier Corp. - Indianapolis | Goettl | PGS424060K**0G* | Federally-Regulated Consumer Product | Weatherized Non-Condensing Gas | 1285 | 256 |  | 08/02/2022 | 60738 | 205962171 | 05/25/2023
Carrier Corp. - Indianapolis | Goettl | PGS436090K**1G* | Federally-Regulated Consumer Product | Weatherized Non-Condensing Gas | 1485 | 264 |  | 08/02/2022 | 90132 | 205962183 | 05/25/2023
Carrier Corp. - Indianapolis | Goettl | F96VTN0601412A | Federally-Regulated Consumer Product | Non-Weatherized, Condensing Ga | 1238 | 249 |  | 08/02/2022 | 39205 | 205961825 | 05/25/2023
Carrier Corp. - Indianapolis | Goettl | N95ESN0601714A | Federally-Regulated Consumer Product | Non-Weatherized, Condensing Ga | 1346 | 254 |  | 08/02/2022 | 60102 | 205962003 | 05/25/2023
Carrier Corp. - Indianapolis | Goettl | G95CSU0802120A | Federally-Regulated Consumer Product | Non-Weatherized, Condensing Ga | 2223 | 247 |  | 08/02/2022 | 79567 | 206237507 | 05/25/2023
Carrier Corp. - Indianapolis | Goettl | F96VTN0401712A | Federally-Regulated Consumer Product | Non-Weatherized, Condensing Ga | 1075 | 242 |  | 08/02/2022 | 25768 | 205961823 | 05/25/2023
Carrier Corp. - Indianapolis | Goettl | F97CMN0602120A | Federally-Regulated Consumer Product | Non-Weatherized, Condensing Ga | 1897 | 278 |  | 08/02/2022 | 24235 | 205961841 | 05/25/2023
Carrier Corp. - Indianapolis | Goettl | G80CSU0601716A | Federally-Regulated Consumer Product | Non-Weatherized, Non-Condensin | 1628 | 254 |  | 08/02/2022 | 59512 | 205961852 | 05/25/2023
Carrier Corp. - Indianapolis | Goettl | G80CTL0701412A* | Federally-Regulated Consumer Product | Non-Weatherized, Non-Condensin | 1477 | 247 |  | 08/02/2022 | 42967 | 205961858 | 05/25/2023
Carrier Corp. - Indianapolis | Goettl | PGD436090K**0G* | Federally-Regulated Consumer Product | Weatherized Non-Condensing Gas | 1485 | 264 |  | 08/02/2022 | 90132 | 205962119 | 05/25/2023
Carrier Corp. - Indianapolis | Goettl | N80ESL0702116A | Federally-Regulated Consumer Product | Non-Weatherized, Non-Condensin | 1565 | 251 |  | 08/02/2022 | 65903 | 205961921 | 05/25/2023
Carrier Corp. - Indianapolis | Goettl | N80ESL0902116A | Federally-Regulated Consumer Product | Non-Weatherized, Non-Condensin | 1450 | 246 |  | 08/02/2022 | 87792 | 205961925 | 05/25/2023
Carrier Corp. - Indianapolis | Goettl | N95ESN0401712A**D | Federally-Regulated Consumer Product | Mobile Home Non-Weatherized, C | 998 | 239 |  | 08/02/2022 | 40139 | 205961997 | 05/25/2023
Carrier Corp. - Indianapolis | Goettl | N95ESN0801716A* | Federally-Regulated Consumer Product | Mobile Home Non-Weatherized, C | 1771 | 273 |  | 08/02/2022 | 80331 | 205962008 | 05/25/2023
Carrier Corp. - Indianapolis | Goettl | G80VTL1102122A | Federally-Regulated Consumer Product | Non-Weatherized, Non-Condensin | 2435 | 289 |  | 08/02/2022 | 72702 | 207207230 | 05/25/2023
Carrier Corp. - Indianapolis | Goettl | G80CTL0701412A | Federally-Regulated Consumer Product | Non-Weatherized, Non-Condensin | 1477 | 247 |  | 08/02/2022 | 42967 | 205961857 | 05/25/2023
Carrier Corp. - Indianapolis | Goettl | PDS442090K**1G* | Federally-Regulated Consumer Product | Weatherized Non-Condensing Gas | 1514 | 266 |  | 08/02/2022 | 90002 | 205962093 | 05/25/2023
Carrier Corp. - Indianapolis | Goettl | N95ESN1402422A*D | Federally-Regulated Consumer Product | Non-Weatherized, Condensing Ga | 2328 | 297 |  | 08/02/2022 | 139741 | 205962028 | 05/25/2023
Carrier Corp. - Indianapolis | Goettl | PDS448090K**0G* | Federally-Regulated Consumer Product | Weatherized Non-Condensing Gas | 2067 | 290 |  | 08/02/2022 | 90607 | 205962094 | 05/25/2023
Carrier Corp. - Indianapolis | Goettl | F96VTN0801716A*D | Federally-Regulated Consumer Product | Non-Weatherized, Condensing Ga | 1686 | 269 |  | 08/02/2022 | 51540 | 205961830 | 05/25/2023
Carrier Corp. - Indianapolis | Goettl | N95ESN0802120A*D | Federally-Regulated Consumer Product | Non-Weatherized, Condensing Ga | 1837 | 276 |  | 08/02/2022 | 79777 | 205962014 | 05/25/2023
Carrier Corp. - Indianapolis | Carrier | 577CNWK24040A* | Federally-Regulated Consumer Product | Weatherized Non-Condensing Gas | 1004 | 243 |  | 04/11/2023 | 39874 | 212005552 | 05/25/2023
Lennox Industries Inc. | LANDMARK | KDB036**EB*P | Federally-Regulated Consumer Product | Weatherized Non-Condensing Gas | 1352 | 227 |  | 01/17/2023 | 52487 | 10098882 | 05/25/2023
Lennox Industries Inc. | LANDMARK | KDB036**EQ*P | Federally-Regulated Consumer Product | Weatherized Non-Condensing Gas | 1644 | 262 |  | 01/17/2023 | 80985 | 10098883 | 05/25/2023
Lennox Industries Inc. | LANDMARK | KDB060**EX*P | Federally-Regulated Consumer Product | Weatherized Non-Condensing Gas | 2386 | 271 |  | 01/17/2023 | 114357 | 10098889 | 05/25/2023
Lennox Industries Inc. | LANDMARK | KDB060**EB*P | Federally-Regulated Consumer Product | Weatherized Non-Condensing Gas | 2195 | 247 |  | 01/17/2023 | 53047 | 10098887 | 05/25/2023
Lennox Industries Inc. | LANDMARK | KDB048**EB*P | Federally-Regulated Consumer Product | Weatherized Non-Condensing Gas | 2276 | 264 |  | 01/17/2023 | 52928 | 10098884 | 05/25/2023
Lennox Industries Inc. | LANDMARK | KDB048**EQ*P | Federally-Regulated Consumer Product | Weatherized Non-Condensing Gas | 2167 | 282 |  | 01/17/2023 | 80936 | 10098885 | 05/25/2023
Lennox Industries Inc. | LANDMARK | KDB060**EQ*P | Federally-Regulated Consumer Product | Weatherized Non-Condensing Gas | 2204 | 273 |  | 01/17/2023 | 79781 | 10098888 | 05/25/2023
Allied Air | MAGIC-PAK | 48MGE4-14-361**-** | Federally-Regulated Consumer Product | Non-Weatherized, Non-Condensin | 1002 | 226 |  | 12/01/2021 | 47147 | 207335120 | 05/25/2023
Allied Air | MAGIC-PAK | 24MGE4-14-361**-** | Federally-Regulated Consumer Product | Non-Weatherized, Non-Condensin | 1078 | 229 |  | 12/01/2021 | 23802 | 207335118 | 05/25/2023
Allied Air | MAGIC-PAK | 36MGE4-14-361**-** | Federally-Regulated Consumer Product | Non-Weatherized, Non-Condensin | 1001 | 226 |  | 12/01/2021 | 36485 | 207335119 | 05/25/2023
Allied Air | MAGIC-PAK | 60MGE4-14-361**-** | Federally-Regulated Consumer Product | Non-Weatherized, Non-Condensin | 1095 | 230 |  | 12/01/2021 | 60074 | 207335121 | 05/25/2023
Carrier Corp. - Indianapolis | SMARTCOMFORT | R80ESL1102420A | Federally-Regulated Consumer Product | Non-Weatherized, Non-Condensin | 2027 | 271 | 271.188 | 07/22/2020 | 109826 | 203360889 | 05/25/2023
Carrier Corp. - Indianapolis | SMARTCOMFORT | N96MSM0802120A | Federally-Regulated Consumer Product | Mobile Home Non-Weatherized, C | 2169 | 290 |  | 03/30/2023 | 79638 | 211779149 | 05/25/2023
Carrier Corp. - Indianapolis | SMARTCOMFORT | R95ESN0401410A**D | Federally-Regulated Consumer Product | Mobile Home Non-Weatherized, C | 950 | 237 |  | 08/05/2020 | 40146 | 203924715 | 05/25/2023
Carrier Corp. - Indianapolis | SMARTCOMFORT | R95ESN0401712A**D | Federally-Regulated Consumer Product | Mobile Home Non-Weatherized, C | 998 | 239 |  | 12/01/2021 | 40139 | 203360774 | 05/25/2023
Carrier Corp. - Indianapolis | SMARTCOMFORT | R96MSN1002120A | Federally-Regulated Consumer Product | Non-Weatherized, Condensing Ga | 2215 | 292 |  | 03/30/2023 | 99728 | 211779617 | 05/25/2023
Carrier Corp. - Indianapolis | SMARTCOMFORT | R80MSL0902120A* | Federally-Regulated Consumer Product | Non-Weatherized, Non-Condensin | 2438 | 289 |  | 03/30/2023 | 88368 | 211780283 | 05/25/2023
Carrier Corp. - Indianapolis | SMARTCOMFORT | R96MSN1002120A**D | Federally-Regulated Consumer Product | Mobile Home Non-Weatherized, C | 2215 | 292 |  | 03/30/2023 | 99728 | 211779621 | 05/25/2023
Carrier Corp. - Indianapolis | SMARTCOMFORT | R96MSN1202422A*D | Federally-Regulated Consumer Product | Non-Weatherized, Condensing Ga | 2308 | 297 |  | 03/30/2023 | 119661 | 211779631 | 05/25/2023
Carrier Corp. - Indianapolis | SMARTCOMFORT | R80ESL1352420A* | Federally-Regulated Consumer Product | Non-Weatherized, Non-Condensin | 1887 | 265 | 265.028 | 07/22/2020 | 131482 | 203360926 | 05/25/2023
Carrier Corp. - Indianapolis | SMARTCOMFORT | R80ESN1102420A | Federally-Regulated Consumer Product | Non-Weatherized, Non-Condensin | 2027 | 271 | 271.188 | 07/22/2020 | 109826 | 203360853 | 05/25/2023
Carrier Corp. - Indianapolis | SMARTCOMFORT | R95ESN0802120A**D | Federally-Regulated Consumer Product | Mobile Home Non-Weatherized, C | 1837 | 276 |  | 12/01/2021 | 79777 | 203360777 | 05/25/2023
Carrier Corp. - Indianapolis | SMARTCOMFORT | R80MSN0902120A | Federally-Regulated Consumer Product | Non-Weatherized, Non-Condensin | 2438 | 289 |  | 03/30/2023 | 88368 | 211780251 | 05/25/2023
Carrier Corp. - Indianapolis | SMARTCOMFORT | R95ESN1002120A* | Federally-Regulated Consumer Product | Mobile Home Non-Weatherized, C | 2102 | 287 | 389.242 | 07/22/2020 | 99999 | 203360772 | 05/25/2023
Carrier Corp. - Indianapolis | SMARTCOMFORT | R80ESL1352420A | Federally-Regulated Consumer Product | Non-Weatherized, Non-Condensin | 1887 | 265 | 265.028 | 07/22/2020 | 131482 | 203360890 | 05/25/2023
Carrier Corp. - Indianapolis | SMARTCOMFORT | R95ESN0801716A**D | Federally-Regulated Consumer Product | Mobile Home Non-Weatherized, C | 1771 | 273 |  | 08/05/2020 | 80331 | 203360776 | 05/25/2023
Carrier Corp. - Indianapolis | SMARTCOMFORT | R80MSL0451412A | Federally-Regulated Consumer Product | Non-Weatherized, Non-Condensin | 1161 | 233 |  | 03/30/2023 | 44099 | 211780265 | 05/25/2023
Carrier Corp. - Indianapolis | SMARTCOMFORT | R96MSN0801716A*D | Federally-Regulated Consumer Product | Non-Weatherized, Condensing Ga | 1671 | 269 |  | 03/30/2023 | 79335 | 211779607 | 05/25/2023
Carrier Corp. - Indianapolis | SMARTCOMFORT | R80ESL0701712A* | Federally-Regulated Consumer Product | Non-Weatherized, Non-Condensin | 1051 | 228 | 228.244 | 07/22/2020 | 65904 | 203360918 | 05/25/2023
Carrier Corp. - Indianapolis | SMARTCOMFORT | R80MSL0451412A* | Federally-Regulated Consumer Product | Non-Weatherized, Non-Condensin | 1161 | 233 |  | 03/30/2023 | 44099 | 211780281 | 05/25/2023
Carrier Corp. - Indianapolis | SMARTCOMFORT | R96MSN0802120A* | Federally-Regulated Consumer Product | Mobile Home Non-Weatherized, C | 2169 | 290 |  | 03/30/2023 | 79638 | 211779611 | 05/25/2023
Carrier Corp. - Indianapolis | SMARTCOMFORT | R96MSN0801716A | Federally-Regulated Consumer Product | Non-Weatherized, Condensing Ga | 1671 | 269 |  | 03/30/2023 | 79335 | 211780752 | 05/25/2023
Carrier Corp. - Indianapolis | SMARTCOMFORT | R80ESL0451712A | Federally-Regulated Consumer Product | Non-Weatherized, Non-Condensin | 1206 | 235 | 235.064 | 07/22/2020 | 44058 | 203360880 | 05/25/2023
Carrier Corp. - Indianapolis | Payne | PY4GNAK30060A* | Federally-Regulated Consumer Product | Weatherized Non-Condensing Gas | 1248 | 253 |  | 04/11/2023 | 60151 | 212005640 | 05/25/2023
Carrier Corp. - Indianapolis | Payne | PY4GNAK42090A* | Federally-Regulated Consumer Product | Weatherized Non-Condensing Gas | 1434 | 262 |  | 04/11/2023 | 89946 | 212005653 | 05/25/2023
Carrier Corp. - Indianapolis | Payne | PY4GNAK30040A* | Federally-Regulated Consumer Product | Weatherized Non-Condensing Gas | 1119 | 248 |  | 04/11/2023 | 40289 | 212005637 | 05/25/2023
Carrier Corp. - Indianapolis | Payne | PY4GNAK48130N* | Federally-Regulated Consumer Product | Weatherized Non-Condensing Gas | 2038 | 288 |  | 04/11/2023 | 127500 | 212005688 | 05/25/2023
Carrier Corp. - Indianapolis | Payne | PY4GNAK30060U* | Federally-Regulated Consumer Product | Weatherized Non-Condensing Gas | 1188 | 251 |  | 04/11/2023 | 60125 | 212005699 | 05/25/2023
Carrier Corp. - Indianapolis | Payne | PY4GNAK48115A* | Federally-Regulated Consumer Product | Weatherized Non-Condensing Gas | 2156 | 293 |  | 04/11/2023 | 114957 | 212005657 | 05/25/2023
Carrier Corp. - Indianapolis | Payne | PY4GNAK24060N* | Federally-Regulated Consumer Product | Weatherized Non-Condensing Gas | 1084 | 246 |  | 04/11/2023 | 60632 | 212005664 | 05/25/2023
Carrier Corp. - Indianapolis | Payne | PY4GNAK24060A* | Federally-Regulated Consumer Product | Weatherized Non-Condensing Gas | 1084 | 246 |  | 04/11/2023 | 60632 | 212005634 | 05/25/2023
Carrier Corp. - Indianapolis | Payne | PY4GNAK42090N* | Federally-Regulated Consumer Product | Weatherized Non-Condensing Gas | 1434 | 262 |  | 04/11/2023 | 89946 | 212005680 | 05/25/2023
Carrier Corp. - Indianapolis | Payne | PY4GNAK24040A* | Federally-Regulated Consumer Product | Weatherized Non-Condensing Gas | 1004 | 243 |  | 04/11/2023 | 39874 | 212005631 | 05/25/2023
Carrier Corp. - Indianapolis | Payne | PY4GNAK30040N* | Federally-Regulated Consumer Product | Weatherized Non-Condensing Gas | 1119 | 248 |  | 04/11/2023 | 40289 | 212005665 | 05/25/2023
Carrier Corp. - Indianapolis | Payne | PY4GNAK60115N* | Federally-Regulated Consumer Product | Weatherized Non-Condensing Gas | 2156 | 293 |  | 04/11/2023 | 114957 | 212028127 | 05/25/2023
Carrier Corp. - Indianapolis | Payne | PY4GNAK60090U* | Federally-Regulated Consumer Product | Weatherized Non-Condensing Gas | 2114 | 292 |  | 04/11/2023 | 89429 | 212028131 | 05/25/2023
Carrier Corp. - Indianapolis | Payne | PY4GNAK24040N* | Federally-Regulated Consumer Product | Weatherized Non-Condensing Gas | 1004 | 243 |  | 04/11/2023 | 39874 | 212005662 | 05/25/2023
Carrier Corp. - Indianapolis | Payne | PY4GNAK42060N* | Federally-Regulated Consumer Product | Weatherized Non-Condensing Gas | 1478 | 264 |  | 04/11/2023 | 60485 | 212005677 | 05/25/2023
Carrier Corp. - Indianapolis | Payne | PY4GNAK60130N* | Federally-Regulated Consumer Product | Weatherized Non-Condensing Gas | 2038 | 288 |  | 04/11/2023 | 127500 | 212028129 | 05/25/2023
Carrier Corp. - Indianapolis | Payne | PY4GNAK30040U* | Federally-Regulated Consumer Product | Weatherized Non-Condensing Gas | 1121 | 248 |  | 04/11/2023 | 45305 | 212005696 | 05/25/2023
Carrier Corp. - Indianapolis | Payne | PY4GNAK42060U* | Federally-Regulated Consumer Product | Weatherized Non-Condensing Gas | 1413 | 261 |  | 04/11/2023 | 59753 | 212005703 | 05/25/2023
Carrier Corp. - Indianapolis | Payne | PY4GNAK36060A* | Federally-Regulated Consumer Product | Weatherized Non-Condensing Gas | 1312 | 256 |  | 04/11/2023 | 60638 | 212005643 | 05/25/2023
Carrier Corp. - Indianapolis | Payne | PY4GNAK48090U* | Federally-Regulated Consumer Product | Weatherized Non-Condensing Gas | 2114 | 292 |  | 04/11/2023 | 89429 | 212005710 | 05/25/2023
Carrier Corp. - Indianapolis | Payne | PY4GNAK24040U* | Federally-Regulated Consumer Product | Weatherized Non-Condensing Gas | 933 | 240 |  | 04/11/2023 | 45607 | 212005691 | 05/25/2023
Carrier Corp. - Indianapolis | Payne | PY4GNAK36060N* | Federally-Regulated Consumer Product | Weatherized Non-Condensing Gas | 1312 | 256 |  | 04/11/2023 | 60638 | 212005672 | 05/25/2023
Carrier Corp. - Indianapolis | Payne | PY4GNAK36090A* | Federally-Regulated Consumer Product | Weatherized Non-Condensing Gas | 1353 | 258 |  | 04/11/2023 | 89606 | 212005646 | 05/25/2023
Carrier Corp. - Indianapolis | Payne | PY4GNAK48090A* | Federally-Regulated Consumer Product | Weatherized Non-Condensing Gas | 2142 | 293 |  | 04/11/2023 | 89758 | 212005654 | 05/25/2023
Carrier Corp. - Indianapolis | Payne | PY4GNAK48115N* | Federally-Regulated Consumer Product | Weatherized Non-Condensing Gas | 2156 | 293 |  | 04/11/2023 | 114957 | 212005685 | 05/25/2023
Carrier Corp. - Indianapolis | Payne | PY4GNAK60090A* | Federally-Regulated Consumer Product | Weatherized Non-Condensing Gas | 2142 | 293 |  | 04/11/2023 | 89758 | 212028120 | 05/25/2023
Carrier Corp. - Indianapolis | Payne | PY4GNAK60130A* | Federally-Regulated Consumer Product | Weatherized Non-Condensing Gas | 2038 | 288 |  | 04/11/2023 | 127500 | 212028124 | 05/25/2023
Carrier Corp. - Indianapolis | Payne | PY4GNAK48130A* | Federally-Regulated Consumer Product | Weatherized Non-Condensing Gas | 2038 | 288 |  | 04/11/2023 | 127500 | 212005659 | 05/25/2023
Carrier Corp. - Indianapolis | Payne | PY4GNAK42090U* | Federally-Regulated Consumer Product | Weatherized Non-Condensing Gas | 1479 | 264 |  | 04/11/2023 | 89913 | 212005706 | 05/25/2023
Carrier Corp. - Indianapolis | Payne | PY4GNAK42060A* | Federally-Regulated Consumer Product | Weatherized Non-Condensing Gas | 1478 | 264 |  | 04/11/2023 | 60485 | 212005650 | 05/25/2023
Carrier Corp. - Indianapolis | Payne | PY4GNAK24060U* | Federally-Regulated Consumer Product | Weatherized Non-Condensing Gas | 1073 | 246 |  | 04/11/2023 | 60498 | 212005694 | 05/25/2023
Carrier Corp. - Indianapolis | Payne | PY4GNAK36060U* | Federally-Regulated Consumer Product | Weatherized Non-Condensing Gas | 1442 | 262 |  | 04/11/2023 | 60044 | 212005701 | 05/25/2023
Carrier Corp. - Indianapolis | Payne | PY4GNAK60115A* | Federally-Regulated Consumer Product | Weatherized Non-Condensing Gas | 2156 | 293 |  | 04/11/2023 | 114957 | 212028121 | 05/25/2023
Carrier Corp. - Indianapolis | Payne | PY4GNAK36090N* | Federally-Regulated Consumer Product | Weatherized Non-Condensing Gas | 1353 | 258 |  | 04/11/2023 | 89606 | 212005675 | 05/25/2023
Carrier Corp. - Indianapolis | Payne | PY4GNAK30060N* | Federally-Regulated Consumer Product | Weatherized Non-Condensing Gas | 1248 | 253 |  | 04/11/2023 | 60151 | 212005668 | 05/25/2023
Carrier Corp. - Indianapolis | Payne | PY4GNAK48090N* | Federally-Regulated Consumer Product | Weatherized Non-Condensing Gas | 2142 | 293 |  | 04/11/2023 | 89758 | 212005682 | 05/25/2023
Carrier Corp. - Indianapolis | Payne | PY4GNAK60090N* | Federally-Regulated Consumer Product | Weatherized Non-Condensing Gas | 2142 | 293 |  | 04/11/2023 | 89758 | 212028125 | 05/25/2023
Carrier Corp. - Indianapolis | 1HVAC | PGD448115K**0K* | Federally-Regulated Consumer Product | Weatherized Non-Condensing Gas | 2156 | 293 |  | 04/11/2023 | 114957 | 212023619 | 05/25/2023
Carrier Corp. - Indianapolis | 1HVAC | PGD436060K**2K* | Federally-Regulated Consumer Product | Weatherized Non-Condensing Gas | 1442 | 262 |  | 04/11/2023 | 60044 | 212023638 | 05/25/2023
Carrier Corp. - Indianapolis | 1HVAC | PGD436090K**0K* | Federally-Regulated Consumer Product | Weatherized Non-Condensing Gas | 1353 | 258 |  | 04/11/2023 | 89606 | 212023614 | 05/25/2023
Carrier Corp. - Indianapolis | 1HVAC | PGD430060K**2K* | Federally-Regulated Consumer Product | Weatherized Non-Condensing Gas | 1188 | 251 |  | 04/11/2023 | 60125 | 212023637 | 05/25/2023
Carrier Corp. - Indianapolis | 1HVAC | PGD442060K**1K* | Federally-Regulated Consumer Product | Weatherized Non-Condensing Gas | 1478 | 264 |  | 04/11/2023 | 60485 | 212023628 | 05/25/2023
Carrier Corp. - Indianapolis | 1HVAC | PGD424060K**1K* | Federally-Regulated Consumer Product | Weatherized Non-Condensing Gas | 1084 | 246 |  | 04/11/2023 | 60632 | 212023622 | 05/25/2023
Carrier Corp. - Indianapolis | 1HVAC | PGD424040K**1K* | Federally-Regulated Consumer Product | Weatherized Non-Condensing Gas | 1004 | 243 |  | 04/11/2023 | 39874 | 212023621 | 05/25/2023
Carrier Corp. - Indianapolis | 1HVAC | PGD460090K**2K* | Federally-Regulated Consumer Product | Weatherized Non-Condensing Gas | 2114 | 292 |  | 04/11/2023 | 89429 | 212028316 | 05/25/2023
Carrier Corp. - Indianapolis | 1HVAC | PGD448090K**1K* | Federally-Regulated Consumer Product | Weatherized Non-Condensing Gas | 2142 | 293 |  | 04/11/2023 | 89758 | 212023630 | 05/25/2023
Carrier Corp. - Indianapolis | 1HVAC | PGD448115K**1K* | Federally-Regulated Consumer Product | Weatherized Non-Condensing Gas | 2156 | 293 |  | 04/11/2023 | 114957 | 212023631 | 05/25/2023
Carrier Corp. - Indianapolis | 1HVAC | PGD460090K**0K* | Federally-Regulated Consumer Product | Weatherized Non-Condensing Gas | 2142 | 293 |  | 04/11/2023 | 89758 | 212028306 | 05/25/2023
Carrier Corp. - Indianapolis | 1HVAC | PGD448090K**2K* | Federally-Regulated Consumer Product | Weatherized Non-Condensing Gas | 2114 | 292 |  | 04/11/2023 | 89429 | 212023641 | 05/25/2023
Carrier Corp. - Indianapolis | 1HVAC | PGD442090K**1K* | Federally-Regulated Consumer Product | Weatherized Non-Condensing Gas | 1434 | 262 |  | 04/11/2023 | 89946 | 212023629 | 05/25/2023
Carrier Corp. - Indianapolis | 1HVAC | PGD448090K**0K* | Federally-Regulated Consumer Product | Weatherized Non-Condensing Gas | 2142 | 293 |  | 04/11/2023 | 89758 | 212023618 | 05/25/2023
Carrier Corp. - Indianapolis | 1HVAC | PGD436060K**0K* | Federally-Regulated Consumer Product | Weatherized Non-Condensing Gas | 1312 | 256 |  | 04/11/2023 | 60638 | 212023612 | 05/25/2023
Carrier Corp. - Indianapolis | 1HVAC | PGD430060K**0K* | Federally-Regulated Consumer Product | Weatherized Non-Condensing Gas | 1248 | 253 |  | 04/11/2023 | 60151 | 212023611 | 05/25/2023
Carrier Corp. - Indianapolis | 1HVAC | PGD448130K**0K* | Federally-Regulated Consumer Product | Weatherized Non-Condensing Gas | 2038 | 288 |  | 04/11/2023 | 127500 | 212023620 | 05/25/2023
Carrier Corp. - Indianapolis | 1HVAC | PGD424060K**2K* | Federally-Regulated Consumer Product | Weatherized Non-Condensing Gas | 1073 | 246 |  | 04/11/2023 | 60498 | 212023635 | 05/25/2023
Carrier Corp. - Indianapolis | 1HVAC | PGD436060K**1K* | Federally-Regulated Consumer Product | Weatherized Non-Condensing Gas | 1312 | 256 |  | 04/11/2023 | 60638 | 212023626 | 05/25/2023
Carrier Corp. - Indianapolis | 1HVAC | PGD460115K**1K* | Federally-Regulated Consumer Product | Weatherized Non-Condensing Gas | 2156 | 293 |  | 04/11/2023 | 114957 | 212028313 | 05/25/2023
Carrier Corp. - Indianapolis | 1HVAC | PGD430040K**0K* | Federally-Regulated Consumer Product | Weatherized Non-Condensing Gas | 1119 | 248 |  | 04/11/2023 | 40289 | 212023610 | 05/25/2023
Carrier Corp. - Indianapolis | 1HVAC | PGD460130K**1K* | Federally-Regulated Consumer Product | Weatherized Non-Condensing Gas | 2038 | 288 |  | 04/11/2023 | 127500 | 212028315 | 05/25/2023
Carrier Corp. - Indianapolis | 1HVAC | PGD442090K**0K* | Federally-Regulated Consumer Product | Weatherized Non-Condensing Gas | 1434 | 262 |  | 04/11/2023 | 89946 | 212023617 | 05/25/2023
Carrier Corp. - Indianapolis | 1HVAC | PGD460115K**0K* | Federally-Regulated Consumer Product | Weatherized Non-Condensing Gas | 2156 | 293 |  | 04/11/2023 | 114957 | 212028308 | 05/25/2023
Carrier Corp. - Indianapolis | 1HVAC | PGD430060K**1K* | Federally-Regulated Consumer Product | Weatherized Non-Condensing Gas | 1248 | 253 |  | 04/11/2023 | 60151 | 212023625 | 05/25/2023
Carrier Corp. - Indianapolis | 1HVAC | PGD436090K**1K* | Federally-Regulated Consumer Product | Weatherized Non-Condensing Gas | 1353 | 258 |  | 04/11/2023 | 89606 | 212023627 | 05/25/2023
Carrier Corp. - Indianapolis | 1HVAC | PGD460130K**0K* | Federally-Regulated Consumer Product | Weatherized Non-Condensing Gas | 2038 | 288 |  | 04/11/2023 | 127500 | 212028310 | 05/25/2023
Carrier Corp. - Indianapolis | 1HVAC | PGD442090K**2K* | Federally-Regulated Consumer Product | Weatherized Non-Condensing Gas | 1479 | 264 |  | 04/11/2023 | 89913 | 212023640 | 05/25/2023
Carrier Corp. - Indianapolis | 1HVAC | PGD442060K**2K* | Federally-Regulated Consumer Product | Weatherized Non-Condensing Gas | 1413 | 261 |  | 04/11/2023 | 59753 | 212023639 | 05/25/2023
Carrier Corp. - Indianapolis | 1HVAC | PGD424060K**0K* | Federally-Regulated Consumer Product | Weatherized Non-Condensing Gas | 1084 | 246 |  | 04/11/2023 | 60632 | 212023609 | 05/25/2023
Carrier Corp. - Indianapolis | 1HVAC | PGD430040K**1K* | Federally-Regulated Consumer Product | Weatherized Non-Condensing Gas | 1119 | 248 |  | 04/11/2023 | 40289 | 212023623 | 05/25/2023
Carrier Corp. - Indianapolis | 1HVAC | PGD460090K**1K* | Federally-Regulated Consumer Product | Weatherized Non-Condensing Gas | 2142 | 293 |  | 04/11/2023 | 89758 | 212028311 | 05/25/2023
Carrier Corp. - Indianapolis | 1HVAC | PGD424040K**0K* | Federally-Regulated Consumer Product | Weatherized Non-Condensing Gas | 1004 | 243 |  | 04/11/2023 | 39874 | 212023608 | 05/25/2023
Carrier Corp. - Indianapolis | 1HVAC | PGD442060K**0K* | Federally-Regulated Consumer Product | Weatherized Non-Condensing Gas | 1478 | 264 |  | 04/11/2023 | 60485 | 212023616 | 05/25/2023
Carrier Corp. - Indianapolis | 1HVAC | PGD424040K**2K* | Federally-Regulated Consumer Product | Weatherized Non-Condensing Gas | 933 | 240 |  | 04/11/2023 | 45607 | 212023633 | 05/25/2023
Carrier Corp. - Indianapolis | 1HVAC | PGD430040K**2K* | Federally-Regulated Consumer Product | Weatherized Non-Condensing Gas | 1121 | 248 |  | 04/11/2023 | 45305 | 212023636 | 05/25/2023
Carrier Corp. - Indianapolis | 1HVAC | PGD448130K**1K* | Federally-Regulated Consumer Product | Weatherized Non-Condensing Gas | 2038 | 288 |  | 04/11/2023 | 127500 | 212023632 | 05/25/2023
Carrier Corp. - Indianapolis | Goettl | PGR548090K**2G* | Federally-Regulated Consumer Product | Weatherized Non-Condensing Gas | 1628 | 270 |  | 05/25/2023 | 90600 | 207335472 | 05/25/2023
Carrier Corp. - Indianapolis | Goettl | F96VTN0401410A | Federally-Regulated Consumer Product | Non-Weatherized, Condensing Ga | 1080 | 243 |  | 05/25/2023 | 26105 | 205961821 | 05/25/2023
Carrier Corp. - Indianapolis | Goettl | N95ESN1002122A | Federally-Regulated Consumer Product | Non-Weatherized, Condensing Ga | 2017 | 283 |  | 05/25/2023 | 99705 | 205962019 | 05/25/2023
Carrier Corp. - Indianapolis | Goettl | N80MSL0701712A | Federally-Regulated Consumer Product | Non-Weatherized, Non-Condensin | 1209 | 235 |  | 05/25/2023 | 65992 | 211780410 | 05/25/2023
Carrier Corp. - Indianapolis | Goettl | N80ESL0701716A* | Federally-Regulated Consumer Product | Non-Weatherized, Non-Condensin | 1613 | 253 |  | 05/25/2023 | 66 | 205961920 | 05/25/2023
Carrier Corp. - Indianapolis | Goettl | N80ESL0902420A | Federally-Regulated Consumer Product | Non-Weatherized, Non-Condensin | 1987 | 269 |  | 05/25/2023 | 88320 | 205961929 | 05/25/2023
Carrier Corp. - Indianapolis | Goettl | F96VTN0801716A | Federally-Regulated Consumer Product | Non-Weatherized, Condensing Ga | 1686 | 269 |  | 05/25/2023 | 51540 | 205961829 | 05/25/2023
Carrier Corp. - Indianapolis | Goettl | PGR5**040K**2G* | Federally-Regulated Consumer Product | Weatherized Non-Condensing Gas | 1117 | 248 |  | 05/25/2023 | 44623 | 207335466 | 05/25/2023
Carrier Corp. - Indianapolis | Goettl | PGD430040K**2H* | Federally-Regulated Consumer Product | Weatherized Non-Condensing Gas | 1361 | 257 |  | 05/25/2023 | 45745 | 206908765 | 05/25/2023
Carrier Corp. - Indianapolis | Goettl | PGD430060K**2H* | Federally-Regulated Consumer Product | Weatherized Non-Condensing Gas | 1265 | 254 |  | 05/25/2023 | 60262 | 205962115 | 05/25/2023
Carrier Corp. - Indianapolis | Goettl | PDD424040K**0G* | Federally-Regulated Consumer Product | Weatherized Non-Condensing Gas | 1217 | 253 |  | 05/25/2023 | 40800 | 205962050 | 05/25/2023
Carrier Corp. - Indianapolis | Goettl | N95ESN0601714A**D | Federally-Regulated Consumer Product | Mobile Home Non-Weatherized, C | 1346 | 254 |  | 05/25/2023 | 60102 | 205962005 | 05/25/2023
Carrier Corp. - Indianapolis | Goettl | PGS442060K**0G* | Federally-Regulated Consumer Product | Weatherized Non-Condensing Gas | 1514 | 266 |  | 05/25/2023 | 60394 | 205962184 | 05/25/2023
Carrier Corp. - Indianapolis | Goettl | G80CSU1002120A | Federally-Regulated Consumer Product | Non-Weatherized, Non-Condensin | 2371 | 286 |  | 05/25/2023 | 99785 | 205961854 | 05/25/2023
Carrier Corp. - Indianapolis | Goettl | PGS430040K**2H* | Federally-Regulated Consumer Product | Weatherized Non-Condensing Gas | 1361 | 257 |  | 05/25/2023 | 45745 | 206908767 | 05/25/2023
Carrier Corp. - Indianapolis | Goettl | PGR560090K**2G* | Federally-Regulated Consumer Product | Weatherized Non-Condensing Gas | 1837 | 279 |  | 05/25/2023 | 90615 | 207335473 | 05/25/2023
Carrier Corp. - Indianapolis | Goettl | PGR542090K**2G* | Federally-Regulated Consumer Product | Weatherized Non-Condensing Gas | 1478 | 264 |  | 05/25/2023 | 90299 | 207335471 | 05/25/2023
Carrier Corp. - Indianapolis | Goettl | PGS442060K**2G* | Federally-Regulated Consumer Product | Weatherized Non-Condensing Gas | 1589 | 268 |  | 05/25/2023 | 60153 | 205962186 | 05/25/2023
Carrier Corp. - Indianapolis | Goettl | N96VSN0401712A | Federally-Regulated Consumer Product | Non-Weatherized, Condensing Ga | 1103 | 243 |  | 05/25/2023 | 39803 | 205962036 | 05/25/2023
Carrier Corp. - Indianapolis | Goettl | N96VSN0401410A*D | Federally-Regulated Consumer Product | Non-Weatherized, Condensing Ga | 1075 | 242 |  | 05/25/2023 | 40086 | 205962035 | 05/25/2023
Carrier Corp. - Indianapolis | Goettl | N95ESN0601412A | Federally-Regulated Consumer Product | Non-Weatherized, Condensing Ga | 1176 | 247 |  | 05/25/2023 | 59961 | 205961999 | 05/25/2023
Carrier Corp. - Indianapolis | Goettl | PGS424040K**2G* | Federally-Regulated Consumer Product | Weatherized Non-Condensing Gas | 1361 | 257 |  | 05/25/2023 | 45745 | 206908766 | 05/25/2023
Carrier Corp. - Indianapolis | Goettl | F80VTL0451412A | Federally-Regulated Consumer Product | Non-Weatherized, Non-Condensin | 1205 | 235 |  | 05/25/2023 | 28909 | 207207176 | 05/25/2023
Carrier Corp. - Indianapolis | Goettl | G80VTL0701716A* | Federally-Regulated Consumer Product | Non-Weatherized, Non-Condensin | 1813 | 262 |  | 05/25/2023 | 43434 | 207207227 | 05/25/2023
Carrier Corp. - Indianapolis | Goettl | F80VTL0451412A* | Federally-Regulated Consumer Product | Non-Weatherized, Non-Condensin | 1205 | 235 |  | 05/25/2023 | 28909 | 207207177 | 05/25/2023
Carrier Corp. - Indianapolis | Goettl | N95ESN0802120A* | Federally-Regulated Consumer Product | Mobile Home Non-Weatherized, C | 1837 | 276 |  | 05/25/2023 | 79777 | 205962012 | 05/25/2023
Carrier Corp. - Indianapolis | Goettl | F80VTL0701716A* | Federally-Regulated Consumer Product | Non-Weatherized, Non-Condensin | 1813 | 262 |  | 05/25/2023 | 43434 | 207207179 | 05/25/2023
Carrier Corp. - Indianapolis | Goettl | N95ESN1002120A | Federally-Regulated Consumer Product | Non-Weatherized, Condensing Ga | 2102 | 287 |  | 05/25/2023 | 99999 | 205962015 | 05/25/2023
Carrier Corp. - Indianapolis | Goettl | F96CTN0801714A*D | Federally-Regulated Consumer Product | Non-Weatherized, Condensing Ga | 1364 | 255 |  | 05/25/2023 | 52072 | 205961814 | 05/25/2023
Carrier Corp. - Indianapolis | Goettl | PGS430060K**1H* | Federally-Regulated Consumer Product | Weatherized Non-Condensing Gas | 1285 | 256 |  | 05/25/2023 | 60738 | 205962177 | 05/25/2023
Carrier Corp. - Indianapolis | Goettl | PGR536060K**2G* | Federally-Regulated Consumer Product | Weatherized Non-Condensing Gas | 1489 | 264 |  | 05/25/2023 | 60874 | 207335469 | 05/25/2023
Carrier Corp. - Indianapolis | Goettl | F80CTL0451712A | Federally-Regulated Consumer Product | Non-Weatherized, Non-Condensin | 1379 | 243 |  | 05/25/2023 | 29039 | 205961795 | 05/25/2023
Carrier Corp. - Indianapolis | Goettl | N95ESN0601714A* | Federally-Regulated Consumer Product | Mobile Home Non-Weatherized, C | 1346 | 254 |  | 05/25/2023 | 60102 | 205962004 | 05/25/2023
Carrier Corp. - Indianapolis | Goettl | G80CTL0451712A | Federally-Regulated Consumer Product | Non-Weatherized, Non-Condensin | 1379 | 243 |  | 05/25/2023 | 29039 | 205961855 | 05/25/2023
Carrier Corp. - Indianapolis | Goettl | N80ESL0701716A | Federally-Regulated Consumer Product | Non-Weatherized, Non-Condensin | 1613 | 253 |  | 05/25/2023 | 66 | 205961919 | 05/25/2023
Carrier Corp. - Indianapolis | Goettl | N80MSN0451714A | Federally-Regulated Consumer Product | Non-Weatherized, Non-Condensin | 1343 | 241 |  | 05/25/2023 | 43896 | 211780431 | 05/25/2023
Carrier Corp. - Indianapolis | Goettl | F96VTN1002122A | Federally-Regulated Consumer Product | Non-Weatherized, Condensing Ga | 2219 | 292 |  | 05/25/2023 | 64715 | 205961835 | 05/25/2023
Carrier Corp. - Indianapolis | Goettl | N80ESL0451712A* | Federally-Regulated Consumer Product | Non-Weatherized, Non-Condensin | 1206 | 235 |  | 05/25/2023 | 44058 | 205961914 | 05/25/2023
Carrier Corp. - Indianapolis | Goettl | F96VTN0601714A | Federally-Regulated Consumer Product | Non-Weatherized, Condensing Ga | 1459 | 259 |  | 05/25/2023 | 39051 | 205961827 | 05/25/2023
Carrier Corp. - Indianapolis | Goettl | PGS448090K**2G* | Federally-Regulated Consumer Product | Weatherized Non-Condensing Gas | 2022 | 287 |  | 05/25/2023 | 90050 | 205962192 | 05/25/2023
Carrier Corp. - Indianapolis | Goettl | F80VTL0701716A | Federally-Regulated Consumer Product | Non-Weatherized, Non-Condensin | 1813 | 262 |  | 05/25/2023 | 43434 | 207207178 | 05/25/2023
Carrier Corp. - Indianapolis | Goettl | N80ESL0701712A | Federally-Regulated Consumer Product | Non-Weatherized, Non-Condensin | 1051 | 228 |  | 05/25/2023 | 65904 | 205961917 | 05/25/2023
Carrier Corp. - Indianapolis | Goettl | F80CTL0702120A | Federally-Regulated Consumer Product | Non-Weatherized, Non-Condensin | 2239 | 281 |  | 05/25/2023 | 43857 | 205961801 | 05/25/2023
Carrier Corp. - Indianapolis | Goettl | F80VTL1102122A | Federally-Regulated Consumer Product | Non-Weatherized, Non-Condensin | 2435 | 289 |  | 05/25/2023 | 72702 | 207207182 | 05/25/2023
Carrier Corp. - Indianapolis | Goettl | N80ESL0702116A* | Federally-Regulated Consumer Product | Non-Weatherized, Non-Condensin | 1565 | 251 |  | 05/25/2023 | 65903 | 205961922 | 05/25/2023
Carrier Corp. - Indianapolis | Goettl | F80VTL0902120A* | Federally-Regulated Consumer Product | Non-Weatherized, Non-Condensin | 2025 | 271 |  | 05/25/2023 | 57947 | 207207181 | 05/25/2023
Carrier Corp. - Indianapolis | Goettl | G80CSU0802120A | Federally-Regulated Consumer Product | Non-Weatherized, Non-Condensin | 2499 | 292 |  | 05/25/2023 | 79452 | 205961853 | 05/25/2023
Carrier Corp. - Indianapolis | Goettl | N95ESN0401712A* | Federally-Regulated Consumer Product | Mobile Home Non-Weatherized, C | 998 | 239 |  | 05/25/2023 | 40139 | 205961996 | 05/25/2023
Carrier Corp. - Indianapolis | Goettl | PDS448115K**0G* | Federally-Regulated Consumer Product | Weatherized Non-Condensing Gas | 1989 | 287 |  | 05/25/2023 | 115206 | 205962096 | 05/25/2023
Carrier Corp. - Indianapolis | Goettl | F80CTL1352422A* | Federally-Regulated Consumer Product | Non-Weatherized, Non-Condensin | 2422 | 287 |  | 05/25/2023 | 87787 | 205961810 | 05/25/2023
Carrier Corp. - Indianapolis | Goettl | PDS448130K**1G* | Federally-Regulated Consumer Product | Weatherized Non-Condensing Gas | 2113 | 292 |  | 05/25/2023 | 127041 | 205962099 | 05/25/2023
Carrier Corp. - Indianapolis | Goettl | N80MSL0701412A | Federally-Regulated Consumer Product | Non-Weatherized, Non-Condensin | 1170 | 233 |  | 05/25/2023 | 65912 | 211780408 | 05/25/2023
Carrier Corp. - Indianapolis | Goettl | F97CMN1002122A*D | Federally-Regulated Consumer Product | Non-Weatherized, Condensing Ga | 2192 | 291 |  | 05/25/2023 | 39903 | 205961848 | 05/25/2023
Carrier Corp. - Indianapolis | Goettl | PGS448115K**0G* | Federally-Regulated Consumer Product | Weatherized Non-Condensing Gas | 1989 | 287 |  | 05/25/2023 | 115206 | 205962193 | 05/25/2023
Carrier Corp. - Indianapolis | Goettl | N95ESN1002120A*D | Federally-Regulated Consumer Product | Non-Weatherized, Condensing Ga | 2102 | 287 |  | 05/25/2023 | 99999 | 205962018 | 05/25/2023
Nordyne, LLC | RunTru | 4YCL4036A1070A | Federally-Regulated Consumer Product | Weatherized Non-Condensing Gas | 1655 | 264 |  | 09/23/2022 | 69854 | 209938354 | 05/25/2023
Nordyne, LLC | RunTru | 4YCL4036B1070A | Federally-Regulated Consumer Product | Weatherized Non-Condensing Gas | 1655 | 264 |  | 09/23/2022 | 69854 | 209938314 | 05/25/2023
Nordyne, LLC | RunTru | 4YCL4042B1100A | Federally-Regulated Consumer Product | Weatherized Non-Condensing Gas | 1913 | 275 |  | 09/23/2022 | 100561 | 209938315 | 05/25/2023
Nordyne, LLC | RunTru | 4YCL4060B1100A | Federally-Regulated Consumer Product | Weatherized Non-Condensing Gas | 2041 | 289 |  | 09/23/2022 | 101000 | 209938317 | 05/25/2023
Nordyne, LLC | RunTru | 4YCL4024B1055A | Federally-Regulated Consumer Product | Weatherized Non-Condensing Gas | 1304 | 240 |  | 09/23/2022 | 55721 | 209938312 | 05/25/2023
Nordyne, LLC | RunTru | 4YCL4030B1070A | Federally-Regulated Consumer Product | Weatherized Non-Condensing Gas | 1655 | 264 |  | 09/23/2022 | 69854 | 209938313 | 05/25/2023
Nordyne, LLC | RunTru | 4YCL4048B1100A | Federally-Regulated Consumer Product | Weatherized Non-Condensing Gas | 2128 | 293 |  | 09/23/2022 | 100965 | 209938316 | 05/25/2023
Nordyne, LLC | RunTru | 4YCL4030A1070A | Federally-Regulated Consumer Product | Weatherized Non-Condensing Gas | 1655 | 264 |  | 09/23/2022 | 69854 | 209938353 | 05/25/2023
Nordyne, LLC | RunTru | 4YCL4024A1055A | Federally-Regulated Consumer Product | Weatherized Non-Condensing Gas | 1304 | 240 |  | 09/23/2022 | 55721 | 209938352 | 05/25/2023
Nordyne, LLC | RunTru | 4YCL4042A1100A | Federally-Regulated Consumer Product | Weatherized Non-Condensing Gas | 1913 | 275 |  | 09/23/2022 | 100561 | 209938355 | 05/25/2023
Nordyne, LLC | RunTru | 4YCL4060A1100A | Federally-Regulated Consumer Product | Weatherized Non-Condensing Gas | 2041 | 289 |  | 09/23/2022 | 101000 | 209938357 | 05/25/2023
Nordyne, LLC | RunTru | 4YCL4048A1100A | Federally-Regulated Consumer Product | Weatherized Non-Condensing Gas | 1913 | 275 |  | 09/23/2022 | 100561 | 209938356 | 05/25/2023
Allied Air | Armstrong | PRPDF1636-090VP-** | Federally-Regulated Consumer Product | Weatherized Non-Condensing Gas | 1342 | 258 |  | 11/10/2022 | 66873 | 206901408 | 05/25/2023
Allied Air | Armstrong | PRPG*1648-108VP-** | Federally-Regulated Consumer Product | Weatherized Non-Condensing Gas | 1765 | 277 |  | 11/10/2022 | 80501 | 206901400 | 05/25/2023
Allied Air | Armstrong | PRPDF1624-072VP-** | Federally-Regulated Consumer Product | Weatherized Non-Condensing Gas | 1330 | 254 |  | 11/10/2022 | 53940 | 206901406 | 05/25/2023
Allied Air | Armstrong | PRPDF1660-126VP-** | Federally-Regulated Consumer Product | Weatherized Non-Condensing Gas | 2027 | 288 |  | 11/10/2022 | 93995 | 206901412 | 05/25/2023
Allied Air | Armstrong | PRPG*1660-126VP-** | Federally-Regulated Consumer Product | Weatherized Non-Condensing Gas | 2027 | 288 |  | 04/21/2021 | 93995 | 206901402 | 05/25/2023
Allied Air | Armstrong | PRPG*1636-072VP-** | Federally-Regulated Consumer Product | Weatherized Non-Condensing Gas | 1341 | 258 |  | 11/10/2022 | 53633 | 206901404 | 05/25/2023
Allied Air | Armstrong | PRPDF1648-108VP-** | Federally-Regulated Consumer Product | Weatherized Non-Condensing Gas | 1765 | 277 |  | 11/10/2022 | 80501 | 206901410 | 05/25/2023
Allied Air | Armstrong | PRPG*1624-072VP-** | Federally-Regulated Consumer Product | Weatherized Non-Condensing Gas | 1330 | 254 |  | 11/10/2022 | 53940 | 206901396 | 05/25/2023
Allied Air | Armstrong | PRPG*1636-090VP-** | Federally-Regulated Consumer Product | Weatherized Non-Condensing Gas | 1342 | 258 |  | 11/10/2022 | 66873 | 206901398 | 05/25/2023
Carrier Corp. - Indianapolis | Goettl | F97CMN0601714A | Federally-Regulated Consumer Product | Non-Weatherized, Condensing Ga | 1392 | 256 |  | 08/02/2022 | 23828 | 205961839 | 05/25/2023
Carrier Corp. - Indianapolis | Goettl | N95ESU0401712A | Federally-Regulated Consumer Product | Non-Weatherized, Condensing Ga | 1165 | 196 |  | 08/02/2022 | 40027 | 205962029 | 05/25/2023
Carrier Corp. - Indianapolis | Goettl | F80CTL0902120A | Federally-Regulated Consumer Product | Non-Weatherized, Non-Condensin | 2488 | 291 |  | 08/02/2022 | 57811 | 205961805 | 05/25/2023
Carrier Corp. - Indianapolis | Goettl | N95ESN1002122A* | Federally-Regulated Consumer Product | Mobile Home Non-Weatherized, C | 2017 | 283 |  | 08/02/2022 | 99705 | 205962020 | 05/25/2023
Carrier Corp. - Indianapolis | Goettl | N80ESL0901714A* | Federally-Regulated Consumer Product | Non-Weatherized, Non-Condensin | 1238 | 236 |  | 08/02/2022 | 88097 | 205961924 | 05/25/2023
Carrier Corp. - Indianapolis | Goettl | F80CSU1002120A | Federally-Regulated Consumer Product | Non-Weatherized, Non-Condensin | 2371 | 286 |  | 08/02/2022 | 99785 | 205961794 | 05/25/2023
Carrier Corp. - Indianapolis | Goettl | N95ESN1202422A*D | Federally-Regulated Consumer Product | Non-Weatherized, Condensing Ga | 2161 | 290 |  | 08/02/2022 | 119834 | 205962026 | 05/25/2023
Carrier Corp. - Indianapolis | Goettl | N95ESN0801716A | Federally-Regulated Consumer Product | Non-Weatherized, Condensing Ga | 1771 | 273 |  | 08/02/2022 | 80331 | 205962007 | 05/25/2023
Carrier Corp. - Indianapolis | Goettl | PDS460090K**1G* | Federally-Regulated Consumer Product | Weatherized Non-Condensing Gas | 2222 | 297 |  | 08/02/2022 | 90150 | 205962101 | 05/25/2023
Carrier Corp. - Indianapolis | Goettl | N96VSN0802120A*D | Federally-Regulated Consumer Product | Non-Weatherized, Condensing Ga | 2231 | 293 |  | 08/02/2022 | 79961 | 205962045 | 05/25/2023
Carrier Corp. - Indianapolis | Goettl | F96VTN1202422A*D | Federally-Regulated Consumer Product | Non-Weatherized, Condensing Ga | 2316 | 297 |  | 08/02/2022 | 77900 | 205961838 | 05/25/2023
Carrier Corp. - Indianapolis | Goettl | N96VSN1002120A*D | Federally-Regulated Consumer Product | Non-Weatherized, Condensing Ga | 2188 | 291 |  | 08/02/2022 | 99935 | 205962047 | 05/25/2023
Carrier Corp. - Indianapolis | Goettl | N95ESU1002122A | Federally-Regulated Consumer Product | Non-Weatherized, Condensing Ga | 2019 | 283 |  | 08/02/2022 | 99431 | 205962033 | 05/25/2023
Carrier Corp. - Indianapolis | Goettl | F80CTL0901716A | Federally-Regulated Consumer Product | Non-Weatherized, Non-Condensin | 1632 | 254 |  | 08/02/2022 | 58169 | 205961803 | 05/25/2023
Carrier Corp. - Indianapolis | Goettl | N95ESN1202422A* | Federally-Regulated Consumer Product | Mobile Home Non-Weatherized, C | 2161 | 290 |  | 08/02/2022 | 119834 | 205962024 | 05/25/2023
Carrier Corp. - Indianapolis | Goettl | F97CMN0801714A*D | Federally-Regulated Consumer Product | Non-Weatherized, Condensing Ga | 1403 | 257 |  | 08/02/2022 | 31213 | 205961844 | 05/25/2023
Carrier Corp. - Indianapolis | Goettl | N95ESU1002120A | Federally-Regulated Consumer Product | Non-Weatherized, Condensing Ga | 2085 | 287 |  | 08/02/2022 | 99583 | 205962032 | 05/25/2023
Carrier Corp. - Indianapolis | Goettl | F80CTL0902120A* | Federally-Regulated Consumer Product | Non-Weatherized, Non-Condensin | 2488 | 291 |  | 08/02/2022 | 57811 | 205961806 | 05/25/2023
Carrier Corp. - Indianapolis | Goettl | PDD424040K**1G* | Federally-Regulated Consumer Product | Weatherized Non-Condensing Gas | 1217 | 253 |  | 08/02/2022 | 40800 | 205962051 | 05/25/2023
Carrier Corp. - Indianapolis | Goettl | G80CTL1352422A* | Federally-Regulated Consumer Product | Non-Weatherized, Non-Condensin | 2422 | 287 |  | 08/02/2022 | 87787 | 205961870 | 05/25/2023
Carrier Corp. - Indianapolis | Goettl | N80ESL0902420A* | Federally-Regulated Consumer Product | Non-Weatherized, Non-Condensin | 1987 | 269 |  | 08/02/2022 | 88320 | 205961930 | 05/25/2023
Carrier Corp. - Indianapolis | Goettl | G80CTL0451712A* | Federally-Regulated Consumer Product | Non-Weatherized, Non-Condensin | 1379 | 243 |  | 08/02/2022 | 29039 | 205961856 | 05/25/2023
Carrier Corp. - Indianapolis | Goettl | N95ESN1202422A | Federally-Regulated Consumer Product | Non-Weatherized, Condensing Ga | 2161 | 290 |  | 08/02/2022 | 119834 | 205962023 | 05/25/2023
Carrier Corp. - Indianapolis | Goettl | F96VTN1002122A*D | Federally-Regulated Consumer Product | Non-Weatherized, Condensing Ga | 2219 | 292 |  | 08/02/2022 | 64715 | 205961836 | 05/25/2023
Carrier Corp. - Indianapolis | Goettl | PDS430060K**1G* | Federally-Regulated Consumer Product | Weatherized Non-Condensing Gas | 1285 | 256 |  | 08/02/2022 | 60738 | 205962085 | 05/25/2023
Carrier Corp. - Indianapolis | Goettl | N95ESN1002120A* | Federally-Regulated Consumer Product | Mobile Home Non-Weatherized, C | 2102 | 287 |  | 08/02/2022 | 99999 | 205962016 | 05/25/2023
Carrier Corp. - Indianapolis | Goettl | PGD424040K**0G* | Federally-Regulated Consumer Product | Weatherized Non-Condensing Gas | 1217 | 253 |  | 08/02/2022 | 40800 | 205962106 | 05/25/2023
Carrier Corp. - Indianapolis | Goettl | PDD460130K**1G* | Federally-Regulated Consumer Product | Weatherized Non-Condensing Gas | 2025 | 288 |  | 08/02/2022 | 126976 | 205962077 | 05/25/2023
Carrier Corp. - Indianapolis | Goettl | F96CTN0601714A*D | Federally-Regulated Consumer Product | Non-Weatherized, Condensing Ga | 1364 | 255 |  | 08/02/2022 | 38749 | 205961812 | 05/25/2023
Carrier Corp. - Indianapolis | Goettl | PDS460090K**0G* | Federally-Regulated Consumer Product | Weatherized Non-Condensing Gas | 2222 | 297 |  | 08/02/2022 | 90150 | 205962100 | 05/25/2023
Carrier Corp. - Indianapolis | Goettl | PGS442090K**0G* | Federally-Regulated Consumer Product | Weatherized Non-Condensing Gas | 1514 | 266 |  | 08/02/2022 | 90002 | 205962187 | 05/25/2023
Carrier Corp. - Indianapolis | Goettl | PDS460115K**0G* | Federally-Regulated Consumer Product | Weatherized Non-Condensing Gas | 2187 | 295 |  | 08/02/2022 | 115163 | 205962102 | 05/25/2023
Carrier Corp. - Indianapolis | Goettl | N96VSN0401410A | Federally-Regulated Consumer Product | Non-Weatherized, Condensing Ga | 1075 | 242 |  | 08/02/2022 | 40086 | 205962034 | 05/25/2023
Carrier Corp. - Indianapolis | Goettl | F97CMN0602120A*D | Federally-Regulated Consumer Product | Non-Weatherized, Condensing Ga | 1897 | 278 |  | 08/02/2022 | 24235 | 205961842 | 05/25/2023
Carrier Corp. - Indianapolis | Goettl | F97CMN0802120A | Federally-Regulated Consumer Product | Non-Weatherized, Condensing Ga | 2026 | 284 |  | 08/02/2022 | 31724 | 205961845 | 05/25/2023
Carrier Corp. - Indianapolis | Goettl | G97CMN0801714A*D | Federally-Regulated Consumer Product | Non-Weatherized, Condensing Ga | 1403 | 257 |  | 08/02/2022 | 31213 | 205961904 | 05/25/2023
Carrier Corp. - Indianapolis | Goettl | PDS436090K**0G* | Federally-Regulated Consumer Product | Weatherized Non-Condensing Gas | 1584 | 269 |  | 08/02/2022 | 90364 | 205962088 | 05/25/2023
Carrier Corp. - Indianapolis | Goettl | N80ESL0902120A | Federally-Regulated Consumer Product | Non-Weatherized, Non-Condensin | 2015 | 271 |  | 08/02/2022 | 88187 | 205961927 | 05/25/2023
Carrier Corp. - Indianapolis | Goettl | N80ESL0902120A* | Federally-Regulated Consumer Product | Non-Weatherized, Non-Condensin | 2015 | 271 |  | 08/02/2022 | 88187 | 205961928 | 05/25/2023
Carrier Corp. - Indianapolis | Goettl | PGD424060K**0G* | Federally-Regulated Consumer Product | Weatherized Non-Condensing Gas | 1285 | 256 |  | 08/02/2022 | 60738 | 205962108 | 05/25/2023
Carrier Corp. - Indianapolis | Goettl | G80CTL0901716A | Federally-Regulated Consumer Product | Non-Weatherized, Non-Condensin | 1632 | 254 |  | 08/02/2022 | 58169 | 205961863 | 05/25/2023
Carrier Corp. - Indianapolis | Goettl | G80CTL0701716A* | Federally-Regulated Consumer Product | Non-Weatherized, Non-Condensin | 1458 | 246 |  | 08/02/2022 | 43592 | 205961860 | 05/25/2023
Carrier Corp. - Indianapolis | Goettl | N96VSN0401712A*D | Federally-Regulated Consumer Product | Non-Weatherized, Condensing Ga | 1103 | 243 |  | 08/02/2022 | 39803 | 205962037 | 05/25/2023
Carrier Corp. - Indianapolis | Goettl | F97CMN1202422A | Federally-Regulated Consumer Product | Non-Weatherized, Condensing Ga | 2271 | 295 |  | 08/02/2022 | 48091 | 205961849 | 05/25/2023
Carrier Corp. - Indianapolis | Goettl | PDS436060K**1G* | Federally-Regulated Consumer Product | Weatherized Non-Condensing Gas | 1687 | 273 |  | 08/02/2022 | 60973 | 205962087 | 05/25/2023
Carrier Corp. - Indianapolis | Goettl | F97CMN1002122A | Federally-Regulated Consumer Product | Non-Weatherized, Condensing Ga | 2192 | 291 |  | 08/02/2022 | 39903 | 205961847 | 05/25/2023
Carrier Corp. - Indianapolis | Goettl | F80CTL0451712A* | Federally-Regulated Consumer Product | Non-Weatherized, Non-Condensin | 1379 | 243 |  | 08/02/2022 | 29039 | 205961796 | 05/25/2023
Carrier Corp. - Indianapolis | Goettl | G95CSU0601716A | Federally-Regulated Consumer Product | Non-Weatherized, Condensing Ga | 1413 | 247 |  | 08/02/2022 | 59505 | 206237487 | 05/25/2023
Carrier Corp. - Indianapolis | Goettl | F95CSU0802120A | Federally-Regulated Consumer Product | Non-Weatherized, Condensing Ga | 2223 | 247 |  | 08/02/2022 | 79567 | 206237499 | 05/25/2023
Carrier Corp. - Indianapolis | Goettl | G80CTL0701716A | Federally-Regulated Consumer Product | Non-Weatherized, Non-Condensin | 1458 | 246 |  | 08/02/2022 | 43592 | 205961859 | 05/25/2023
Carrier Corp. - Indianapolis | Goettl | PGS442090K**1G* | Federally-Regulated Consumer Product | Weatherized Non-Condensing Gas | 1514 | 266 |  | 08/02/2022 | 90002 | 205962188 | 05/25/2023
Carrier Corp. - Indianapolis | Goettl | N95ESN0601412A*D | Federally-Regulated Consumer Product | Non-Weatherized, Condensing Ga | 1176 | 247 |  | 08/02/2022 | 59961 | 205962002 | 05/25/2023
Carrier Corp. - Indianapolis | Goettl | PGD430040K**0H* | Federally-Regulated Consumer Product | Weatherized Non-Condensing Gas | 1217 | 253 |  | 08/02/2022 | 40800 | 205962111 | 05/25/2023
Carrier Corp. - Indianapolis | Goettl | F95CSU1002122A | Federally-Regulated Consumer Product | Non-Weatherized, Condensing Ga | 2271 | 273 |  | 08/02/2022 | 99648 | 206349948 | 05/25/2023
Carrier Corp. - Indianapolis | Goettl | PDS448090K**1G* | Federally-Regulated Consumer Product | Weatherized Non-Condensing Gas | 2067 | 290 |  | 08/02/2022 | 90607 | 205962095 | 05/25/2023
Carrier Corp. - Indianapolis | Goettl | F97CMN0802120A*D | Federally-Regulated Consumer Product | Non-Weatherized, Condensing Ga | 2026 | 284 |  | 08/02/2022 | 31724 | 205961846 | 05/25/2023
Carrier Corp. - Indianapolis | Goettl | N95ESN1002122A*D | Federally-Regulated Consumer Product | Non-Weatherized, Condensing Ga | 2017 | 283 |  | 08/02/2022 | 99705 | 205962022 | 05/25/2023
Carrier Corp. - Indianapolis | Goettl | N95ESN0401712A*D | Federally-Regulated Consumer Product | Non-Weatherized, Condensing Ga | 998 | 239 |  | 08/02/2022 | 40139 | 205961998 | 05/25/2023
Carrier Corp. - Indianapolis | Goettl | F96VTN1002120A | Federally-Regulated Consumer Product | Non-Weatherized, Condensing Ga | 2106 | 288 |  | 08/02/2022 | 65205 | 205961833 | 05/25/2023
Carrier Corp. - Indianapolis | Goettl | N95ESN0802120A**D | Federally-Regulated Consumer Product | Mobile Home Non-Weatherized, C | 1837 | 276 |  | 08/02/2022 | 79777 | 205962013 | 05/25/2023
Carrier Corp. - Indianapolis | Goettl | G96CTN0601714A*D | Federally-Regulated Consumer Product | Non-Weatherized, Condensing Ga | 1364 | 255 |  | 08/02/2022 | 38749 | 205961872 | 05/25/2023
Carrier Corp. - Indianapolis | BROCK | PG80MSAA36045A | Federally-Regulated Consumer Product | Non-Weatherized, Non-Condensin | 1161 | 233 |  | 03/30/2023 | 44099 | 211780571 | 05/25/2023
Nordyne, LLC | Moss Mechanical | FG7SC-072D-T24BP | Federally-Regulated Consumer Product | Non-Weatherized, Condensing Ga | 1603 | 266 |  | 05/25/2023 | 71640 | 208105442 | 05/25/2023
Nordyne, LLC | Moss Mechanical | KG7TN-060D-E24BP | Federally-Regulated Consumer Product | Non-Weatherized, Condensing Ga | 1304 | 252 |  | 05/25/2023 | 39517 | 208105478 | 05/25/2023
Nordyne, LLC | Moss Mechanical | R8GE-036K096C1 | Federally-Regulated Consumer Product | Weatherized Non-Condensing Gas | 1704 | 274 |  | 05/25/2023 | 97452 | 208105406 | 05/25/2023
Nordyne, LLC | Moss Mechanical | R8GE-X60K100U1 | Federally-Regulated Consumer Product | Weatherized Non-Condensing Gas | 2041 | 289 |  | 05/25/2023 | 101000 | 208105432 | 05/25/2023
Nordyne, LLC | Moss Mechanical | R104GD-024K045C | Federally-Regulated Consumer Product | Weatherized Non-Condensing Gas | 1024 | 244 |  | 05/25/2023 | 45216 | 209335224 | 05/25/2023
Nordyne, LLC | Moss Mechanical | R104GD-030K045C | Federally-Regulated Consumer Product | Weatherized Non-Condensing Gas | 1024 | 244 |  | 05/25/2023 | 45216 | 209335227 | 05/25/2023
Nordyne, LLC | Moss Mechanical | FG7SC-072*-T35C* | Federally-Regulated Consumer Product | Non-Weatherized, Condensing Ga | 1360 | 255 |  | 05/25/2023 | 72522 | 208105421 | 05/25/2023
Nordyne, LLC | Moss Mechanical | FG8SD-050U-T23A* | Federally-Regulated Consumer Product | Non-Weatherized, Condensing Ga | 1446 | 259 |  | 05/25/2023 | 50148 | 208105424 | 05/25/2023
Nordyne, LLC | Moss Mechanical | R8GE-X60K120C1 | Federally-Regulated Consumer Product | Weatherized Non-Condensing Gas | 2073 | 290 |  | 05/25/2023 | 119379 | 208105404 | 05/25/2023
Nordyne, LLC | Moss Mechanical | KG7TN-100D-E35CP | Federally-Regulated Consumer Product | Non-Weatherized, Condensing Ga | 1711 | 270 |  | 05/25/2023 | 65214 | 208105472 | 05/25/2023
Nordyne, LLC | Moss Mechanical | R104GD-036K096C | Federally-Regulated Consumer Product | Weatherized Non-Condensing Gas | 1725 | 275 |  | 05/25/2023 | 97452 | 209335231 | 05/25/2023
Nordyne, LLC | Moss Mechanical | FG7SA-054C-T23AP | Federally-Regulated Consumer Product | Non-Weatherized, Non-Condensin | 1278 | 238 |  | 05/25/2023 | 52950 | 208105441 | 05/25/2023
Nordyne, LLC | Moss Mechanical | KG7TA-060C-E23AP | Federally-Regulated Consumer Product | Non-Weatherized, Non-Condensin | 1266 | 238 |  | 05/25/2023 | 39577 | 208105459 | 05/25/2023
Nordyne, LLC | Moss Mechanical | FG7TN-080D-V35CP | Federally-Regulated Consumer Product | Non-Weatherized, Condensing Ga | 1785 | 274 |  | 05/25/2023 | 52907 | 208105471 | 05/25/2023
Nordyne, LLC | Moss Mechanical | R104GD-048K120C | Federally-Regulated Consumer Product | Weatherized Non-Condensing Gas | 1526 | 266 |  | 05/25/2023 | 121831 | 209335236 | 05/25/2023
Nordyne, LLC | Moss Mechanical | FG8SA-100U-T35CP | Federally-Regulated Consumer Product | Non-Weatherized, Non-Condensin | 2074 | 273 |  | 05/25/2023 | 101891 | 208105436 | 05/25/2023
Nordyne, LLC | Moss Mechanical | R8GE-042K072C1 | Federally-Regulated Consumer Product | Weatherized Non-Condensing Gas | 1817 | 279 |  | 05/25/2023 | 72195 | 208105407 | 05/25/2023
Nordyne, LLC | Moss Mechanical | FG8SA-055U-T23AP | Federally-Regulated Consumer Product | Non-Weatherized, Non-Condensin | 1100 | 230 |  | 05/25/2023 | 54989 | 208105438 | 05/25/2023
Nordyne, LLC | Moss Mechanical | R8GE-X60K096C1 | Federally-Regulated Consumer Product | Weatherized Non-Condensing Gas | 2028 | 288 |  | 05/25/2023 | 94398 | 208105409 | 05/25/2023
Nordyne, LLC | Moss Mechanical | FG7SA-090C-T35CP | Federally-Regulated Consumer Product | Non-Weatherized, Non-Condensin | 1992 | 270 |  | 05/25/2023 | 85266 | 208105448 | 05/25/2023
Nordyne, LLC | Moss Mechanical | DF6SF-X36K100CB | Federally-Regulated Consumer Product | Weatherized Non-Condensing Gas | 1575 | 268 |  | 05/25/2023 | 65500 | 208105401 | 05/25/2023
Nordyne, LLC | Moss Mechanical | FG7SC-090D-T35CP | Federally-Regulated Consumer Product | Non-Weatherized, Condensing Ga | 1980 | 282 |  | 05/25/2023 | 90343 | 208105450 | 05/25/2023
Nordyne, LLC | Moss Mechanical | KG7TC-080D-E35CP | Federally-Regulated Consumer Product | Non-Weatherized, Condensing Ga | 1686 | 269 |  | 05/25/2023 | 51925 | 208105463 | 05/25/2023
Nordyne, LLC | Moss Mechanical | R8GE-024K055U1 | Federally-Regulated Consumer Product | Weatherized Non-Condensing Gas | 1304 | 240 |  | 05/25/2023 | 55721 | 208105427 | 05/25/2023
Nordyne, LLC | Moss Mechanical | FG7TA-060C-V23AP | Federally-Regulated Consumer Product | Non-Weatherized, Non-Condensin | 1266 | 238 |  | 05/25/2023 | 39577 | 208105460 | 05/25/2023
Nordyne, LLC | Moss Mechanical | FG7SD-054D-T24BP | Federally-Regulated Consumer Product | Non-Weatherized, Condensing Ga | 1478 | 260 |  | 05/25/2023 | 54229 | 208105490 | 05/25/2023
Nordyne, LLC | Moss Mechanical | R104GD-024K072C | Federally-Regulated Consumer Product | Weatherized Non-Condensing Gas | 1280 | 255 |  | 05/25/2023 | 71272 | 209335226 | 05/25/2023
Nordyne, LLC | Moss Mechanical | R104GD-036K072C | Federally-Regulated Consumer Product | Weatherized Non-Condensing Gas | 1032 | 244 |  | 05/25/2023 | 72437 | 209335230 | 05/25/2023
Nordyne, LLC | Moss Mechanical | FG7SD-090D-T35CP | Federally-Regulated Consumer Product | Non-Weatherized, Condensing Ga | 1982 | 282 |  | 05/25/2023 | 86025 | 208105496 | 05/25/2023
Nordyne, LLC | Moss Mechanical | KG8SA-070U-T24BP | Federally-Regulated Consumer Product | Non-Weatherized, Non-Condensin | 1597 | 252 |  | 05/25/2023 | 70859 | 208105446 | 05/25/2023
Nordyne, LLC | Moss Mechanical | FG7SC-038*-T23AP | Federally-Regulated Consumer Product | Non-Weatherized, Condensing Ga | 1252 | 250 |  | 05/25/2023 | 37844 | 208105489 | 05/25/2023
Nordyne, LLC | Moss Mechanical | FG7TC-080D-V35CP | Federally-Regulated Consumer Product | Non-Weatherized, Condensing Ga | 1873 | 277 |  | 05/25/2023 | 50261 | 208105464 | 05/25/2023
Nordyne, LLC | Moss Mechanical | FG7SK-054C-T23AP | Federally-Regulated Consumer Product | Non-Weatherized, Non-Condensin | 1338 | 241 |  | 05/25/2023 | 52857 | 208105444 | 05/25/2023
Nordyne, LLC | Moss Mechanical | FG7SK-072C-T24BP | Federally-Regulated Consumer Product | Non-Weatherized, Non-Condensin | 1723 | 258 |  | 05/25/2023 | 73937 | 208105454 | 05/25/2023
Nordyne, LLC | Moss Mechanical | FG7SC-108*-T45D* | Federally-Regulated Consumer Product | Non-Weatherized, Condensing Ga | 1956 | 281 |  | 05/25/2023 | 107378 | 208105419 | 05/25/2023
Nordyne, LLC | Moss Mechanical | KG7TC-100D-E35CP | Federally-Regulated Consumer Product | Non-Weatherized, Condensing Ga | 1763 | 273 |  | 05/25/2023 | 64473 | 208105465 | 05/25/2023
Nordyne, LLC | Moss Mechanical | KG8SA-100U-T35CP | Federally-Regulated Consumer Product | Non-Weatherized, Non-Condensin | 2074 | 273 |  | 05/25/2023 | 101892 | 208105437 | 05/25/2023
Nordyne, LLC | Moss Mechanical | FG7TN-100D-V35CP | Federally-Regulated Consumer Product | Non-Weatherized, Condensing Ga | 2208 | 292 |  | 05/25/2023 | 64085 | 208105500 | 05/25/2023
Nordyne, LLC | Moss Mechanical | FG7TE-080D-E35CP | Federally-Regulated Consumer Product | Non-Weatherized, Condensing Ga | 1764 | 273 |  | 05/25/2023 | 52933 | 208105475 | 05/25/2023
Nordyne, LLC | Moss Mechanical | R8GE-048K096C1 | Federally-Regulated Consumer Product | Weatherized Non-Condensing Gas | 1818 | 279 |  | 05/25/2023 | 95561 | 208105411 | 05/25/2023
Nordyne, LLC | Moss Mechanical | FG7SA-126C-T45D* | Federally-Regulated Consumer Product | Non-Weatherized, Non-Condensin | 2213 | 279 |  | 05/25/2023 | 120195 | 208105417 | 05/25/2023
Nordyne, LLC | Moss Mechanical | FG7SD-108D-T45DP | Federally-Regulated Consumer Product | Non-Weatherized, Condensing Ga | 2046 | 272 |  | 05/25/2023 | 107992 | 208105492 | 05/25/2023
Nordyne, LLC | Moss Mechanical | FG7SC-054*-T24B* | Federally-Regulated Consumer Product | Non-Weatherized, Condensing Ga | 1537 | 263 |  | 05/25/2023 | 54478 | 208105413 | 05/25/2023
Nordyne, LLC | Moss Mechanical | FG7SA-045C-T23AP | Federally-Regulated Consumer Product | Non-Weatherized, Non-Condensin | 1249 | 235 |  | 05/25/2023 | 45676 | 208105455 | 05/25/2023
Nordyne, LLC | Moss Mechanical | R8GE-030K072C1 | Federally-Regulated Consumer Product | Weatherized Non-Condensing Gas | 1280 | 255 |  | 05/25/2023 | 71272 | 208105403 | 05/25/2023
Nordyne, LLC | Moss Mechanical | FG7TC-100D-V35CP | Federally-Regulated Consumer Product | Non-Weatherized, Condensing Ga | 1826 | 275 |  | 05/25/2023 | 64473 | 208105466 | 05/25/2023
Nordyne, LLC | Moss Mechanical | FG7TA-100C-V35CP | Federally-Regulated Consumer Product | Non-Weatherized, Non-Condensin | 1795 | 261 |  | 05/25/2023 | 65499 | 208105457 | 05/25/2023
Nordyne, LLC | Moss Mechanical | FG7TN-115D-V45CP | Federally-Regulated Consumer Product | Non-Weatherized, Condensing Ga | 1798 | 274 |  | 05/25/2023 | 74070 | 208105474 | 05/25/2023
Nordyne, LLC | Moss Mechanical | FG7TC-060D-V24BP | Federally-Regulated Consumer Product | Non-Weatherized, Condensing Ga | 1339 | 254 |  | 05/25/2023 | 38422 | 208105462 | 05/25/2023
Nordyne, LLC | Moss Mechanical | FG7TC-120D-E45DP | Federally-Regulated Consumer Product | Non-Weatherized, Condensing Ga | 2160 | 290 |  | 05/25/2023 | 77603 | 208105508 | 05/25/2023
Nordyne, LLC | Moss Mechanical | KG7TC-060D-E24BP | Federally-Regulated Consumer Product | Non-Weatherized, Condensing Ga | 1222 | 249 |  | 05/25/2023 | 39014 | 208105461 | 05/25/2023
Nordyne, LLC | Moss Mechanical | R8GE-042K096C1 | Federally-Regulated Consumer Product | Weatherized Non-Condensing Gas | 1540 | 267 |  | 05/25/2023 | 97780 | 208105410 | 05/25/2023
Nordyne, LLC | Moss Mechanical | FG7SD-072D-T35C* | Federally-Regulated Consumer Product | Non-Weatherized, Condensing Ga | 1826 | 275 |  | 05/25/2023 | 72142 | 208105423 | 05/25/2023
Nordyne, LLC | Moss Mechanical | FG8SA-070U-T24BP | Federally-Regulated Consumer Product | Non-Weatherized, Non-Condensin | 1597 | 252 |  | 05/25/2023 | 70859 | 208105443 | 05/25/2023
Nordyne, LLC | Moss Mechanical | FG7TA-080C-V24BP | Federally-Regulated Consumer Product | Non-Weatherized, Non-Condensin | 1277 | 238 |  | 05/25/2023 | 52213 | 208105435 | 05/25/2023
Nordyne, LLC | Moss Mechanical | KG7TA-080C-E24BP | Federally-Regulated Consumer Product | Non-Weatherized, Non-Condensin | 1277 | 238 |  | 05/25/2023 | 52213 | 208105433 | 05/25/2023
Nordyne, LLC | Moss Mechanical | R8GE-042K100U1 | Federally-Regulated Consumer Product | Weatherized Non-Condensing Gas | 1913 | 275 |  | 05/25/2023 | 100561 | 208105430 | 05/25/2023
Nordyne, LLC | Moss Mechanical | FG7SA-090C-T24BP | Federally-Regulated Consumer Product | Non-Weatherized, Non-Condensin | 1544 | 250 |  | 05/25/2023 | 89091 | 208105440 | 05/25/2023
Nordyne, LLC | Moss Mechanical | FG7TE-060D-E24BP | Federally-Regulated Consumer Product | Non-Weatherized, Condensing Ga | 1315 | 252 |  | 05/25/2023 | 38212 | 208105487 | 05/25/2023
Nordyne, LLC | Moss Mechanical | R8GE-030K070U1 | Federally-Regulated Consumer Product | Weatherized Non-Condensing Gas | 1655 | 264 |  | 05/25/2023 | 69854 | 208105428 | 05/25/2023
Nordyne, LLC | Moss Mechanical | R8GE-048K120C1 | Federally-Regulated Consumer Product | Weatherized Non-Condensing Gas | 1991 | 287 |  | 05/25/2023 | 121831 | 208105405 | 05/25/2023
Nordyne, LLC | Moss Mechanical | FG7TA-120C-V35CP | Federally-Regulated Consumer Product | Non-Weatherized, Non-Condensin | 2383 | 287 |  | 05/25/2023 | 76546 | 208105458 | 05/25/2023
Nordyne, LLC | Moss Mechanical | FG7SK-090C-T24BP | Federally-Regulated Consumer Product | Non-Weatherized, Non-Condensin | 1564 | 251 |  | 05/25/2023 | 90265 | 208105449 | 05/25/2023
Nordyne, LLC | Moss Mechanical | FG7TE-080D-V35CP | Federally-Regulated Consumer Product | Non-Weatherized, Condensing Ga | 1829 | 275 |  | 05/25/2023 | 52182 | 208105476 | 05/25/2023
Nordyne, LLC | Moss Mechanical | FG8SD-100U-T35C* | Federally-Regulated Consumer Product | Non-Weatherized, Condensing Ga | 2088 | 287 |  | 05/25/2023 | 100330 | 208105425 | 05/25/2023
Nordyne, LLC | Moss Mechanical | FG7TE-115D-V45DP | Federally-Regulated Consumer Product | Non-Weatherized, Condensing Ga | 1999 | 283 |  | 05/25/2023 | 74875 | 208105502 | 05/25/2023
Nordyne, LLC | Moss Mechanical | FG7SC-120*-T45D* | Federally-Regulated Consumer Product | Non-Weatherized, Condensing Ga | 2047 | 272 |  | 05/25/2023 | 120160 | 208105416 | 05/25/2023
Nordyne, LLC | Moss Mechanical | R104GD-X60K120C | Federally-Regulated Consumer Product | Weatherized Non-Condensing Gas | 2073 | 290 |  | 05/25/2023 | 119379 | 209335238 | 05/25/2023
Nordyne, LLC | Moss Mechanical | R8GE-048K100U1 | Federally-Regulated Consumer Product | Weatherized Non-Condensing Gas | 1913 | 275 |  | 05/25/2023 | 100561 | 208105431 | 05/25/2023
Nordyne, LLC | Moss Mechanical | FG7TN-060D-V24BP | Federally-Regulated Consumer Product | Non-Weatherized, Condensing Ga | 1405 | 257 |  | 05/25/2023 | 38964 | 208105479 | 05/25/2023
Nordyne, LLC | Moss Mechanical | KG7TC-120D-E45DP | Federally-Regulated Consumer Product | Non-Weatherized, Condensing Ga | 2160 | 290 |  | 05/25/2023 | 77603 | 208105467 | 05/25/2023
Nordyne, LLC | Moss Mechanical | KG7TE-060D-E24BP | Federally-Regulated Consumer Product | Non-Weatherized, Condensing Ga | 1315 | 252 |  | 05/25/2023 | 38212 | 208105488 | 05/25/2023
Nordyne, LLC | Moss Mechanical | KG7TN-115D-E45DP | Federally-Regulated Consumer Product | Non-Weatherized, Condensing Ga | 2198 | 292 |  | 05/25/2023 | 75317 | 208105473 | 05/25/2023
Nordyne, LLC | Moss Mechanical | FG7SA-072C-T35CP | Federally-Regulated Consumer Product | Non-Weatherized, Non-Condensin | 1719 | 257 |  | 05/25/2023 | 73962 | 208105453 | 05/25/2023
Nordyne, LLC | Moss Mechanical | FG8SD-070U-T24B* | Federally-Regulated Consumer Product | Non-Weatherized, Condensing Ga | 1626 | 267 |  | 05/25/2023 | 68900 | 208105426 | 05/25/2023
Nordyne, LLC | Moss Mechanical | FG7TE-060D-V24BP | Federally-Regulated Consumer Product | Non-Weatherized, Condensing Ga | 1334 | 254 |  | 05/25/2023 | 38697 | 208105499 | 05/25/2023
Nordyne, LLC | Moss Mechanical | R8GE-036K072C1 | Federally-Regulated Consumer Product | Weatherized Non-Condensing Gas | 1349 | 258 |  | 05/25/2023 | 72437 | 208105408 | 05/25/2023
Nordyne, LLC | Moss Mechanical | FG7SK-108C-T35CP | Federally-Regulated Consumer Product | Non-Weatherized, Non-Condensin | 2216 | 280 |  | 05/25/2023 | 109081 | 208105452 | 05/25/2023
Nordyne, LLC | Moss Mechanical | FG7TE-100D-V35CP | Federally-Regulated Consumer Product | Non-Weatherized, Condensing Ga | 1819 | 275 |  | 05/25/2023 | 65338 | 208105498 | 05/25/2023
Nordyne, LLC | Moss Mechanical | R8GE-024K072C1 | Federally-Regulated Consumer Product | Weatherized Non-Condensing Gas | 1280 | 255 |  | 05/25/2023 | 71272 | 208105402 | 05/25/2023
Nordyne, LLC | Moss Mechanical | KG7TE-100D-E35CP | Federally-Regulated Consumer Product | Non-Weatherized, Condensing Ga | 1783 | 273 |  | 05/25/2023 | 64758 | 208105469 | 05/25/2023
Nordyne, LLC | Moss Mechanical | R104GD-030K072C | Federally-Regulated Consumer Product | Weatherized Non-Condensing Gas | 1280 | 255 |  | 05/25/2023 | 71272 | 209335228 | 05/25/2023
Nordyne, LLC | Moss Mechanical | R104GD-048K096C | Federally-Regulated Consumer Product | Weatherized Non-Condensing Gas | 1818 | 279 |  | 05/25/2023 | 95561 | 209335234 | 05/25/2023
Nordyne, LLC | Moss Mechanical | FG7SD-120D-T45DP | Federally-Regulated Consumer Product | Non-Weatherized, Condensing Ga | 1860 | 277 |  | 05/25/2023 | 113408 | 208105503 | 05/25/2023
Nordyne, LLC | Moss Mechanical | KG7TN-080D-E35CP | Federally-Regulated Consumer Product | Non-Weatherized, Condensing Ga | 1718 | 271 |  | 05/25/2023 | 52461 | 208105470 | 05/25/2023
Nordyne, LLC | Moss Mechanical | R104GD-042K072C | Federally-Regulated Consumer Product | Weatherized Non-Condensing Gas | 1950 | 285 |  | 05/25/2023 | 72195 | 209335232 | 05/25/2023
Nordyne, LLC | Moss Mechanical | KG7TE-080D-E35CP | Federally-Regulated Consumer Product | Non-Weatherized, Condensing Ga | 1764 | 273 |  | 05/25/2023 | 52933 | 208105477 | 05/25/2023
Nordyne, LLC | Moss Mechanical | FG7SD-038D-T24BP | Federally-Regulated Consumer Product | Non-Weatherized, Condensing Ga | 1486 | 260 |  | 05/25/2023 | 37931 | 208105494 | 05/25/2023
Nordyne, LLC | Moss Mechanical | FG7SK-126C-T45DP | Federally-Regulated Consumer Product | Non-Weatherized, Non-Condensin | 1904 | 266 |  | 05/25/2023 | 119921 | 208105456 | 05/25/2023
Nordyne, LLC | Moss Mechanical | KG7TA-100C-E35CP | Federally-Regulated Consumer Product | Non-Weatherized, Non-Condensin | 1668 | 255 |  | 05/25/2023 | 63969 | 208105434 | 05/25/2023
Nordyne, LLC | Moss Mechanical | KG8SA-055U-T23AP | Federally-Regulated Consumer Product | Non-Weatherized, Non-Condensin | 1100 | 230 |  | 05/25/2023 | 54989 | 208105439 | 05/25/2023
Nordyne, LLC | Moss Mechanical | FG7TE-100D-E35CP | Federally-Regulated Consumer Product | Non-Weatherized, Condensing Ga | 1783 | 273 |  | 05/25/2023 | 64758 | 208105468 | 05/25/2023
Nordyne, LLC | Moss Mechanical | FG7SA-072C-T24BP | Federally-Regulated Consumer Product | Non-Weatherized, Non-Condensin | 1457 | 246 |  | 05/25/2023 | 69586 | 208105451 | 05/25/2023
Nordyne, LLC | Moss Mechanical | FG7TE-035D-E23AP | Federally-Regulated Consumer Product | Non-Weatherized, Condensing Ga | 1240 | 250 |  | 05/25/2023 | 22621 | 208105505 | 05/25/2023
Nordyne, LLC | Moss Mechanical | R104GD-X60K096C | Federally-Regulated Consumer Product | Weatherized Non-Condensing Gas | 2066 | 290 |  | 05/25/2023 | 94398 | 209335237 | 05/25/2023
Nordyne, LLC | Moss Mechanical | R104GD-042K096C | Federally-Regulated Consumer Product | Weatherized Non-Condensing Gas | 1540 | 267 |  | 05/25/2023 | 97780 | 209335233 | 05/25/2023
Nordyne, LLC | Moss Mechanical | R8GE-036K070U1 | Federally-Regulated Consumer Product | Weatherized Non-Condensing Gas | 1655 | 264 |  | 05/25/2023 | 69854 | 208105429 | 05/25/2023
Nordyne, LLC | Moss Mechanical | FG7TE-115D-E45DP | Federally-Regulated Consumer Product | Non-Weatherized, Condensing Ga | 1999 | 283 |  | 05/25/2023 | 74875 | 208105501 | 05/25/2023
Nordyne, LLC | Moss Mechanical | FG7SA-108C-T35CP | Federally-Regulated Consumer Product | Non-Weatherized, Non-Condensin | 2230 | 238 |  | 05/25/2023 | 108250 | 208105445 | 05/25/2023
Rheem Sales Company, Inc. | DURASTAR | DR80DZAW0751521SAB | Federally-Regulated Consumer Product | Non-Weatherized, Non-Condensin | 2163 | 277 |  | 05/25/2023 | 75029 | 210727809 | 05/25/2023
Rheem Sales Company, Inc. | DURASTAR | DR80DZAW1002521NAB | Federally-Regulated Consumer Product | Non-Weatherized, Non-Condensin | 2120 | 275 |  | 05/25/2023 | 69817 | 211873049 | 05/25/2023
Rheem Sales Company, Inc. | DURASTAR | DR80DZAW0752521SAB | Federally-Regulated Consumer Product | Non-Weatherized, Non-Condensin | 2041 | 272 |  | 05/25/2023 | 52592 | 211873048 | 05/25/2023
Rheem Sales Company, Inc. | DURASTAR | DR95M4AT0701317S | Federally-Regulated Consumer Product | Non-Weatherized, Condensing Ga | 1362 | 255 |  | 05/25/2023 | 69960 | 208676590 | 05/25/2023
Rheem Sales Company, Inc. | DURASTAR | DR95M4AT1001521S | Federally-Regulated Consumer Product | Non-Weatherized, Condensing Ga | 2066 | 286 |  | 05/25/2023 | 98023 | 208676593 | 05/25/2023
Rheem Sales Company, Inc. | DURASTAR | DR80DZAW0502314SAB | Federally-Regulated Consumer Product | Non-Weatherized, Non-Condensin | 1250 | 237 |  | 05/25/2023 | 34844 | 211873041 | 05/25/2023
Rheem Sales Company, Inc. | DURASTAR | DR80UHAT0501417NAN | Federally-Regulated Consumer Product | Non-Weatherized, Non-Condensin | 1517 | 249 |  | 05/25/2023 | 50545 | 211873036 | 05/25/2023
Rheem Sales Company, Inc. | DURASTAR | DR80UHAW0502417SAB | Federally-Regulated Consumer Product | Non-Weatherized, Non-Condensin | 1712 | 257 |  | 05/25/2023 | 34534 | 211873044 | 05/25/2023
Rheem Sales Company, Inc. | DURASTAR | DR80DZAW0501314SAB | Federally-Regulated Consumer Product | Non-Weatherized, Non-Condensin | 2163 | 277 |  | 05/25/2023 | 51119 | 210727807 | 05/25/2023
Rheem Sales Company, Inc. | DURASTAR | DR80DZAW0502314NAB | Federally-Regulated Consumer Product | Non-Weatherized, Non-Condensin | 1250 | 237 |  | 05/25/2023 | 34844 | 211873040 | 05/25/2023
Rheem Sales Company, Inc. | DURASTAR | DR95UCT1151524SA | Federally-Regulated Consumer Product | Non-Weatherized, Condensing Ga | 2041 | 285 |  | 05/25/2023 | 111488 | 205783273 | 05/25/2023
Rheem Sales Company, Inc. | DURASTAR | DR80UHAW0502417NAB | Federally-Regulated Consumer Product | Non-Weatherized, Non-Condensin | 1712 | 257 |  | 05/25/2023 | 34534 | 211873042 | 05/25/2023
Rheem Sales Company, Inc. | DURASTAR | DR80DZAW1001521SAB | Federally-Regulated Consumer Product | Non-Weatherized, Non-Condensin | 2095 | 257 |  | 05/25/2023 | 100302 | 210727811 | 05/25/2023
Rheem Sales Company, Inc. | DURASTAR | DR95M4AW1151524S | Federally-Regulated Consumer Product | Non-Weatherized, Condensing Ga | 2137 | 231 |  | 05/25/2023 | 111605 | 208676601 | 05/25/2023
Rheem Sales Company, Inc. | DURASTAR | DR95UCT0701317SA | Federally-Regulated Consumer Product | Non-Weatherized, Condensing Ga | 1362 | 255 |  | 05/25/2023 | 69960 | 205783269 | 05/25/2023
Rheem Sales Company, Inc. | DURASTAR | DR95UCT0851521SA | Federally-Regulated Consumer Product | Non-Weatherized, Condensing Ga | 1929 | 280 |  | 05/25/2023 | 84515 | 205783271 | 05/25/2023
Rheem Sales Company, Inc. | DURASTAR | DR95UCT0401317SA | Federally-Regulated Consumer Product | Non-Weatherized, Condensing Ga | 1107 | 244 |  | 05/25/2023 | 41877 | 205783267 | 05/25/2023
Rheem Sales Company, Inc. | DURASTAR | DR80UAT0752417SA | Federally-Regulated Consumer Product | Non-Weatherized, Non-Condensin | 1884 | 265 |  | 05/25/2023 | 52545 | 205783262 | 05/25/2023
Rheem Sales Company, Inc. | DURASTAR | DR95UCT1001521SA | Federally-Regulated Consumer Product | Non-Weatherized, Condensing Ga | 2066 | 286 |  | 05/25/2023 | 98023 | 205783272 | 05/25/2023
Rheem Sales Company, Inc. | DURASTAR | DR80DZAW1002521SAB | Federally-Regulated Consumer Product | Non-Weatherized, Non-Condensin | 2120 | 275 |  | 05/25/2023 | 69817 | 211873050 | 05/25/2023
Rheem Sales Company, Inc. | DURASTAR | DR80DZAW1251524SAB | Federally-Regulated Consumer Product | Non-Weatherized, Non-Condensin | 2075 | 273 |  | 05/25/2023 | 124289 | 210727813 | 05/25/2023
Rheem Sales Company, Inc. | DURASTAR | DR80DZAW1252524NAB | Federally-Regulated Consumer Product | Non-Weatherized, Non-Condensin | 2179 | 278 |  | 05/25/2023 | 86625 | 211873051 | 05/25/2023
Rheem Sales Company, Inc. | DURASTAR | DR80UAT1252524SA | Federally-Regulated Consumer Product | Non-Weatherized, Non-Condensin | 1899 | 266 |  | 05/25/2023 | 87546 | 205783265 | 05/25/2023
Rheem Sales Company, Inc. | DURASTAR | DR80DZAW0751521NAB | Federally-Regulated Consumer Product | Non-Weatherized, Non-Condensin | 2163 | 277 |  | 05/25/2023 | 75029 | 210727808 | 05/25/2023
Rheem Sales Company, Inc. | DURASTAR | DR80DZAW1001521NAB | Federally-Regulated Consumer Product | Non-Weatherized, Non-Condensin | 2095 | 257 |  | 05/25/2023 | 100302 | 210727810 | 05/25/2023
Rheem Sales Company, Inc. | DURASTAR | DR80DZAW0752417NAB | Federally-Regulated Consumer Product | Non-Weatherized, Non-Condensin | 1628 | 254 |  | 05/25/2023 | 52707 | 211873045 | 05/25/2023
Rheem Sales Company, Inc. | DURASTAR | DR80DZAW1251524NAB | Federally-Regulated Consumer Product | Non-Weatherized, Non-Condensin | 2075 | 273 |  | 05/25/2023 | 124289 | 210727812 | 05/25/2023
Rheem Sales Company, Inc. | DURASTAR | DR80UHAT0501417SAN | Federally-Regulated Consumer Product | Non-Weatherized, Non-Condensin | 1517 | 249 |  | 05/25/2023 | 50545 | 211873037 | 05/25/2023
Rheem Sales Company, Inc. | DURASTAR | DR95M4AT0401317S | Federally-Regulated Consumer Product | Non-Weatherized, Condensing Ga | 1292 | 228 |  | 05/25/2023 | 42494 | 208676588 | 05/25/2023
Rheem Sales Company, Inc. | DURASTAR | DR95UCT0701521SA | Federally-Regulated Consumer Product | Non-Weatherized, Condensing Ga | 1983 | 279 |  | 05/25/2023 | 70360 | 205783270 | 05/25/2023
Rheem Sales Company, Inc. | DURASTAR | DR80DZAW0501314NAB | Federally-Regulated Consumer Product | Non-Weatherized, Non-Condensin | 2163 | 277 |  | 05/25/2023 | 51119 | 210727806 | 05/25/2023
Rheem Sales Company, Inc. | DURASTAR | DR80UAT1502524SA | Federally-Regulated Consumer Product | Non-Weatherized, Non-Condensin | 2092 | 274 |  | 05/25/2023 | 104565 | 205783266 | 05/25/2023
Rheem Sales Company, Inc. | DURASTAR | DR80DZAW0752521NAB | Federally-Regulated Consumer Product | Non-Weatherized, Non-Condensin | 2041 | 272 |  | 05/25/2023 | 52592 | 211873047 | 05/25/2023
American Standard, Inc. | AMERICAN STANDARD | S8V2C100M5PD*** | Federally-Regulated Consumer Product | Non-Weatherized, Non-Condensin | 2317 | 283 |  | 05/25/2023 | 65323 | 210532658 | 05/25/2023
American Standard, Inc. | AMERICAN STANDARD | AUHMB060ACV3V**-H | Federally-Regulated Consumer Product | Non-Weatherized, Condensing Ga | 1328 | 253 |  | 05/25/2023 | 23433 | 9962861 | 05/25/2023
American Standard, Inc. | AMERICAN STANDARD | S8B1B080M4PT*** | Federally-Regulated Consumer Product | Non-Weatherized, Non-Condensin | 1891 | 265 |  | 05/25/2023 | 80284 | 202865521 | 05/25/2023
American Standard, Inc. | AMERICAN STANDARD | S8X2D120M5PT*** | Federally-Regulated Consumer Product | Non-Weatherized, Non-Condensin | 2478 | 291 |  | 05/25/2023 | 84491 | 202865506 | 05/25/2023
American Standard, Inc. | AMERICAN STANDARD | S8X1A040M3PT*** | Federally-Regulated Consumer Product | Non-Weatherized, Non-Condensin | 1395 | 243 |  | 05/25/2023 | 39539 | 202865492 | 05/25/2023
American Standard, Inc. | AMERICAN STANDARD | S9V2B060U4PS*** | Federally-Regulated Consumer Product | Non-Weatherized, Condensing Ga | 1620 | 266 |  | 05/25/2023 | 39100 | 10509495 | 05/25/2023
American Standard, Inc. | AMERICAN STANDARD | 4YCC4042A1090** | Federally-Regulated Consumer Product | Weatherized Non-Condensing Gas | 1729 | 275 |  | 05/25/2023 | 89458 | 7523943 | 05/25/2023
American Standard, Inc. | AMERICAN STANDARD | 4YCZ6048C1090** | Federally-Regulated Consumer Product | Weatherized Non-Condensing Gas | 1874 | 281 |  | 05/25/2023 | 71942 | 7795889 | 05/25/2023
American Standard, Inc. | AMERICAN STANDARD | AUHMB080ACV3V** | Federally-Regulated Consumer Product | Non-Weatherized, Condensing Ga | 1413 | 257 |  | 05/25/2023 | 79374 | 9962867 | 05/25/2023
American Standard, Inc. | AMERICAN STANDARD | L8V1A040U3VS*** | Federally-Regulated Consumer Product | Non-Weatherized, Non-Condensin | 1421 | 245 |  | 05/25/2023 | 40235 | 208359565 | 05/25/2023
American Standard, Inc. | AMERICAN STANDARD | ADD2D120ACV52* | Federally-Regulated Consumer Product | Non-Weatherized, Non-Condensin | 2235 | 280 |  | 05/25/2023 | 75910 | 2016784 | 05/25/2023
American Standard, Inc. | AMERICAN STANDARD | AUHMD120ACV5V**-H | Federally-Regulated Consumer Product | Non-Weatherized, Condensing Ga | 2116 | 288 |  | 05/25/2023 | 54354 | 9962864 | 05/25/2023
American Standard, Inc. | AMERICAN STANDARD | 4YCC4060A1115** | Federally-Regulated Consumer Product | Weatherized Non-Condensing Gas | 2164 | 294 |  | 05/25/2023 | 114427 | 7523947 | 05/25/2023
American Standard, Inc. | AMERICAN STANDARD | S9V2B060D3PS*** | Federally-Regulated Consumer Product | Non-Weatherized, Condensing Ga | 1446 | 259 |  | 05/25/2023 | 38743 | 10509493 | 05/25/2023
American Standard, Inc. | AMERICAN STANDARD | ADD2B080A9V3V** | Federally-Regulated Consumer Product | Non-Weatherized, Non-Condensin | 1465 | 246 |  | 05/25/2023 | 50969 | 5493968 | 05/25/2023
American Standard, Inc. | AMERICAN STANDARD | S9X2B040D3PSB** | Federally-Regulated Consumer Product | Non-Weatherized, Condensing Ga | 1261 | 250 |  | 05/25/2023 | 25805 | 203909126 | 05/25/2023
American Standard, Inc. | AMERICAN STANDARD | S8X2B060M4PT*** | Federally-Regulated Consumer Product | Non-Weatherized, Non-Condensin | 1756 | 259 |  | 05/25/2023 | 39182 | 202865502 | 05/25/2023
American Standard, Inc. | AMERICAN STANDARD | S8B1A026M2PT*** | Federally-Regulated Consumer Product | Non-Weatherized, Non-Condensin | 1045 | 228 |  | 05/25/2023 | 26205 | 202865516 | 05/25/2023
American Standard, Inc. | AMERICAN STANDARD | S8B1A040M3PT*** | Federally-Regulated Consumer Product | Non-Weatherized, Non-Condensin | 1395 | 243 |  | 05/25/2023 | 39539 | 202865517 | 05/25/2023
American Standard, Inc. | AMERICAN STANDARD | 4DCY4042C1090** | Federally-Regulated Consumer Product | Weatherized Non-Condensing Gas | 1846 | 280 |  | 05/25/2023 | 90142 | 7795878 | 05/25/2023
American Standard, Inc. | AMERICAN STANDARD | S8B1A040M3PS*** | Federally-Regulated Consumer Product | Non-Weatherized, Non-Condensin | 1395 | 243 |  | 05/25/2023 | 39539 | 202576808 | 05/25/2023
American Standard, Inc. | AMERICAN STANDARD | AUHMB060ACV3V** | Federally-Regulated Consumer Product | Non-Weatherized, Condensing Ga | 1328 | 253 |  | 05/25/2023 | 23433 | 9962868 | 05/25/2023
American Standard, Inc. | AMERICAN STANDARD | S8X2B080M4PT*** | Federally-Regulated Consumer Product | Non-Weatherized, Non-Condensin | 1846 | 263 |  | 05/25/2023 | 51266 | 202865503 | 05/25/2023
American Standard, Inc. | AMERICAN STANDARD | 4DCY4036C1070** | Federally-Regulated Consumer Product | Weatherized Non-Condensing Gas | 1504 | 265 |  | 05/25/2023 | 55291 | 7795877 | 05/25/2023
American Standard, Inc. | AMERICAN STANDARD | 4YCC4036A1090** | Federally-Regulated Consumer Product | Weatherized Non-Condensing Gas | 1387 | 260 |  | 05/25/2023 | 90126 | 7523941 | 05/25/2023
American Standard, Inc. | AMERICAN STANDARD | S8X2A040M3PT*** | Federally-Regulated Consumer Product | Non-Weatherized, Non-Condensin | 1447 | 246 |  | 05/25/2023 | 25638 | 202865500 | 05/25/2023
American Standard, Inc. | AMERICAN STANDARD | 4YCC4060A1090** | Federally-Regulated Consumer Product | Weatherized Non-Condensing Gas | 2282 | 299 |  | 05/25/2023 | 89050 | 7523946 | 05/25/2023
American Standard, Inc. | AMERICAN STANDARD | S9B1B060U4PS*** | Federally-Regulated Consumer Product | Non-Weatherized, Condensing Ga | 1616 | 266 |  | 05/25/2023 | 60194 | 203908967 | 05/25/2023
American Standard, Inc. | AMERICAN STANDARD | 4DCZ5024F1060** | Federally-Regulated Consumer Product | Weatherized Non-Condensing Gas | 1036 | 245 |  | 05/25/2023 | 59807 | 211708367 | 05/25/2023
American Standard, Inc. | AMERICAN STANDARD | S8B1C100M5PT*** | Federally-Regulated Consumer Product | Non-Weatherized, Non-Condensin | 2443 | 289 |  | 05/25/2023 | 98371 | 202865523 | 05/25/2023
American Standard, Inc. | AMERICAN STANDARD | AUD2D140ACV52* | Federally-Regulated Consumer Product | Non-Weatherized, Non-Condensin | 2046 | 272 |  | 05/25/2023 | 90042 | 2016790 | 05/25/2023
American Standard, Inc. | AMERICAN STANDARD | S9V2B080U4PS*** | Federally-Regulated Consumer Product | Non-Weatherized, Condensing Ga | 1691 | 269 |  | 05/25/2023 | 51429 | 10509499 | 05/25/2023
American Standard, Inc. | AMERICAN STANDARD | S8V2A040M3PC*** | Federally-Regulated Consumer Product | Non-Weatherized, Non-Condensin | 1475 | 246 |  | 05/25/2023 | 25840 | 210532642 | 05/25/2023
American Standard, Inc. | AMERICAN STANDARD | 4YCZ5024F1060** | Federally-Regulated Consumer Product | Weatherized Non-Condensing Gas | 1056 | 245 |  | 05/25/2023 | 60351 | 211708357 | 05/25/2023
American Standard, Inc. | AMERICAN STANDARD | L8V1C100U5VS*** | Federally-Regulated Consumer Product | Non-Weatherized, Non-Condensin | 2437 | 289 |  | 05/25/2023 | 101421 | 207169060 | 05/25/2023
American Standard, Inc. | AMERICAN STANDARD | S8X2C100M5PT*** | Federally-Regulated Consumer Product | Non-Weatherized, Non-Condensin | 2385 | 287 |  | 05/25/2023 | 65137 | 202865505 | 05/25/2023
American Standard, Inc. | AMERICAN STANDARD | ADHMC100ACV4VB* | Federally-Regulated Consumer Product | Non-Weatherized, Condensing Ga | 1706 | 270 |  | 05/25/2023 | 41336 | 5722431 | 05/25/2023
American Standard, Inc. | AMERICAN STANDARD | S9B1D120U5PS*** | Federally-Regulated Consumer Product | Non-Weatherized, Condensing Ga | 2504 | 305 |  | 05/25/2023 | 120189 | 203908971 | 05/25/2023
American Standard, Inc. | AMERICAN STANDARD | AUD2C100B9V5V** | Federally-Regulated Consumer Product | Non-Weatherized, Non-Condensin | 2112 | 275 |  | 05/25/2023 | 63807 | 5493976 | 05/25/2023
American Standard, Inc. | AMERICAN STANDARD | ADD2C100A9V5V** | Federally-Regulated Consumer Product | Non-Weatherized, Non-Condensin | 1971 | 269 |  | 05/25/2023 | 66645 | 5493969 | 05/25/2023
American Standard, Inc. | AMERICAN STANDARD | S8V2A040M3PD*** | Federally-Regulated Consumer Product | Non-Weatherized, Non-Condensin | 1475 | 246 |  | 05/25/2023 | 25840 | 210532654 | 05/25/2023
American Standard, Inc. | AMERICAN STANDARD | S8V2D120M5PC*** | Federally-Regulated Consumer Product | Non-Weatherized, Non-Condensin | 2377 | 286 |  | 05/25/2023 | 84668 | 210532647 | 05/25/2023
American Standard, Inc. | AMERICAN STANDARD | S8B1C100M5PS*** | Federally-Regulated Consumer Product | Non-Weatherized, Non-Condensin | 2443 | 289 |  | 05/25/2023 | 98371 | 202576814 | 05/25/2023
American Standard, Inc. | AMERICAN STANDARD | S9V2B040U3VS*** | Federally-Regulated Consumer Product | Non-Weatherized, Condensing Ga | 1404 | 257 |  | 05/25/2023 | 26064 | 10591643 | 05/25/2023
American Standard, Inc. | AMERICAN STANDARD | S9V2C100U4VS*** | Federally-Regulated Consumer Product | Non-Weatherized, Condensing Ga | 1921 | 280 |  | 05/25/2023 | 64556 | 10591648 | 05/25/2023
American Standard, Inc. | AMERICAN STANDARD | 4YCC4042A1060** | Federally-Regulated Consumer Product | Weatherized Non-Condensing Gas | 1646 | 271 |  | 05/25/2023 | 59580 | 7523942 | 05/25/2023
American Standard, Inc. | AMERICAN STANDARD | S8B1B040M2PS*** | Federally-Regulated Consumer Product | Non-Weatherized, Non-Condensin | 959 | 224 |  | 05/25/2023 | 40074 | 202576809 | 05/25/2023
American Standard, Inc. | AMERICAN STANDARD | 4YCZ5036F1070** | Federally-Regulated Consumer Product | Weatherized Non-Condensing Gas | 1504 | 265 |  | 05/25/2023 | 55291 | 211708359 | 05/25/2023
American Standard, Inc. | AMERICAN STANDARD | S8V2C080M5PD*** | Federally-Regulated Consumer Product | Non-Weatherized, Non-Condensin | 2322 | 284 |  | 05/25/2023 | 51280 | 210532657 | 05/25/2023
American Standard, Inc. | AMERICAN STANDARD | S8V2B060M4PC*** | Federally-Regulated Consumer Product | Non-Weatherized, Non-Condensin | 1871 | 264 |  | 05/25/2023 | 38765 | 210532643 | 05/25/2023
American Standard, Inc. | AMERICAN STANDARD | S8V2B080M4PD*** | Federally-Regulated Consumer Product | Non-Weatherized, Non-Condensin | 1957 | 268 |  | 05/25/2023 | 51892 | 210532656 | 05/25/2023
American Standard, Inc. | AMERICAN STANDARD | AUHMC100ACV4V** | Federally-Regulated Consumer Product | Non-Weatherized, Condensing Ga | 2096 | 287 |  | 05/25/2023 | 39125 | 9962866 | 05/25/2023
American Standard, Inc. | AMERICAN STANDARD | S9X1B060U4PSB** | Federally-Regulated Consumer Product | Non-Weatherized, Condensing Ga | 1616 | 266 |  | 05/25/2023 | 60194 | 203862610 | 05/25/2023
American Standard, Inc. | AMERICAN STANDARD | AUD2C080A9V4V** | Federally-Regulated Consumer Product | Non-Weatherized, Non-Condensin | 1751 | 259 |  | 05/25/2023 | 50456 | 5493973 | 05/25/2023
American Standard, Inc. | AMERICAN STANDARD | S8V2C080M5PC*** | Federally-Regulated Consumer Product | Non-Weatherized, Non-Condensin | 2322 | 284 |  | 05/25/2023 | 51280 | 210532645 | 05/25/2023
American Standard, Inc. | AMERICAN STANDARD | S9V2C100D4VS*** | Federally-Regulated Consumer Product | Non-Weatherized, Condensing Ga | 2084 | 287 |  | 05/25/2023 | 64611 | 10591647 | 05/25/2023
American Standard, Inc. | AMERICAN STANDARD | S9V2C100D5PS*** | Federally-Regulated Consumer Product | Non-Weatherized, Condensing Ga | 2259 | 294 |  | 05/25/2023 | 65348 | 10509502 | 05/25/2023
American Standard, Inc. | AMERICAN STANDARD | S8X2D120M5PS*** | Federally-Regulated Consumer Product | Non-Weatherized, Non-Condensin | 2478 | 291 |  | 05/25/2023 | 84491 | 202408104 | 05/25/2023
American Standard, Inc. | AMERICAN STANDARD | AUHMB080ACV3V**-H | Federally-Regulated Consumer Product | Non-Weatherized, Condensing Ga | 1413 | 257 |  | 05/25/2023 | 79374 | 9962862 | 05/25/2023
American Standard, Inc. | AMERICAN STANDARD | S9X1B040U3PSB** | Federally-Regulated Consumer Product | Non-Weatherized, Condensing Ga | 1091 | 243 |  | 05/25/2023 | 40458 | 203862608 | 05/25/2023
American Standard, Inc. | AMERICAN STANDARD | AUD2C100A9V5V** | Federally-Regulated Consumer Product | Non-Weatherized, Non-Condensin | 2030 | 271 |  | 05/25/2023 | 64350 | 5493975 | 05/25/2023
American Standard, Inc. | AMERICAN STANDARD | S8B1B080M4PS*** | Federally-Regulated Consumer Product | Non-Weatherized, Non-Condensin | 1891 | 265 |  | 05/25/2023 | 80284 | 202576812 | 05/25/2023
American Standard, Inc. | AMERICAN STANDARD | AUD2D120B9V5V** | Federally-Regulated Consumer Product | Non-Weatherized, Non-Condensin | 1978 | 269 |  | 05/25/2023 | 77719 | 5493977 | 05/25/2023
American Standard, Inc. | AMERICAN STANDARD | 4YCZ5036F1090** | Federally-Regulated Consumer Product | Weatherized Non-Condensing Gas | 1311 | 257 |  | 05/25/2023 | 90186 | 211708360 | 05/25/2023
American Standard, Inc. | AMERICAN STANDARD | S8X1B060M4PT*** | Federally-Regulated Consumer Product | Non-Weatherized, Non-Condensin | 1803 | 261 |  | 05/25/2023 | 59449 | 202865495 | 05/25/2023
American Standard, Inc. | AMERICAN STANDARD | S8X2C080M5PT*** | Federally-Regulated Consumer Product | Non-Weatherized, Non-Condensin | 2454 | 290 |  | 05/25/2023 | 52329 | 202865504 | 05/25/2023
American Standard, Inc. | AMERICAN STANDARD | L8V1B080U4VS*** | Federally-Regulated Consumer Product | Non-Weatherized, Non-Condensin | 1869 | 264 |  | 05/25/2023 | 79937 | 208359568 | 05/25/2023
American Standard, Inc. | AMERICAN STANDARD | AUD2D120A9V5VB* | Federally-Regulated Consumer Product | Non-Weatherized, Non-Condensin | 1951 | 268 |  | 05/25/2023 | 77389 | 5454386 | 05/25/2023
American Standard, Inc. | AMERICAN STANDARD | S8X1B040M2PT*** | Federally-Regulated Consumer Product | Non-Weatherized, Non-Condensin | 959 | 224 |  | 05/25/2023 | 40074 | 202865493 | 05/25/2023
Carrier Corp. - Indianapolis | Airquest | PGD442090K**1K* | Federally-Regulated Consumer Product | Weatherized Non-Condensing Gas | 1434 | 262 |  | 05/25/2023 | 89946 | 212006185 | 05/25/2023
Carrier Corp. - Indianapolis | Airquest | PGD448115K**0K* | Federally-Regulated Consumer Product | Weatherized Non-Condensing Gas | 2156 | 293 |  | 05/25/2023 | 114957 | 212006108 | 05/25/2023
Carrier Corp. - Indianapolis | Airquest | PGD436060K**1K* | Federally-Regulated Consumer Product | Weatherized Non-Condensing Gas | 1312 | 256 |  | 05/25/2023 | 60638 | 212006161 | 05/25/2023
Carrier Corp. - Indianapolis | Airquest | PGD424040K**2K* | Federally-Regulated Consumer Product | Weatherized Non-Condensing Gas | 933 | 240 |  | 05/25/2023 | 45607 | 212006220 | 05/25/2023
Carrier Corp. - Indianapolis | Airquest | PGD448130K**1K* | Federally-Regulated Consumer Product | Weatherized Non-Condensing Gas | 2038 | 288 |  | 05/25/2023 | 127500 | 212006212 | 05/25/2023
Carrier Corp. - Indianapolis | Airquest | PGD460130K**1K* | Federally-Regulated Consumer Product | Weatherized Non-Condensing Gas | 2038 | 288 |  | 05/25/2023 | 127500 | 212028188 | 05/25/2023
Carrier Corp. - Indianapolis | Airquest | PGR536090K**1K* | Federally-Regulated Consumer Product | Weatherized Non-Condensing Gas | 1355 | 258 |  | 05/25/2023 | 59892 | 212409679 | 05/25/2023
Carrier Corp. - Indianapolis | Airquest | PGD424040K**0K* | Federally-Regulated Consumer Product | Weatherized Non-Condensing Gas | 1004 | 243 |  | 05/25/2023 | 39874 | 212006034 | 05/25/2023
Carrier Corp. - Indianapolis | Airquest | PGD436060K**2K* | Federally-Regulated Consumer Product | Weatherized Non-Condensing Gas | 1442 | 262 |  | 05/25/2023 | 60044 | 212006253 | 05/25/2023
Carrier Corp. - Indianapolis | Airquest | PGD430040K**2K* | Federally-Regulated Consumer Product | Weatherized Non-Condensing Gas | 1121 | 248 |  | 05/25/2023 | 45305 | 212006236 | 05/25/2023
Carrier Corp. - Indianapolis | Airquest | PGR548090K**0K* | Federally-Regulated Consumer Product | Weatherized Non-Condensing Gas | 1763 | 276 |  | 05/25/2023 | 58303 | 212409671 | 05/25/2023
Carrier Corp. - Indianapolis | Airquest | PGD430060K**0K* | Federally-Regulated Consumer Product | Weatherized Non-Condensing Gas | 1248 | 253 |  | 05/25/2023 | 60151 | 212006060 | 05/25/2023
Carrier Corp. - Indianapolis | Airquest | PGR560130K**0K* | Federally-Regulated Consumer Product | Weatherized Non-Condensing Gas | 1857 | 280 |  | 05/25/2023 | 84458 | 212409675 | 05/25/2023
Carrier Corp. - Indianapolis | Airquest | PGR560115K**0K* | Federally-Regulated Consumer Product | Weatherized Non-Condensing Gas | 1746 | 275 |  | 05/25/2023 | 75885 | 212409674 | 05/25/2023
Carrier Corp. - Indianapolis | Airquest | PGR548115K**1K* | Federally-Regulated Consumer Product | Weatherized Non-Condensing Gas | 1746 | 275 |  | 05/25/2023 | 75885 | 212409681 | 05/25/2023
Carrier Corp. - Indianapolis | Airquest | PGD448090K**0K* | Federally-Regulated Consumer Product | Weatherized Non-Condensing Gas | 2142 | 293 |  | 05/25/2023 | 89758 | 212006099 | 05/25/2023
Carrier Corp. - Indianapolis | Airquest | PGR560130K**1K* | Federally-Regulated Consumer Product | Weatherized Non-Condensing Gas | 1857 | 280 |  | 05/25/2023 | 84458 | 212409684 | 05/25/2023
Carrier Corp. - Indianapolis | Airquest | PGD460090K**2K* | Federally-Regulated Consumer Product | Weatherized Non-Condensing Gas | 2114 | 292 |  | 05/25/2023 | 89429 | 212028190 | 05/25/2023
Carrier Corp. - Indianapolis | Airquest | PGD448130K**0K* | Federally-Regulated Consumer Product | Weatherized Non-Condensing Gas | 2038 | 288 |  | 05/25/2023 | 127500 | 212006116 | 05/25/2023
Carrier Corp. - Indianapolis | Airquest | PGR536060K**0K* | Federally-Regulated Consumer Product | Weatherized Non-Condensing Gas | 1416 | 261 |  | 05/25/2023 | 39812 | 212409669 | 05/25/2023
Carrier Corp. - Indianapolis | Airquest | PGR536060K**2K* | Federally-Regulated Consumer Product | Weatherized Non-Condensing Gas | 1489 | 264 |  | 05/25/2023 | 60874 | 212410515 | 05/25/2023
Carrier Corp. - Indianapolis | Airquest | PGD430040K**0K* | Federally-Regulated Consumer Product | Weatherized Non-Condensing Gas | 1119 | 248 |  | 05/25/2023 | 40289 | 212006052 | 05/25/2023
Carrier Corp. - Indianapolis | Airquest | PGR560115K**1K* | Federally-Regulated Consumer Product | Weatherized Non-Condensing Gas | 1746 | 275 |  | 05/25/2023 | 75885 | 212409683 | 05/25/2023
Carrier Corp. - Indianapolis | Airquest | PGD448090K**2K* | Federally-Regulated Consumer Product | Weatherized Non-Condensing Gas | 2114 | 292 |  | 05/25/2023 | 89429 | 212006277 | 05/25/2023
Carrier Corp. - Indianapolis | Airquest | PGD442060K**0K* | Federally-Regulated Consumer Product | Weatherized Non-Condensing Gas | 1478 | 264 |  | 05/25/2023 | 60485 | 212006083 | 05/25/2023
Carrier Corp. - Indianapolis | Airquest | PGD424060K**0K* | Federally-Regulated Consumer Product | Weatherized Non-Condensing Gas | 1084 | 246 |  | 05/25/2023 | 60632 | 212006044 | 05/25/2023
Carrier Corp. - Indianapolis | Airquest | PGD436090K**0K* | Federally-Regulated Consumer Product | Weatherized Non-Condensing Gas | 1353 | 258 |  | 05/25/2023 | 89606 | 212006078 | 05/25/2023
Carrier Corp. - Indianapolis | Airquest | PGD448090K**1K* | Federally-Regulated Consumer Product | Weatherized Non-Condensing Gas | 2142 | 293 |  | 05/25/2023 | 89758 | 212006196 | 05/25/2023
Carrier Corp. - Indianapolis | Airquest | PGR548115K**0K* | Federally-Regulated Consumer Product | Weatherized Non-Condensing Gas | 1746 | 275 |  | 05/25/2023 | 75885 | 212409672 | 05/25/2023
Carrier Corp. - Indianapolis | Airquest | PGD460090K**1K* | Federally-Regulated Consumer Product | Weatherized Non-Condensing Gas | 2142 | 293 |  | 05/25/2023 | 89758 | 212028180 | 05/25/2023
Carrier Corp. - Indianapolis | Airquest | PGR548090K**2K* | Federally-Regulated Consumer Product | Weatherized Non-Condensing Gas | 1628 | 270 |  | 05/25/2023 | 90600 | 212410517 | 05/25/2023
Carrier Corp. - Indianapolis | Airquest | PGR536060K**1K* | Federally-Regulated Consumer Product | Weatherized Non-Condensing Gas | 1416 | 261 |  | 05/25/2023 | 39812 | 212409678 | 05/25/2023
Carrier Corp. - Indianapolis | Airquest | PGD442060K**2K* | Federally-Regulated Consumer Product | Weatherized Non-Condensing Gas | 1413 | 261 |  | 05/25/2023 | 59753 | 212006262 | 05/25/2023
Carrier Corp. - Indianapolis | Airquest | PGR524060K**0K* | Federally-Regulated Consumer Product | Weatherized Non-Condensing Gas | 1151 | 249 |  | 05/25/2023 | 39299 | 212409668 | 05/25/2023
Carrier Corp. - Indianapolis | Airquest | PGD436090K**1K* | Federally-Regulated Consumer Product | Weatherized Non-Condensing Gas | 1353 | 258 |  | 05/25/2023 | 89606 | 212006171 | 05/25/2023
Carrier Corp. - Indianapolis | Airquest | PGR524060K**1K* | Federally-Regulated Consumer Product | Weatherized Non-Condensing Gas | 1151 | 249 |  | 05/25/2023 | 39299 | 212409677 | 05/25/2023
Carrier Corp. - Indianapolis | Airquest | PGR548090K**1K* | Federally-Regulated Consumer Product | Weatherized Non-Condensing Gas | 1763 | 276 |  | 05/25/2023 | 58303 | 212409680 | 05/25/2023
Carrier Corp. - Indianapolis | Airquest | PGD442090K**2K* | Federally-Regulated Consumer Product | Weatherized Non-Condensing Gas | 1479 | 264 |  | 05/25/2023 | 89913 | 212006270 | 05/25/2023
Carrier Corp. - Indianapolis | Airquest | PGR536090K**0K* | Federally-Regulated Consumer Product | Weatherized Non-Condensing Gas | 1355 | 258 |  | 05/25/2023 | 59892 | 212409670 | 05/25/2023
Carrier Corp. - Indianapolis | Airquest | PGD430040K**1K* | Federally-Regulated Consumer Product | Weatherized Non-Condensing Gas | 1119 | 248 |  | 05/25/2023 | 40289 | 212006143 | 05/25/2023
Carrier Corp. - Indianapolis | Airquest | PGD460130K**0K* | Federally-Regulated Consumer Product | Weatherized Non-Condensing Gas | 2038 | 288 |  | 05/25/2023 | 127500 | 212028177 | 05/25/2023
Carrier Corp. - Indianapolis | Airquest | PGR524040K**1K* | Federally-Regulated Consumer Product | Weatherized Non-Condensing Gas | 1066 | 245 |  | 05/25/2023 | 26216 | 212409676 | 05/25/2023
Carrier Corp. - Indianapolis | Airquest | PGD460115K**0K* | Federally-Regulated Consumer Product | Weatherized Non-Condensing Gas | 2156 | 293 |  | 05/25/2023 | 114957 | 212028171 | 05/25/2023
Carrier Corp. - Indianapolis | Airquest | PGD424040K**1K* | Federally-Regulated Consumer Product | Weatherized Non-Condensing Gas | 1004 | 243 |  | 05/25/2023 | 39874 | 212006126 | 05/25/2023
Carrier Corp. - Indianapolis | Airquest | PGD424060K**1K* | Federally-Regulated Consumer Product | Weatherized Non-Condensing Gas | 1084 | 246 |  | 05/25/2023 | 60632 | 212006133 | 05/25/2023
Carrier Corp. - Indianapolis | Airquest | PGR560090K**0K* | Federally-Regulated Consumer Product | Weatherized Non-Condensing Gas | 1763 | 276 |  | 05/25/2023 | 58303 | 212409673 | 05/25/2023
Carrier Corp. - Indianapolis | Airquest | PGR524060K**2K* | Federally-Regulated Consumer Product | Weatherized Non-Condensing Gas | 1136 | 248 |  | 05/25/2023 | 59157 | 212410514 | 05/25/2023
Carrier Corp. - Indianapolis | Airquest | PGD424060K**2K* | Federally-Regulated Consumer Product | Weatherized Non-Condensing Gas | 1073 | 246 |  | 05/25/2023 | 60498 | 212006228 | 05/25/2023
Carrier Corp. - Indianapolis | Airquest | PGR524040K**2K* | Federally-Regulated Consumer Product | Weatherized Non-Condensing Gas | 1117 | 248 |  | 05/25/2023 | 44623 | 212410512 | 05/25/2023
Carrier Corp. - Indianapolis | Airquest | PGR560090K**1K* | Federally-Regulated Consumer Product | Weatherized Non-Condensing Gas | 1763 | 276 |  | 05/25/2023 | 58303 | 212409682 | 05/25/2023
Carrier Corp. - Indianapolis | Airquest | PGD448115K**1K* | Federally-Regulated Consumer Product | Weatherized Non-Condensing Gas | 2156 | 293 |  | 05/25/2023 | 114957 | 212006202 | 05/25/2023
Carrier Corp. - Indianapolis | Airquest | PGD460090K**0K* | Federally-Regulated Consumer Product | Weatherized Non-Condensing Gas | 2142 | 293 |  | 05/25/2023 | 89758 | 212028169 | 05/25/2023
Carrier Corp. - Indianapolis | Airquest | PGD460115K**1K* | Federally-Regulated Consumer Product | Weatherized Non-Condensing Gas | 2156 | 293 |  | 05/25/2023 | 114957 | 212028185 | 05/25/2023
Carrier Corp. - Indianapolis | Airquest | PGR524040K**0K* | Federally-Regulated Consumer Product | Weatherized Non-Condensing Gas | 1066 | 245 |  | 05/25/2023 | 26216 | 212409667 | 05/25/2023
Carrier Corp. - Indianapolis | Airquest | PGD436060K**0K* | Federally-Regulated Consumer Product | Weatherized Non-Condensing Gas | 1312 | 256 |  | 05/25/2023 | 60638 | 212006070 | 05/25/2023
Carrier Corp. - Indianapolis | Airquest | PGD442090K**0K* | Federally-Regulated Consumer Product | Weatherized Non-Condensing Gas | 1434 | 262 |  | 05/25/2023 | 89946 | 212006092 | 05/25/2023
Carrier Corp. - Indianapolis | Airquest | PGD442060K**1K* | Federally-Regulated Consumer Product | Weatherized Non-Condensing Gas | 1478 | 264 |  | 05/25/2023 | 60485 | 212006177 | 05/25/2023
Carrier Corp. - Indianapolis | Airquest | PGD430060K**2K* | Federally-Regulated Consumer Product | Weatherized Non-Condensing Gas | 1188 | 251 |  | 05/25/2023 | 60125 | 212006245 | 05/25/2023
Carrier Corp. - Indianapolis | Airquest | PGD430060K**1K* | Federally-Regulated Consumer Product | Weatherized Non-Condensing Gas | 1248 | 253 |  | 05/25/2023 | 60151 | 212006152 | 05/25/2023
Rheem Sales Company, Inc. | Weatherking | W802W0503A14UHN | Federally-Regulated Consumer Product | Non-Weatherized, Non-Condensin | 1318 | 240 |  | 05/25/2023 | 35484 | 208243369 | 05/25/2023
Rheem Sales Company, Inc. | Weatherking | RGEA14036AJT061AC | Federally-Regulated Consumer Product | Weatherized Non-Condensing Gas | 1430 | 262 |  | 05/25/2023 | 99665 | 206606613 | 05/25/2023
Rheem Sales Company, Inc. | Weatherking | W801W0503A14UH | Federally-Regulated Consumer Product | Non-Weatherized, Non-Condensin | 1308 | 184 |  | 05/25/2023 | 50472 | 208770562 | 05/25/2023
Rheem Sales Company, Inc. | Weatherking | W801T0503A14UHS | Federally-Regulated Consumer Product | Non-Weatherized, Non-Condensin | 1388 | 243 |  | 05/25/2023 | 49660 | 208242444 | 05/25/2023
Rheem Sales Company, Inc. | Weatherking | W801CA075521ZSA | Federally-Regulated Consumer Product | Non-Weatherized, Non-Condensin | 1892 | 265 |  | 05/25/2023 | 99827 | 203327171 | 05/25/2023
Rheem Sales Company, Inc. | Weatherking | W801T1005A21UHN | Federally-Regulated Consumer Product | Non-Weatherized, Non-Condensin | 1812 | 262 |  | 05/25/2023 | 99863 | 208242452 | 05/25/2023
Rheem Sales Company, Inc. | Weatherking | W951W0403A17M4 | Federally-Regulated Consumer Product | Non-Weatherized, Condensing Ga | 1292 | 228 |  | 05/25/2023 | 42494 | 208770574 | 05/25/2023
Rheem Sales Company, Inc. | Weatherking | W801CA125524ZSA | Federally-Regulated Consumer Product | Non-Weatherized, Non-Condensin | 1835 | 263 |  | 05/25/2023 | 124289 | 203327183 | 05/25/2023
Rheem Sales Company, Inc. | Weatherking | RGEA14036AJT081AC | Federally-Regulated Consumer Product | Weatherized Non-Condensing Gas | 1430 | 262 |  | 05/25/2023 | 99665 | 206606622 | 05/25/2023
Rheem Sales Company, Inc. | Weatherking | RGEA14042AJT10XAC | Federally-Regulated Consumer Product | Weatherized Non-Condensing Gas | 1494 | 265 |  | 05/25/2023 | 99609 | 206606653 | 05/25/2023
Rheem Sales Company, Inc. | Weatherking | W962W0705A21M4S | Federally-Regulated Consumer Product | Non-Weatherized, Condensing Ga | 1923 | 280 |  | 05/25/2023 | 49235 | 208243378 | 05/25/2023
Rheem Sales Company, Inc. | Weatherking | RGEA14030AJT06XAC | Federally-Regulated Consumer Product | Weatherized Non-Condensing Gas | 1147 | 249 |  | 05/25/2023 | 79965 | 206606600 | 05/25/2023
Rheem Sales Company, Inc. | Weatherking | W801T0503A14DZS | Federally-Regulated Consumer Product | Non-Weatherized, Non-Condensin | 1223 | 236 |  | 05/25/2023 | 51119 | 208242454 | 05/25/2023
Rheem Sales Company, Inc. | Weatherking | RGEA14036AJT06XAC | Federally-Regulated Consumer Product | Weatherized Non-Condensing Gas | 1430 | 262 |  | 05/25/2023 | 99665 | 206606618 | 05/25/2023
Rheem Sales Company, Inc. | Weatherking | W801CA075421MXA | Federally-Regulated Consumer Product | Non-Weatherized, Non-Condensin | 1634 | 254 |  | 05/25/2023 | 75736 | 203327150 | 05/25/2023
Rheem Sales Company, Inc. | Weatherking | W801TA070317MUA | Federally-Regulated Consumer Product | Non-Weatherized, Non-Condensin | 1189 | 234 |  | 05/25/2023 | 70542 | 202132853 | 05/25/2023
Rheem Sales Company, Inc. | Weatherking | W801CA075417MSA | Federally-Regulated Consumer Product | Non-Weatherized, Non-Condensin | 1496 | 248 |  | 05/25/2023 | 75177 | 203327141 | 05/25/2023
Rheem Sales Company, Inc. | Weatherking | RGEA14036AJT10XAC | Federally-Regulated Consumer Product | Weatherized Non-Condensing Gas | 1430 | 262 |  | 05/25/2023 | 99665 | 206606636 | 05/25/2023
Rheem Sales Company, Inc. | Weatherking | W801T0754A21UHN | Federally-Regulated Consumer Product | Non-Weatherized, Non-Condensin | 1634 | 254 |  | 05/25/2023 | 75736 | 208242451 | 05/25/2023
Rheem Sales Company, Inc. | Weatherking | W801T0704A17UHU | Federally-Regulated Consumer Product | Non-Weatherized, Non-Condensin | 1823 | 262 |  | 05/25/2023 | 70109 | 208430294 | 05/25/2023
Rheem Sales Company, Inc. | Weatherking | W801T1255A24UHN | Federally-Regulated Consumer Product | Non-Weatherized, Non-Condensin | 1991 | 270 |  | 05/25/2023 | 123598 | 208242453 | 05/25/2023
Rheem Sales Company, Inc. | Weatherking | W802W1255A24UHS | Federally-Regulated Consumer Product | Non-Weatherized, Non-Condensin | 2073 | 273 |  | 05/25/2023 | 87500 | 208243368 | 05/25/2023
Rheem Sales Company, Inc. | Weatherking | RGEAZR036AJT06UNA | Federally-Regulated Consumer Product | Weatherized Non-Condensing Gas | 1434 | 262 |  | 05/25/2023 | 60723 | 208676517 | 05/25/2023
Rheem Sales Company, Inc. | Weatherking | W96TA1152524MSA | Federally-Regulated Consumer Product | Non-Weatherized, Condensing Ga | 1935 | 280 |  | 05/25/2023 | 78711 | 9950863 | 05/25/2023
Rheem Sales Company, Inc. | Weatherking | W801CA100521ZXA | Federally-Regulated Consumer Product | Non-Weatherized, Non-Condensin | 1895 | 265 |  | 05/25/2023 | 100302 | 203327180 | 05/25/2023
Rheem Sales Company, Inc. | Weatherking | W801CA050314MXA | Federally-Regulated Consumer Product | Non-Weatherized, Non-Condensin | 1388 | 184 |  | 05/25/2023 | 49660 | 203327138 | 05/25/2023
Rheem Sales Company, Inc. | Weatherking | W801CA125524MXA | Federally-Regulated Consumer Product | Non-Weatherized, Non-Condensin | 1991 | 270 |  | 05/25/2023 | 123598 | 203327162 | 05/25/2023
Rheem Sales Company, Inc. | Weatherking | W801T0754A17UHN | Federally-Regulated Consumer Product | Non-Weatherized, Non-Condensin | 1496 | 248 |  | 05/25/2023 | 75177 | 208242450 | 05/25/2023
Rheem Sales Company, Inc. | Weatherking | W801CA100521ZSA | Federally-Regulated Consumer Product | Non-Weatherized, Non-Condensin | 1895 | 265 |  | 05/25/2023 | 100302 | 203327177 | 05/25/2023
Rheem Sales Company, Inc. | Weatherking | RGEA14036AJT08XAC | Federally-Regulated Consumer Product | Weatherized Non-Condensing Gas | 1430 | 262 |  | 05/25/2023 | 99665 | 206606627 | 05/25/2023
Rheem Sales Company, Inc. | Weatherking | W801T1255A24DZS | Federally-Regulated Consumer Product | Non-Weatherized, Non-Condensin | 1835 | 263 |  | 05/25/2023 | 124389 | 208242458 | 05/25/2023
Rheem Sales Company, Inc. | Weatherking | W96VA0702521MSA | Federally-Regulated Consumer Product | Non-Weatherized, Condensing Ga | 1923 | 280 |  | 05/25/2023 | 49235 | 206342107 | 05/25/2023
Rheem Sales Company, Inc. | Weatherking | W802TA075317MXA | Federally-Regulated Consumer Product | Non-Weatherized, Non-Condensin | 1539 | 250 |  | 05/25/2023 | 52505 | 204099265 | 05/25/2023
Rheem Sales Company, Inc. | Weatherking | RGEA14030AJT08XAC | Federally-Regulated Consumer Product | Weatherized Non-Condensing Gas | 1147 | 249 |  | 05/25/2023 | 79965 | 206606609 | 05/25/2023
Rheem Sales Company, Inc. | Weatherking | W802TA100417MXA | Federally-Regulated Consumer Product | Non-Weatherized, Non-Condensin | 1730 | 258 |  | 05/25/2023 | 70020 | 204099272 | 05/25/2023
Rheem Sales Company, Inc. | Weatherking | W801CA075421MSA | Federally-Regulated Consumer Product | Non-Weatherized, Non-Condensin | 1634 | 254 |  | 05/25/2023 | 75736 | 203327147 | 05/25/2023
Rheem Sales Company, Inc. | Weatherking | W801CA100521MSA | Federally-Regulated Consumer Product | Non-Weatherized, Non-Condensin | 1812 | 262 |  | 05/25/2023 | 99863 | 203327153 | 05/25/2023
Rheem Sales Company, Inc. | Weatherking | W801T1005A21UHU | Federally-Regulated Consumer Product | Non-Weatherized, Non-Condensin | 2096 | 274 |  | 05/25/2023 | 100583 | 208430296 | 05/25/2023
Rheem Sales Company, Inc. | Weatherking | W801T0503A14UHN | Federally-Regulated Consumer Product | Non-Weatherized, Non-Condensin | 1388 | 243 |  | 05/25/2023 | 49660 | 208242449 | 05/25/2023
Rheem Sales Company, Inc. | Weatherking | W801W0504A17UHNBAS | Federally-Regulated Consumer Product | Non-Weatherized, Non-Condensin | 1682 | 256 |  | 05/25/2023 | 50501 | 211774709 | 05/25/2023
Rheem Sales Company, Inc. | Weatherking | W951T0403A17M4 | Federally-Regulated Consumer Product | Non-Weatherized, Condensing Ga | 1107 | 244 |  | 05/25/2023 | 41877 | 208663427 | 05/25/2023
Rheem Sales Company, Inc. | Weatherking | W921W0705A21M4 | Federally-Regulated Consumer Product | Non-Weatherized, Condensing Ga | 1835 | 248 |  | 05/25/2023 | 69808 | 208770570 | 05/25/2023
Rheem Sales Company, Inc. | Weatherking | RGEA15030AJV06XAB | Federally-Regulated Consumer Product | Weatherized Non-Condensing Gas | 1402 | 261 |  | 05/25/2023 | 80658 | 203404532 | 05/25/2023
Rheem Sales Company, Inc. | Weatherking | W96TA1002521MSA | Federally-Regulated Consumer Product | Non-Weatherized, Condensing Ga | 1930 | 280 |  | 05/25/2023 | 69202 | 9950859 | 05/25/2023
Rheem Sales Company, Inc. | Weatherking | W802TA100521MXA | Federally-Regulated Consumer Product | Non-Weatherized, Non-Condensin | 1952 | 268 |  | 05/25/2023 | 70078 | 204099276 | 05/25/2023
Rheem Sales Company, Inc. | Weatherking | W802W0755A21UHS | Federally-Regulated Consumer Product | Non-Weatherized, Non-Condensin | 1718 | 258 |  | 05/25/2023 | 52500 | 208243365 | 05/25/2023
Rheem Sales Company, Inc. | Weatherking | W951W1005A21M4 | Federally-Regulated Consumer Product | Non-Weatherized, Condensing Ga | 2153 | 271 |  | 05/25/2023 | 98911 | 208770579 | 05/25/2023
Rheem Sales Company, Inc. | Weatherking | W962W1005A21M4S | Federally-Regulated Consumer Product | Non-Weatherized, Condensing Ga | 1858 | 277 |  | 05/25/2023 | 68679 | 208243380 | 05/25/2023
Rheem Sales Company, Inc. | Weatherking | W801CA125524ZXA | Federally-Regulated Consumer Product | Non-Weatherized, Non-Condensin | 1835 | 263 |  | 05/25/2023 | 124289 | 203327186 | 05/25/2023
Rheem Sales Company, Inc. | Weatherking | W801CA075521ZXA | Federally-Regulated Consumer Product | Non-Weatherized, Non-Condensin | 1892 | 265 |  | 05/25/2023 | 99827 | 203327174 | 05/25/2023
Rheem Sales Company, Inc. | Weatherking | W802W0754A17UHS | Federally-Regulated Consumer Product | Non-Weatherized, Non-Condensin | 1458 | 246 |  | 05/25/2023 | 52564 | 208243363 | 05/25/2023
Rheem Sales Company, Inc. | Weatherking | W801W0754A17UH | Federally-Regulated Consumer Product | Non-Weatherized, Non-Condensin | 1830 | 223 |  | 05/25/2023 | 75693 | 208770563 | 05/25/2023
Rheem Sales Company, Inc. | Weatherking | W802W1004A17UHS | Federally-Regulated Consumer Product | Non-Weatherized, Non-Condensin | 1730 | 258 |  | 05/25/2023 | 70020 | 208243366 | 05/25/2023
Rheem Sales Company, Inc. | Weatherking | W801TA050317MUA | Federally-Regulated Consumer Product | Non-Weatherized, Non-Condensin | 1165 | 233 |  | 05/25/2023 | 49157 | 202132852 | 05/25/2023
Rheem Sales Company, Inc. | Weatherking | W801TA100521MUA | Federally-Regulated Consumer Product | Non-Weatherized, Non-Condensin | 1861 | 264 |  | 05/25/2023 | 98348 | 202132854 | 05/25/2023
Rheem Sales Company, Inc. | Weatherking | W962W0603A17M4S | Federally-Regulated Consumer Product | Non-Weatherized, Condensing Ga | 1372 | 255 |  | 05/25/2023 | 37932 | 208243376 | 05/25/2023
Rheem Sales Company, Inc. | Weatherking | RGEA14030AJT081AC | Federally-Regulated Consumer Product | Weatherized Non-Condensing Gas | 1147 | 249 |  | 05/25/2023 | 79965 | 206606604 | 05/25/2023
Rheem Sales Company, Inc. | Weatherking | W92TA0701317MSA | Federally-Regulated Consumer Product | Non-Weatherized, Condensing Ga | 1362 | 255 |  | 05/25/2023 | 69960 | 9958609 | 05/25/2023
Rheem Sales Company, Inc. | Weatherking | W801CA100521MXA | Federally-Regulated Consumer Product | Non-Weatherized, Non-Condensin | 1812 | 262 |  | 05/25/2023 | 99863 | 203327156 | 05/25/2023
Rheem Sales Company, Inc. | Weatherking | W801CA075417MXA | Federally-Regulated Consumer Product | Non-Weatherized, Non-Condensin | 1496 | 248 |  | 05/25/2023 | 75177 | 203327144 | 05/25/2023
Rheem Sales Company, Inc. | Weatherking | RGEA14042AJT081AC | Federally-Regulated Consumer Product | Weatherized Non-Condensing Gas | 1494 | 265 |  | 05/25/2023 | 99609 | 206606640 | 05/25/2023
Rheem Sales Company, Inc. | Weatherking | W802W0755A21UHN | Federally-Regulated Consumer Product | Non-Weatherized, Non-Condensin | 1718 | 258 |  | 05/25/2023 | 52500 | 208243371 | 05/25/2023
Rheem Sales Company, Inc. | Weatherking | RGEA14042AJT08XAC | Federally-Regulated Consumer Product | Weatherized Non-Condensing Gas | 1494 | 265 |  | 05/25/2023 | 99609 | 206606644 | 05/25/2023
Rheem Sales Company, Inc. | Weatherking | W92TA0601317MSA | Federally-Regulated Consumer Product | Non-Weatherized, Condensing Ga | 1156 | 246 |  | 05/25/2023 | 55624 | 9958605 | 05/25/2023
Rheem Sales Company, Inc. | Weatherking | W801CA050314MSA | Federally-Regulated Consumer Product | Non-Weatherized, Non-Condensin | 1388 | 184 |  | 05/25/2023 | 49660 | 203327135 | 05/25/2023
Rheem Sales Company, Inc. | Weatherking | W801TB100521MUA | Federally-Regulated Consumer Product | Non-Weatherized, Non-Condensin | 2096 | 274 |  | 05/25/2023 | 100583 | 204501689 | 05/25/2023
Rheem Sales Company, Inc. | Weatherking | W801CA125524MSA | Federally-Regulated Consumer Product | Non-Weatherized, Non-Condensin | 1991 | 270 |  | 05/25/2023 | 123598 | 203327159 | 05/25/2023
Rheem Sales Company, Inc. | Weatherking | W962W0855A21M4S | Federally-Regulated Consumer Product | Non-Weatherized, Condensing Ga | 1947 | 281 |  | 05/25/2023 | 58053 | 208243379 | 05/25/2023
Rheem Sales Company, Inc. | Weatherking | RGEA15048AJV101AB | Federally-Regulated Consumer Product | Weatherized Non-Condensing Gas | 1720 | 275 |  | 05/25/2023 | 99897 | 203404596 | 05/25/2023
Rheem Sales Company, Inc. | Weatherking | W801T1005A21DZS | Federally-Regulated Consumer Product | Non-Weatherized, Non-Condensin | 1895 | 265 |  | 05/25/2023 | 100302 | 208242457 | 05/25/2023
Rheem Sales Company, Inc. | Weatherking | W802W1505A24UHN | Federally-Regulated Consumer Product | Non-Weatherized, Non-Condensin | 2092 | 274 |  | 05/25/2023 | 104565 | 208243590 | 05/25/2023
Rheem Sales Company, Inc. | Weatherking | W95TC0601317MSA | Federally-Regulated Consumer Product | Non-Weatherized, Condensing Ga | 1156 | 246 |  | 05/25/2023 | 55624 | 8934613 | 05/25/2023
Rheem Sales Company, Inc. | Weatherking | RGEA14030AJT061AC | Federally-Regulated Consumer Product | Weatherized Non-Condensing Gas | 1147 | 249 |  | 05/25/2023 | 79965 | 206606595 | 05/25/2023
Rheem Sales Company, Inc. | Weatherking | RGEA14042AJT101AC | Federally-Regulated Consumer Product | Weatherized Non-Condensing Gas | 1494 | 265 |  | 05/25/2023 | 99609 | 206606649 | 05/25/2023
Rheem Sales Company, Inc. | Weatherking | RGEA14036AJT101AC | Federally-Regulated Consumer Product | Weatherized Non-Condensing Gas | 1430 | 262 |  | 05/25/2023 | 99665 | 206606631 | 05/25/2023
Rheem Sales Company, Inc. | Weatherking | W951W0703A17M4 | Federally-Regulated Consumer Product | Non-Weatherized, Condensing Ga | 1166 | 246 |  | 05/25/2023 | 70001 | 208770576 | 05/25/2023
Rheem Sales Company, Inc. | Weatherking | W801T1255A24DZN | Federally-Regulated Consumer Product | Non-Weatherized, Non-Condensin | 1835 | 263 |  | 05/25/2023 | 124389 | 208242464 | 05/25/2023
Rheem Sales Company, Inc. | Weatherking | W802TA125524MXA | Federally-Regulated Consumer Product | Non-Weatherized, Non-Condensin | 1899 | 266 |  | 05/25/2023 | 87546 | 204099279 | 05/25/2023
Rheem Sales Company, Inc. | Weatherking | W802W1005A21UHN | Federally-Regulated Consumer Product | Non-Weatherized, Non-Condensin | 1905 | 266 |  | 05/25/2023 | 70000 | 208243373 | 05/25/2023
Rheem Sales Company, Inc. | Weatherking | W951W0855A21M4 | Federally-Regulated Consumer Product | Non-Weatherized, Condensing Ga | 1851 | 246 |  | 05/25/2023 | 84247 | 208770578 | 05/25/2023
Rheem Sales Company, Inc. | Weatherking | W96TA0602317MSA | Federally-Regulated Consumer Product | Non-Weatherized, Condensing Ga | 1342 | 254 |  | 05/25/2023 | 39319 | 9950847 | 05/25/2023
Rheem Sales Company, Inc. | Weatherking | W802W1004A17UHN | Federally-Regulated Consumer Product | Non-Weatherized, Non-Condensin | 1730 | 258 |  | 05/25/2023 | 70020 | 208243372 | 05/25/2023
Rheem Sales Company, Inc. | Weatherking | W801T0755A21DZS | Federally-Regulated Consumer Product | Non-Weatherized, Non-Condensin | 1883 | 265 |  | 05/25/2023 | 75029 | 208242456 | 05/25/2023
Rheem Sales Company, Inc. | Weatherking | W802W0503A14UHS | Federally-Regulated Consumer Product | Non-Weatherized, Non-Condensin | 1318 | 240 |  | 05/25/2023 | 35484 | 208243361 | 05/25/2023
Lennox Industries Inc. | GE | NF96U090S4C-* | Federally-Regulated Consumer Product | Non-Weatherized, Condensing Ga | 1566 | 264 |  | 05/25/2023 | 87748 | 208733817 | 05/25/2023
Lennox Industries Inc. | GE | NF96U110S5C-* | Federally-Regulated Consumer Product | Non-Weatherized, Condensing Ga | 2018 | 284 |  | 05/25/2023 | 110619 | 208733818 | 05/25/2023
Lennox Industries Inc. | GE | NF80U110T5C-* | Federally-Regulated Consumer Product | Non-Weatherized, Non-Condensin | 2048 | 272 |  | 05/25/2023 | 72123 | 208727785 | 05/25/2023
Lennox Industries Inc. | GE | NF80D090T4B-* | Federally-Regulated Consumer Product | Non-Weatherized, Non-Condensin | 1614 | 253 |  | 05/25/2023 | 57301 | 208727788 | 05/25/2023
Lennox Industries Inc. | GE | NF97X080V5C-* | Federally-Regulated Consumer Product | Non-Weatherized, Condensing Ga | 2327 | 297 |  | 05/25/2023 | 51978 | 208733811 | 05/25/2023
Lennox Industries Inc. | GE | NF96U070S3B-* | Federally-Regulated Consumer Product | Non-Weatherized, Condensing Ga | 1298 | 252 |  | 05/25/2023 | 65683 | 208733815 | 05/25/2023
Lennox Industries Inc. | GE | NF80L070S3B-* | Federally-Regulated Consumer Product | Non-Weatherized, Non-Condensin | 1361 | 242 |  | 05/25/2023 | 65645 | 208727793 | 05/25/2023
Lennox Industries Inc. | GE | NF80L110S5C-* | Federally-Regulated Consumer Product | Non-Weatherized, Non-Condensin | 2053 | 272 |  | 05/25/2023 | 109478 | 208727796 | 05/25/2023
Lennox Industries Inc. | GE | NF80D070T3A-* | Federally-Regulated Consumer Product | Non-Weatherized, Non-Condensin | 1328 | 240 |  | 05/25/2023 | 43102 | 208727786 | 05/25/2023
Lennox Industries Inc. | GE | NF97X040V3B-* | Federally-Regulated Consumer Product | Non-Weatherized, Condensing Ga | 1397 | 256 |  | 05/25/2023 | 25747 | 208733813 | 05/25/2023
Lennox Industries Inc. | GE | NF80X060S3A-* | Federally-Regulated Consumer Product | Non-Weatherized, Non-Condensin | 1277 | 238 |  | 05/25/2023 | 59863 | 208727798 | 05/25/2023
Lennox Industries Inc. | GE | NF80L070S3A-* | Federally-Regulated Consumer Product | Non-Weatherized, Non-Condensin | 1317 | 240 |  | 05/25/2023 | 65588 | 208727792 | 05/25/2023
Lennox Industries Inc. | GE | NF80X060V3A-* | Federally-Regulated Consumer Product | Non-Weatherized, Non-Condensin | 1366 | 242 |  | 05/25/2023 | 39546 | 208727789 | 05/25/2023
Lennox Industries Inc. | GE | NF80U090T4B-* | Federally-Regulated Consumer Product | Non-Weatherized, Non-Condensin | 1663 | 255 |  | 05/25/2023 | 57278 | 208727784 | 05/25/2023
Lennox Industries Inc. | GE | NF80X080V4B-* | Federally-Regulated Consumer Product | Non-Weatherized, Non-Condensin | 1760 | 259 |  | 05/25/2023 | 51919 | 208727790 | 05/25/2023
Lennox Industries Inc. | GE | NF97X080V4C-* | Federally-Regulated Consumer Product | Non-Weatherized, Condensing Ga | 1789 | 274 |  | 05/25/2023 | 52127 | 208733809 | 05/25/2023
Lennox Industries Inc. | GE | NF80U045T3A-* | Federally-Regulated Consumer Product | Non-Weatherized, Non-Condensin | 1377 | 243 |  | 05/25/2023 | 29164 | 208727782 | 05/25/2023
Lennox Industries Inc. | GE | NF80X100S5C-* | Federally-Regulated Consumer Product | Non-Weatherized, Non-Condensin | 2162 | 277 |  | 05/25/2023 | 100221 | 208727800 | 05/25/2023
Lennox Industries Inc. | GE | NF97X060V3B-* | Federally-Regulated Consumer Product | Non-Weatherized, Condensing Ga | 1502 | 261 |  | 05/25/2023 | 38935 | 208733808 | 05/25/2023
Lennox Industries Inc. | GE | NF96U045S3B-* | Federally-Regulated Consumer Product | Non-Weatherized, Condensing Ga | 1284 | 251 |  | 05/25/2023 | 44162 | 208733814 | 05/25/2023
Lennox Industries Inc. | GE | NF80X040S3A-* | Federally-Regulated Consumer Product | Non-Weatherized, Non-Condensin | 1322 | 240 |  | 05/25/2023 | 40067 | 208727797 | 05/25/2023
Lennox Industries Inc. | GE | NF80L090S4B-* | Federally-Regulated Consumer Product | Non-Weatherized, Non-Condensin | 1628 | 254 |  | 05/25/2023 | 87272 | 208727794 | 05/25/2023
Lennox Industries Inc. | GE | NF80U070T3A-* | Federally-Regulated Consumer Product | Non-Weatherized, Non-Condensin | 1397 | 243 |  | 05/25/2023 | 43054 | 208727783 | 05/25/2023
Lennox Industries Inc. | GE | NF80X080S4B-* | Federally-Regulated Consumer Product | Non-Weatherized, Non-Condensin | 1688 | 256 |  | 05/25/2023 | 79662 | 208727799 | 05/25/2023
Lennox Industries Inc. | GE | NF80X100V5C-* | Federally-Regulated Consumer Product | Non-Weatherized, Non-Condensin | 2180 | 278 |  | 05/25/2023 | 65611 | 208727791 | 05/25/2023
Nordyne, LLC | AC PRO | R104GD-042K100U | Federally-Regulated Consumer Product | Weatherized Non-Condensing Gas | 1913 | 275 |  | 05/25/2023 | 100561 | 209551599 | 05/25/2023
Nordyne, LLC | AC PRO | KG7SC-054*-T24B* | Federally-Regulated Consumer Product | Non-Weatherized, Condensing Ga | 1537 | 263 |  | 05/25/2023 | 54478 | 204762174 | 05/25/2023
Nordyne, LLC | AC PRO | R104GD-036K072C | Federally-Regulated Consumer Product | Weatherized Non-Condensing Gas | 1032 | 244 |  | 05/25/2023 | 72437 | 209334932 | 05/25/2023
Nordyne, LLC | AC PRO | R104GD-030K045C | Federally-Regulated Consumer Product | Weatherized Non-Condensing Gas | 1024 | 244 |  | 05/25/2023 | 45216 | 209334929 | 05/25/2023
Nordyne, LLC | AC PRO | R104GD-024K072C | Federally-Regulated Consumer Product | Weatherized Non-Condensing Gas | 1280 | 255 |  | 05/25/2023 | 71272 | 209334928 | 05/25/2023
Nordyne, LLC | AC PRO | R104GD-X60K100U | Federally-Regulated Consumer Product | Weatherized Non-Condensing Gas | 2041 | 289 |  | 05/25/2023 | 101000 | 209551601 | 05/25/2023
Nordyne, LLC | AC PRO | R104GD-042K072C | Federally-Regulated Consumer Product | Weatherized Non-Condensing Gas | 1950 | 285 |  | 05/25/2023 | 72195 | 209334934 | 05/25/2023
Nordyne, LLC | AC PRO | R104GD-X60K120C | Federally-Regulated Consumer Product | Weatherized Non-Condensing Gas | 2073 | 290 |  | 05/25/2023 | 119379 | 209334941 | 05/25/2023
Nordyne, LLC | AC PRO | R104GD-030K070U | Federally-Regulated Consumer Product | Weatherized Non-Condensing Gas | 1655 | 264 |  | 05/25/2023 | 69854 | 209551597 | 05/25/2023
Nordyne, LLC | AC PRO | R104GD-036K096C | Federally-Regulated Consumer Product | Weatherized Non-Condensing Gas | 1725 | 275 |  | 05/25/2023 | 97452 | 209334933 | 05/25/2023
Nordyne, LLC | AC PRO | R104GD-042K096C | Federally-Regulated Consumer Product | Weatherized Non-Condensing Gas | 1540 | 267 |  | 05/25/2023 | 97780 | 209334936 | 05/25/2023
Nordyne, LLC | AC PRO | R104GD-048K100U | Federally-Regulated Consumer Product | Weatherized Non-Condensing Gas | 2128 | 293 |  | 05/25/2023 | 100965 | 209551600 | 05/25/2023
Nordyne, LLC | AC PRO | R104GD-X60K096C | Federally-Regulated Consumer Product | Weatherized Non-Condensing Gas | 2066 | 290 |  | 05/25/2023 | 94398 | 209334939 | 05/25/2023
Nordyne, LLC | AC PRO | R104GD-024K055U | Federally-Regulated Consumer Product | Weatherized Non-Condensing Gas | 1304 | 240 |  | 05/25/2023 | 55721 | 209551596 | 05/25/2023
Nordyne, LLC | AC PRO | R104GD-048K096C | Federally-Regulated Consumer Product | Weatherized Non-Condensing Gas | 1818 | 279 |  | 05/25/2023 | 95561 | 209334937 | 05/25/2023
Nordyne, LLC | AC PRO | R104GD-036K070U | Federally-Regulated Consumer Product | Weatherized Non-Condensing Gas | 1655 | 264 |  | 05/25/2023 | 69854 | 209551598 | 05/25/2023
Nordyne, LLC | AC PRO | R104GD-048K120C | Federally-Regulated Consumer Product | Weatherized Non-Condensing Gas | 1526 | 266 |  | 05/25/2023 | 121831 | 209334938 | 05/25/2023
Nordyne, LLC | AC PRO | R104GD-030K072C | Federally-Regulated Consumer Product | Weatherized Non-Condensing Gas | 1280 | 255 |  | 05/25/2023 | 71272 | 209334931 | 05/25/2023
Nordyne, LLC | AC PRO | R104GD-024K045C | Federally-Regulated Consumer Product | Weatherized Non-Condensing Gas | 1024 | 244 |  | 05/25/2023 | 45216 | 209334927 | 05/25/2023
Lennox Industries Inc. | AC PRO | 80G1UH040AE12X-* | Federally-Regulated Consumer Product | Non-Weatherized, Non-Condensin | 1322 | 240 |  | 05/25/2023 | 40067 | 204032292 | 05/25/2023
Lennox Industries Inc. | AC PRO | A80UH1E080B16X-* | Federally-Regulated Consumer Product | Non-Weatherized, Non-Condensin | 1688 | 256 |  | 05/25/2023 | 79662 | 204032290 | 05/25/2023
Lennox Industries Inc. | AC PRO | A97US2V040B12X-*-* | Federally-Regulated Consumer Product | Non-Weatherized, Condensing Ga | 1397 | 256 |  | 05/25/2023 | 25747 | 204032276 | 05/25/2023
Lennox Industries Inc. | AC PRO | A97US2V080C16X-*-* | Federally-Regulated Consumer Product | Non-Weatherized, Condensing Ga | 1789 | 274 |  | 05/25/2023 | 52127 | 204032278 | 05/25/2023
Lennox Industries Inc. | AC PRO | 80G1UH060AE12X-* | Federally-Regulated Consumer Product | Non-Weatherized, Non-Condensin | 1277 | 238 |  | 05/25/2023 | 59863 | 204032293 | 05/25/2023
Lennox Industries Inc. | AC PRO | A97US2V060B12X-** | Federally-Regulated Consumer Product | Non-Weatherized, Condensing Ga | 1502 | 261 |  | 05/25/2023 | 38935 | 204032277 | 05/25/2023
Lennox Industries Inc. | AC PRO | 95G1UH040BE12X-* | Federally-Regulated Consumer Product | Non-Weatherized, Condensing Ga | 1288 | 252 |  | 05/25/2023 | 40446 | 204032280 | 05/25/2023
Lennox Industries Inc. | AC PRO | 95G1UH100CE20X-* | Federally-Regulated Consumer Product | Non-Weatherized, Condensing Ga | 1957 | 281 |  | 05/25/2023 | 80908 | 204032283 | 05/25/2023
Lennox Industries Inc. | AC PRO | 80G1UH080BE16X-* | Federally-Regulated Consumer Product | Non-Weatherized, Non-Condensin | 1688 | 256 |  | 05/25/2023 | 79662 | 204032294 | 05/25/2023
Lennox Industries Inc. | AC PRO | A80UH1E100C20X-* | Federally-Regulated Consumer Product | Non-Weatherized, Non-Condensin | 2162 | 277 |  | 05/25/2023 | 100221 | 204032291 | 05/25/2023
Lennox Industries Inc. | AC PRO | A80US2V080C20X-** | Federally-Regulated Consumer Product | Non-Weatherized, Non-Condensin | 2330 | 285 |  | 05/25/2023 | 52501 | 204032287 | 05/25/2023
Lennox Industries Inc. | AC PRO | A97US2V080C20X-*-* | Federally-Regulated Consumer Product | Non-Weatherized, Condensing Ga | 2327 | 297 |  | 05/25/2023 | 51978 | 204032279 | 05/25/2023
Lennox Industries Inc. | AC PRO | A80UH1E040A12X-* | Federally-Regulated Consumer Product | Non-Weatherized, Non-Condensin | 1322 | 240 |  | 05/25/2023 | 40067 | 204032284 | 05/25/2023
Lennox Industries Inc. | AC PRO | A80US2V100C20X-** | Federally-Regulated Consumer Product | Non-Weatherized, Non-Condensin | 2180 | 278 |  | 05/25/2023 | 65611 | 204032288 | 05/25/2023
Lennox Industries Inc. | AC PRO | 95G1UH060BE12X-* | Federally-Regulated Consumer Product | Non-Weatherized, Condensing Ga | 1313 | 253 |  | 05/25/2023 | 60222 | 204032281 | 05/25/2023
Lennox Industries Inc. | AC PRO | A80US2V060A12X-** | Federally-Regulated Consumer Product | Non-Weatherized, Non-Condensin | 1366 | 242 |  | 05/25/2023 | 39546 | 204032285 | 05/25/2023
Lennox Industries Inc. | AC PRO | 80G1UH100CE20X-* | Federally-Regulated Consumer Product | Non-Weatherized, Non-Condensin | 2162 | 277 |  | 05/25/2023 | 100221 | 204032295 | 05/25/2023
Lennox Industries Inc. | AC PRO | A80US2V080B16X-** | Federally-Regulated Consumer Product | Non-Weatherized, Non-Condensin | 1760 | 259 |  | 05/25/2023 | 51919 | 204032286 | 05/25/2023
Lennox Industries Inc. | AC PRO | 95G1UH080CE16X-* | Federally-Regulated Consumer Product | Non-Weatherized, Condensing Ga | 1573 | 264 |  | 05/25/2023 | 60222 | 204032282 | 05/25/2023
Lennox Industries Inc. | AC PRO | A80UH1E060A12X-* | Federally-Regulated Consumer Product | Non-Weatherized, Non-Condensin | 1277 | 238 |  | 05/25/2023 | 59863 | 204032289 | 05/25/2023
Carrier Corp. - Syracuse | Arcoaire | RGW048KE* | Federally-Regulated Consumer Product | Weatherized Non-Condensing Gas | 2640 | 312 |  | 04/26/2022 | 73 | 202535130 | 05/25/2023
Carrier Corp. - Syracuse | Arcoaire | RGW060KR* | Federally-Regulated Consumer Product | Weatherized Non-Condensing Gas | 2694 | 302 |  | 04/26/2022 | 73 | 202535139 | 05/25/2023
Carrier Corp. - Indianapolis | Goettl | N95ESN0601714A*D | Federally-Regulated Consumer Product | Non-Weatherized, Condensing Ga | 1346 | 254 |  | 05/25/2023 | 60102 | 205962006 | 05/25/2023
Carrier Corp. - Indianapolis | Goettl | F96VTN0601412A*D | Federally-Regulated Consumer Product | Non-Weatherized, Condensing Ga | 1238 | 249 |  | 05/25/2023 | 39205 | 205961826 | 05/25/2023
Carrier Corp. - Indianapolis | Goettl | F80CTL0701412A* | Federally-Regulated Consumer Product | Non-Weatherized, Non-Condensin | 1477 | 247 |  | 05/25/2023 | 42967 | 205961798 | 05/25/2023
Carrier Corp. - Indianapolis | Goettl | G95CSU1002122A | Federally-Regulated Consumer Product | Non-Weatherized, Condensing Ga | 2271 | 273 |  | 05/25/2023 | 99648 | 206349954 | 05/25/2023
Carrier Corp. - Indianapolis | Goettl | N80ESL1102120A | Federally-Regulated Consumer Product | Non-Weatherized, Non-Condensin | 2177 | 278 |  | 05/25/2023 | 110527 | 205961931 | 05/25/2023
Carrier Corp. - Indianapolis | Goettl | F97CMN0801714A | Federally-Regulated Consumer Product | Non-Weatherized, Condensing Ga | 1403 | 257 |  | 05/25/2023 | 31213 | 205961843 | 05/25/2023
Carrier Corp. - Indianapolis | Goettl | PDS424060K**1G* | Federally-Regulated Consumer Product | Weatherized Non-Condensing Gas | 1285 | 256 |  | 05/25/2023 | 60738 | 205962081 | 05/25/2023
Carrier Corp. - Indianapolis | Goettl | F80CTL1352422A | Federally-Regulated Consumer Product | Non-Weatherized, Non-Condensin | 2422 | 287 |  | 05/25/2023 | 87787 | 205961809 | 05/25/2023
Carrier Corp. - Indianapolis | Goettl | G80VTL0701716A | Federally-Regulated Consumer Product | Non-Weatherized, Non-Condensin | 1813 | 262 |  | 05/25/2023 | 43434 | 207207226 | 05/25/2023
Carrier Corp. - Indianapolis | Goettl | G80CTL1102120A | Federally-Regulated Consumer Product | Non-Weatherized, Non-Condensin | 2281 | 282 |  | 05/25/2023 | 72565 | 205961867 | 05/25/2023
Carrier Corp. - Indianapolis | Goettl | N96VSN0601412A | Federally-Regulated Consumer Product | Non-Weatherized, Condensing Ga | 1224 | 248 |  | 05/25/2023 | 59736 | 205962038 | 05/25/2023
Carrier Corp. - Indianapolis | Goettl | F96CTN0801714A | Federally-Regulated Consumer Product | Non-Weatherized, Condensing Ga | 1364 | 255 |  | 05/25/2023 | 52072 | 205961813 | 05/25/2023
Carrier Corp. - Indianapolis | Goettl | PGD424060K**2G* | Federally-Regulated Consumer Product | Weatherized Non-Condensing Gas | 1329 | 257 |  | 05/25/2023 | 60245 | 205962110 | 05/25/2023
Carrier Corp. - Indianapolis | Goettl | PDD424060K**0G* | Federally-Regulated Consumer Product | Weatherized Non-Condensing Gas | 1285 | 256 |  | 05/25/2023 | 60738 | 205962052 | 05/25/2023
Carrier Corp. - Indianapolis | Goettl | N95ESN0401712A | Federally-Regulated Consumer Product | Non-Weatherized, Condensing Ga | 998 | 239 |  | 05/25/2023 | 40139 | 205961995 | 05/25/2023
Carrier Corp. - Indianapolis | Goettl | F96CTN1202422A*D | Federally-Regulated Consumer Product | Non-Weatherized, Condensing Ga | 2174 | 291 |  | 05/25/2023 | 77589 | 205961820 | 05/25/2023
Carrier Corp. - Indianapolis | Goettl | F80CTL1102120A | Federally-Regulated Consumer Product | Non-Weatherized, Non-Condensin | 2281 | 282 |  | 05/25/2023 | 72565 | 205961807 | 05/25/2023
Carrier Corp. - Indianapolis | Goettl | N95ESN1202422A**D | Federally-Regulated Consumer Product | Mobile Home Non-Weatherized, C | 2161 | 290 |  | 05/25/2023 | 119834 | 205962025 | 05/25/2023
Carrier Corp. - Indianapolis | Goettl | N96VSN0601714A*D | Federally-Regulated Consumer Product | Non-Weatherized, Condensing Ga | 1591 | 265 |  | 05/25/2023 | 60186 | 205962041 | 05/25/2023
Carrier Corp. - Indianapolis | Goettl | F80CSU0802120A | Federally-Regulated Consumer Product | Non-Weatherized, Non-Condensin | 2499 | 292 |  | 05/25/2023 | 79452 | 205961793 | 05/25/2023
Carrier Corp. - Indianapolis | Goettl | N95ESN0601412A**D | Federally-Regulated Consumer Product | Mobile Home Non-Weatherized, C | 1176 | 247 |  | 05/25/2023 | 59961 | 205962001 | 05/25/2023
Carrier Corp. - Indianapolis | Goettl | F96VTN0401410A*D | Federally-Regulated Consumer Product | Non-Weatherized, Condensing Ga | 1080 | 243 |  | 05/25/2023 | 26105 | 205961822 | 05/25/2023
Carrier Corp. - Indianapolis | Goettl | F96CTN0802120A | Federally-Regulated Consumer Product | Non-Weatherized, Condensing Ga | 2095 | 287 |  | 05/25/2023 | 52507 | 205961815 | 05/25/2023
Carrier Corp. - Indianapolis | Goettl | N95ESN0801716A*D | Federally-Regulated Consumer Product | Non-Weatherized, Condensing Ga | 1771 | 273 |  | 05/25/2023 | 80331 | 205962010 | 05/25/2023
Carrier Corp. - Indianapolis | Goettl | PGD430040K**1H* | Federally-Regulated Consumer Product | Weatherized Non-Condensing Gas | 1217 | 253 |  | 05/25/2023 | 40800 | 205962112 | 05/25/2023
Carrier Corp. - Indianapolis | Goettl | F96CTN1002122A | Federally-Regulated Consumer Product | Non-Weatherized, Condensing Ga | 2251 | 294 |  | 05/25/2023 | 64767 | 205961817 | 05/25/2023
Carrier Corp. - Indianapolis | Goettl | F96CTN0802120A*D | Federally-Regulated Consumer Product | Non-Weatherized, Condensing Ga | 2095 | 287 |  | 05/25/2023 | 52507 | 205961816 | 05/25/2023
Carrier Corp. - Indianapolis | Goettl | PDS436060K**0G* | Federally-Regulated Consumer Product | Weatherized Non-Condensing Gas | 1687 | 273 |  | 05/25/2023 | 60973 | 205962086 | 05/25/2023
Carrier Corp. - Indianapolis | Goettl | PDS460130K**0G* | Federally-Regulated Consumer Product | Weatherized Non-Condensing Gas | 2025 | 288 |  | 05/25/2023 | 126976 | 205962104 | 05/25/2023
Carrier Corp. - Indianapolis | Goettl | N80ESL0902116A* | Federally-Regulated Consumer Product | Non-Weatherized, Non-Condensin | 1450 | 246 |  | 05/25/2023 | 87792 | 205961926 | 05/25/2023
Carrier Corp. - Indianapolis | Goettl | F80CTL0702120A* | Federally-Regulated Consumer Product | Non-Weatherized, Non-Condensin | 2239 | 281 |  | 05/25/2023 | 43857 | 205961802 | 05/25/2023
Carrier Corp. - Indianapolis | Goettl | N96VSN0601714A | Federally-Regulated Consumer Product | Non-Weatherized, Condensing Ga | 1591 | 265 |  | 05/25/2023 | 60186 | 205962040 | 05/25/2023
Carrier Corp. - Indianapolis | Goettl | PDS442090K**0G* | Federally-Regulated Consumer Product | Weatherized Non-Condensing Gas | 1514 | 266 |  | 05/25/2023 | 90002 | 205962092 | 05/25/2023
Carrier Corp. - Indianapolis | Goettl | PDD430060K**0G* | Federally-Regulated Consumer Product | Weatherized Non-Condensing Gas | 1285 | 256 |  | 05/25/2023 | 60738 | 205962056 | 05/25/2023
Carrier Corp. - Indianapolis | Goettl | F80CTL0701412A | Federally-Regulated Consumer Product | Non-Weatherized, Non-Condensin | 1477 | 247 |  | 05/25/2023 | 42967 | 205961797 | 05/25/2023
Carrier Corp. - Indianapolis | Goettl | N95ESN1402422A | Federally-Regulated Consumer Product | Non-Weatherized, Condensing Ga | 2328 | 297 |  | 05/25/2023 | 139741 | 205962027 | 05/25/2023
Carrier Corp. - Indianapolis | Goettl | N96VSN0801716A | Federally-Regulated Consumer Product | Non-Weatherized, Condensing Ga | 1766 | 272 |  | 05/25/2023 | 80180 | 205962042 | 05/25/2023
Carrier Corp. - Indianapolis | Goettl | F80CSU0601716A | Federally-Regulated Consumer Product | Non-Weatherized, Non-Condensin | 1628 | 254 |  | 05/25/2023 | 59512 | 205961792 | 05/25/2023
Carrier Corp. - Indianapolis | Goettl | F80CSU0401712A | Federally-Regulated Consumer Product | Non-Weatherized, Non-Condensin | 1552 | 250 |  | 05/25/2023 | 39730 | 205961791 | 05/25/2023
Carrier Corp. - Indianapolis | Goettl | PDS442060K**1G* | Federally-Regulated Consumer Product | Weatherized Non-Condensing Gas | 1514 | 266 |  | 05/25/2023 | 60394 | 205962091 | 05/25/2023
Carrier Corp. - Indianapolis | Goettl | N96VSN1202422A*D | Federally-Regulated Consumer Product | Non-Weatherized, Condensing Ga | 2331 | 297 |  | 05/25/2023 | 119569 | 205962049 | 05/25/2023
Carrier Corp. - Indianapolis | Goettl | N80ESL0901714A | Federally-Regulated Consumer Product | Non-Weatherized, Non-Condensin | 1238 | 236 |  | 05/25/2023 | 88097 | 205961923 | 05/25/2023
Carrier Corp. - Indianapolis | Goettl | G80VTL0451412A | Federally-Regulated Consumer Product | Non-Weatherized, Non-Condensin | 1205 | 235 |  | 05/25/2023 | 28909 | 207207224 | 05/25/2023
Carrier Corp. - Indianapolis | Goettl | N80ESL0701412A | Federally-Regulated Consumer Product | Non-Weatherized, Non-Condensin | 1106 | 231 |  | 05/25/2023 | 65995 | 205961915 | 05/25/2023
Carrier Corp. - Indianapolis | Goettl | N95ESN0601412A* | Federally-Regulated Consumer Product | Mobile Home Non-Weatherized, C | 1176 | 247 |  | 05/25/2023 | 59961 | 205962000 | 05/25/2023
Carrier Corp. - Indianapolis | Goettl | PDS448115K**1G* | Federally-Regulated Consumer Product | Weatherized Non-Condensing Gas | 1989 | 287 |  | 05/25/2023 | 115206 | 205962097 | 05/25/2023
Carrier Corp. - Indianapolis | Goettl | F80CTL0701716A* | Federally-Regulated Consumer Product | Non-Weatherized, Non-Condensin | 1458 | 246 |  | 05/25/2023 | 43592 | 205961800 | 05/25/2023
Carrier Corp. - Indianapolis | Goettl | PDS442060K**0G* | Federally-Regulated Consumer Product | Weatherized Non-Condensing Gas | 1514 | 266 |  | 05/25/2023 | 60394 | 205962090 | 05/25/2023
Carrier Corp. - Indianapolis | Goettl | PGD430060K**1H* | Federally-Regulated Consumer Product | Weatherized Non-Condensing Gas | 1285 | 256 |  | 05/25/2023 | 60738 | 205962114 | 05/25/2023
Carrier Corp. - Indianapolis | Goettl | G97CMN1002122A | Federally-Regulated Consumer Product | Non-Weatherized, Condensing Ga | 2192 | 291 |  | 05/25/2023 | 39903 | 205961907 | 05/25/2023
Carrier Corp. - Indianapolis | Goettl | G80CTL0902120A | Federally-Regulated Consumer Product | Non-Weatherized, Non-Condensin | 2488 | 291 |  | 05/25/2023 | 57811 | 205961865 | 05/25/2023
Carrier Corp. - Indianapolis | Goettl | N92ESN1002122A | Federally-Regulated Consumer Product | Non-Weatherized, Condensing Ga | 1993 | 282 |  | 05/25/2023 | 99627 | 205961985 | 05/25/2023
Carrier Corp. - Indianapolis | Goettl | PGS442090K**2G* | Federally-Regulated Consumer Product | Weatherized Non-Condensing Gas | 1515 | 265 |  | 05/25/2023 | 90160 | 205962189 | 05/25/2023
Carrier Corp. - Indianapolis | Goettl | G97CMN1202422A | Federally-Regulated Consumer Product | Non-Weatherized, Condensing Ga | 2271 | 295 |  | 05/25/2023 | 48091 | 205961909 | 05/25/2023
Carrier Corp. - Indianapolis | Goettl | N96VSN0801716A*D | Federally-Regulated Consumer Product | Non-Weatherized, Condensing Ga | 1766 | 272 |  | 05/25/2023 | 80180 | 205962043 | 05/25/2023
Carrier Corp. - Indianapolis | Goettl | F95CSU0601716A | Federally-Regulated Consumer Product | Non-Weatherized, Condensing Ga | 1413 | 247 |  | 05/25/2023 | 59505 | 206237479 | 05/25/2023
Carrier Corp. - Indianapolis | Goettl | PGD424060K**1G* | Federally-Regulated Consumer Product | Weatherized Non-Condensing Gas | 1285 | 256 |  | 05/25/2023 | 60738 | 205962109 | 05/25/2023
Carrier Corp. - Indianapolis | Goettl | G80CTL0702120A | Federally-Regulated Consumer Product | Non-Weatherized, Non-Condensin | 2239 | 281 |  | 05/25/2023 | 43857 | 205961861 | 05/25/2023
Carrier Corp. - Indianapolis | Goettl | N96VSN1202422A | Federally-Regulated Consumer Product | Non-Weatherized, Condensing Ga | 2331 | 297 |  | 05/25/2023 | 119569 | 205962048 | 05/25/2023
Carrier Corp. - Indianapolis | Arcoaire | N96MSN0801716A*D | Federally-Regulated Consumer Product | Non-Weatherized, Condensing Ga | 1671 | 269 |  | 03/30/2023 | 79335 | 211779323 | 05/25/2023
Carrier Corp. - Indianapolis | Arcoaire | N95MSU0401712A | Federally-Regulated Consumer Product | Non-Weatherized, Condensing Ga | 1244 | 250 |  | 03/30/2023 | 40132 | 211781269 | 05/25/2023
Carrier Corp. - Indianapolis | Arcoaire | PGD460090K**0G* | Federally-Regulated Consumer Product | Weatherized Non-Condensing Gas | 2222 | 297 |  | 05/11/2023 | 90150 | 204037501 | 05/25/2023
Carrier Corp. - Indianapolis | Arcoaire | PGD424040K**1G* | Federally-Regulated Consumer Product | Weatherized Non-Condensing Gas | 1217 | 253 |  | 05/11/2023 | 40800 | 204037504 | 05/25/2023
Carrier Corp. - Indianapolis | Arcoaire | PDD460130K**1K* | Federally-Regulated Consumer Product | Weatherized Non-Condensing Gas | 2038 | 289 |  | 04/11/2023 | 126976 | 212038600 | 05/25/2023
Carrier Corp. - Indianapolis | Arcoaire | N80MSN0451714A | Federally-Regulated Consumer Product | Non-Weatherized, Non-Condensin | 1343 | 241 |  | 03/30/2023 | 43896 | 211779925 | 05/25/2023
Carrier Corp. - Indianapolis | Arcoaire | N96MSN0401410A | Federally-Regulated Consumer Product | Non-Weatherized, Condensing Ga | 1017 | 240 |  | 03/30/2023 | 40102 | 211779170 | 05/25/2023
Carrier Corp. - Indianapolis | Arcoaire | N80MSU1002120A | Federally-Regulated Consumer Product | Non-Weatherized, Non-Condensin | 2444 | 290 |  | 03/30/2023 | 99795 | 211781257 | 05/25/2023
Carrier Corp. - Indianapolis | Arcoaire | N92MSN0801716A* | Federally-Regulated Consumer Product | Mobile Home Non-Weatherized, C | 1845 | 276 |  | 03/30/2023 | 80520 | 211778925 | 05/25/2023
Carrier Corp. - Indianapolis | Arcoaire | N80VSL0702120A | Federally-Regulated Consumer Product | Non-Weatherized, Non-Condensin | 2147 | 275 | 276.468 | 10/04/2019 |  |  | 05/25/2023
Carrier Corp. - Indianapolis | Arcoaire | N92MSN0601714A* | Federally-Regulated Consumer Product | Mobile Home Non-Weatherized, C | 1381 | 256 |  | 03/30/2023 | 60143 | 211778907 | 05/25/2023
Carrier Corp. - Indianapolis | Arcoaire | N80MSL1102120A* | Federally-Regulated Consumer Product | Non-Weatherized, Non-Condensin | 2444 | 290 |  | 03/30/2023 | 110371 | 211780166 | 05/25/2023
Carrier Corp. - Indianapolis | Arcoaire | N92MSN0601412A* | Federally-Regulated Consumer Product | Mobile Home Non-Weatherized, C | 1277 | 251 |  | 03/30/2023 | 60142 | 211778889 | 05/25/2023
Carrier Corp. - Indianapolis | Arcoaire | PDD460115K**0K* | Federally-Regulated Consumer Product | Weatherized Non-Condensing Gas | 2156 | 294 |  | 04/11/2023 | 115163 | 212038595 | 05/25/2023
Carrier Corp. - Indianapolis | Arcoaire | N95ESN0401712A**D | Federally-Regulated Consumer Product | Mobile Home Non-Weatherized, C | 998 | 239 |  | 08/05/2020 | 40139 | 203360642 | 05/25/2023
Carrier Corp. - Indianapolis | Arcoaire | N80MSN0902420A | Federally-Regulated Consumer Product | Non-Weatherized, Non-Condensin | 2131 | 276 |  | 03/30/2023 | 87422 | 211779932 | 05/25/2023
Carrier Corp. - Indianapolis | Arcoaire | N80MSL1552420A* | Federally-Regulated Consumer Product | Non-Weatherized, Non-Condensin | 2004 | 270 |  | 03/30/2023 | 153757 | 211780169 | 05/25/2023
Carrier Corp. - Indianapolis | Arcoaire | F80CTL0902120A* | Federally-Regulated Consumer Product | Non-Weatherized, Non-Condensin | 2488 | 291 | 291.472 | 10/04/2019 |  |  | 05/25/2023
Carrier Corp. - Indianapolis | Arcoaire | N96MSN0401712A | Federally-Regulated Consumer Product | Non-Weatherized, Condensing Ga | 1097 | 243 |  | 03/30/2023 | 40216 | 211779206 | 05/25/2023
Carrier Corp. - Indianapolis | Arcoaire | N96MSN0601412A**D | Federally-Regulated Consumer Product | Mobile Home Non-Weatherized, C | 1218 | 249 |  | 03/30/2023 | 60319 | 211779260 | 05/25/2023
Carrier Corp. - Indianapolis | Arcoaire | N95MSU1002120A | Federally-Regulated Consumer Product | Non-Weatherized, Condensing Ga | 2049 | 285 |  | 03/30/2023 | 100109 | 211781302 | 05/25/2023
Carrier Corp. - Indianapolis | Arcoaire | N96MSN0601716A**D | Federally-Regulated Consumer Product | Mobile Home Non-Weatherized, C | 1611 | 266 |  | 03/30/2023 | 59946 | 211779296 | 05/25/2023
Carrier Corp. - Indianapolis | Arcoaire | PDD430060K**1K* | Federally-Regulated Consumer Product | Weatherized Non-Condensing Gas | 1118 | 248 |  | 11/15/2022 | 60738 | 210589529 | 05/25/2023
Carrier Corp. - Indianapolis | Arcoaire | N80MSL1102120A | Federally-Regulated Consumer Product | Non-Weatherized, Non-Condensin | 2444 | 290 |  | 03/30/2023 | 110371 | 211780051 | 05/25/2023
Carrier Corp. - Indianapolis | Arcoaire | N92MSN0601412A | Federally-Regulated Consumer Product | Non-Weatherized, Condensing Ga | 1277 | 251 |  | 03/30/2023 | 60142 | 211778880 | 05/25/2023
Carrier Corp. - Indianapolis | Arcoaire | PGS460115K**0G* | Federally-Regulated Consumer Product | Weatherized Non-Condensing Gas | 2187 | 295 |  | 05/11/2023 | 115163 | 204037528 | 05/25/2023
Carrier Corp. - Indianapolis | Arcoaire | N95MSU0802120A | Federally-Regulated Consumer Product | Non-Weatherized, Condensing Ga | 2132 | 289 |  | 03/30/2023 | 80309 | 211781291 | 05/25/2023
Carrier Corp. - Indianapolis | Arcoaire | N80MSL0451412A* | Federally-Regulated Consumer Product | Non-Weatherized, Non-Condensin | 1161 | 233 |  | 03/30/2023 | 44099 | 211780158 | 05/25/2023
Carrier Corp. - Indianapolis | Arcoaire | N92MSN0401412A* | Federally-Regulated Consumer Product | Mobile Home Non-Weatherized, C | 1089 | 243 |  | 03/30/2023 | 39846 | 211778853 | 05/25/2023
Carrier Corp. - Indianapolis | Arcoaire | N96MSN0801716A**D | Federally-Regulated Consumer Product | Mobile Home Non-Weatherized, C | 1671 | 269 |  | 03/30/2023 | 79335 | 211779314 | 05/25/2023
Carrier Corp. - Indianapolis | Arcoaire | N80MSL0902120A | Federally-Regulated Consumer Product | Non-Weatherized, Non-Condensin | 2438 | 289 |  | 03/30/2023 | 88368 | 211780050 | 05/25/2023
Carrier Corp. - Indianapolis | Arcoaire | N96MSN0801716A* | Federally-Regulated Consumer Product | Mobile Home Non-Weatherized, C | 1671 | 269 |  | 03/30/2023 | 79335 | 211780737 | 05/25/2023
Carrier Corp. - Indianapolis | Arcoaire | F80CTL0702120A | Federally-Regulated Consumer Product | Non-Weatherized, Non-Condensin | 2239 | 281 | 280.516 | 07/27/2020 | 43857 | 203358861 | 05/25/2023
Carrier Corp. - Indianapolis | Arcoaire | F80CTL0701716A | Federally-Regulated Consumer Product | Non-Weatherized, Non-Condensin | 1458 | 246 | 246.152 | 10/04/2019 |  |  | 05/25/2023
Carrier Corp. - Indianapolis | Arcoaire | F80CTL0451712A | Federally-Regulated Consumer Product | Non-Weatherized, Non-Condensin | 1379 | 243 | 242.676 | 07/27/2020 | 29039 | 203358858 | 05/25/2023
Carrier Corp. - Indianapolis | Arcoaire | N80MSL0901714A* | Federally-Regulated Consumer Product | Non-Weatherized, Non-Condensin | 1592 | 252 |  | 03/30/2023 | 88547 | 211780163 | 05/25/2023
Carrier Corp. - Indianapolis | Arcoaire | F80CTL1352422A* | Federally-Regulated Consumer Product | Non-Weatherized, Non-Condensin | 2422 | 287 | 288.568 | 10/04/2019 |  |  | 05/25/2023
Carrier Corp. - Indianapolis | Arcoaire | N80MSL0701412A | Federally-Regulated Consumer Product | Non-Weatherized, Non-Condensin | 1170 | 233 |  | 03/30/2023 | 65912 | 211780045 | 05/25/2023
Carrier Corp. - Indianapolis | Arcoaire | N80MSN1102120A | Federally-Regulated Consumer Product | Non-Weatherized, Non-Condensin | 2444 | 290 |  | 03/30/2023 | 110371 | 211779933 | 05/25/2023
Carrier Corp. - Indianapolis | Arcoaire | N92MSN1002120A | Federally-Regulated Consumer Product | Non-Weatherized, Condensing Ga | 1931 | 280 |  | 03/30/2023 | 100411 | 211778952 | 05/25/2023
Carrier Corp. - Indianapolis | Arcoaire | N80MSN0701412A | Federally-Regulated Consumer Product | Non-Weatherized, Non-Condensin | 1170 | 233 |  | 03/30/2023 | 65912 | 211779926 | 05/25/2023
Carrier Corp. - Indianapolis | Arcoaire | N80MSL0701712A* | Federally-Regulated Consumer Product | Non-Weatherized, Non-Condensin | 1209 | 235 |  | 03/30/2023 | 65992 | 211780161 | 05/25/2023
Carrier Corp. - Indianapolis | Arcoaire | N80VSL0702120A* | Federally-Regulated Consumer Product | Non-Weatherized, Non-Condensin | 2147 | 275 | 276.468 | 10/04/2019 |  |  | 05/25/2023
Carrier Corp. - Indianapolis | Arcoaire | N80MSN0701716A | Federally-Regulated Consumer Product | Non-Weatherized, Non-Condensin | 1776 | 260 |  | 03/30/2023 | 65952 | 211780352 | 05/25/2023
Carrier Corp. - Indianapolis | Arcoaire | N80VSL0451716A | Federally-Regulated Consumer Product | Non-Weatherized, Non-Condensin | 1431 | 244 | 244.964 | 10/04/2019 |  |  | 05/25/2023
Carrier Corp. - Indianapolis | Arcoaire | N80MSL0451714A* | Federally-Regulated Consumer Product | Non-Weatherized, Non-Condensin | 1343 | 241 |  | 03/30/2023 | 43896 | 211780159 | 05/25/2023
Carrier Corp. - Indianapolis | Arcoaire | F80CTL1102120A* | Federally-Regulated Consumer Product | Non-Weatherized, Non-Condensin | 2281 | 282 | 282.364 | 10/04/2019 |  |  | 05/25/2023
Carrier Corp. - Indianapolis | Arcoaire | F80CTL0901716A | Federally-Regulated Consumer Product | Non-Weatherized, Non-Condensin | 1632 | 254 | 253.808 | 07/27/2020 | 58169 | 203358862 | 05/25/2023
Carrier Corp. - Indianapolis | Arcoaire | N95ESN1002120A*D | Federally-Regulated Consumer Product | Non-Weatherized, Condensing Ga | 2102 | 287 | 287.488 | 10/04/2019 |  |  | 05/25/2023
Carrier Corp. - Indianapolis | Arcoaire | N92MSN0401712A | Federally-Regulated Consumer Product | Non-Weatherized, Condensing Ga | 1092 | 243 |  | 03/30/2023 | 39895 | 211778862 | 05/25/2023
Carrier Corp. - Indianapolis | Arcoaire | PGR548090K**1G* | Federally-Regulated Consumer Product | Weatherized Non-Condensing Gas | 1918 | 283 |  | 05/11/2023 | 58473 | 204037565 | 05/25/2023
Carrier Corp. - Indianapolis | Arcoaire | N80MSU0802120A | Federally-Regulated Consumer Product | Non-Weatherized, Non-Condensin | 2436 | 289 |  | 03/30/2023 | 80342 | 211781354 | 05/25/2023
Carrier Corp. - Indianapolis | Arcoaire | N80MSU0401712A | Federally-Regulated Consumer Product | Non-Weatherized, Non-Condensin | 1440 | 245 |  | 03/30/2023 | 40185 | 211781241 | 05/25/2023
Carrier Corp. - Indianapolis | Arcoaire | N80ESN1102120A | Federally-Regulated Consumer Product | Non-Weatherized, Non-Condensin | 2177 | 278 | 277.788 | 07/27/2020 | 110527 | 203359706 | 05/25/2023
Carrier Corp. - Indianapolis | Arcoaire | F80CTL0902120A | Federally-Regulated Consumer Product | Non-Weatherized, Non-Condensin | 2488 | 291 | 291.472 | 10/04/2019 |  |  | 05/25/2023
Carrier Corp. - Indianapolis | Arcoaire | N96MSN0801716A | Federally-Regulated Consumer Product | Non-Weatherized, Condensing Ga | 1671 | 269 |  | 03/30/2023 | 79335 | 211780728 | 05/25/2023
Carrier Corp. - Indianapolis | Arcoaire | PDD460115K**1K* | Federally-Regulated Consumer Product | Weatherized Non-Condensing Gas | 2156 | 294 |  | 04/11/2023 | 115163 | 212038599 | 05/25/2023
Carrier Corp. - Indianapolis | Arcoaire | F80CTL1352422A | Federally-Regulated Consumer Product | Non-Weatherized, Non-Condensin | 2422 | 287 | 288.568 | 10/04/2019 |  |  | 05/25/2023
Carrier Corp. - Indianapolis | Arcoaire | PDD460115K**0G* | Federally-Regulated Consumer Product | Weatherized Non-Condensing Gas | 2187 | 295 |  | 05/11/2023 | 115163 | 204037450 | 05/25/2023
Carrier Corp. - Indianapolis | Arcoaire | N92MSN1002120A* | Federally-Regulated Consumer Product | Mobile Home Non-Weatherized, C | 1931 | 280 |  | 03/30/2023 | 100411 | 211778961 | 05/25/2023
Carrier Corp. - Indianapolis | Arcoaire | N80ESL0451712A | Federally-Regulated Consumer Product | Non-Weatherized, Non-Condensin | 1206 | 235 | 235.064 | 10/04/2019 |  |  | 05/25/2023
Carrier Corp. - Indianapolis | Arcoaire | N96MSN1202422A* | Federally-Regulated Consumer Product | Mobile Home Non-Weatherized, C | 2308 | 297 |  | 03/30/2023 | 119661 | 211779449 | 05/25/2023
Carrier Corp. - Indianapolis | Arcoaire | N96MSN0601716A* | Federally-Regulated Consumer Product | Mobile Home Non-Weatherized, C | 1611 | 266 |  | 03/30/2023 | 59946 | 211779287 | 05/25/2023
Carrier Corp. - Indianapolis | Arcoaire | N96MSN0601716A*D | Federally-Regulated Consumer Product | Non-Weatherized, Condensing Ga | 1611 | 266 |  | 03/30/2023 | 59946 | 211779305 | 05/25/2023
Carrier Corp. - Indianapolis | Arcoaire | N80MSN0702116A | Federally-Regulated Consumer Product | Non-Weatherized, Non-Condensin | 1949 | 268 |  | 03/30/2023 | 66143 | 211779928 | 05/25/2023
Carrier Corp. - Indianapolis | Grandaire | WFER070A036C | Federally-Regulated Consumer Product | Non-Weatherized, Non-Condensin | 1170 | 233 |  | 05/25/2023 | 65912 | 211780445 | 05/25/2023
Carrier Corp. - Indianapolis | Grandaire | WFSX100C060A* | Federally-Regulated Consumer Product | Mobile Home Non-Weatherized, C | 2102 | 287 |  | 05/25/2023 | 99999 | 203360748 | 05/25/2023
Carrier Corp. - Indianapolis | Grandaire | WFAX040B036A | Federally-Regulated Consumer Product | Non-Weatherized, Condensing Ga | 1024 | 240 |  | 05/25/2023 | 39894 | 203359997 | 05/25/2023
Carrier Corp. - Indianapolis | Grandaire | WFEL045A036C | Federally-Regulated Consumer Product | Non-Weatherized, Non-Condensin | 1161 | 233 |  | 05/25/2023 | 44099 | 211780253 | 05/25/2023
Carrier Corp. - Indianapolis | Grandaire | WFER070B048C | Federally-Regulated Consumer Product | Non-Weatherized, Non-Condensin | 1776 | 260 |  | 05/25/2023 | 65952 | 211780361 | 05/25/2023
Carrier Corp. - Indianapolis | Grandaire | WFSX120D066A*D | Federally-Regulated Consumer Product | Non-Weatherized, Condensing Ga | 2161 | 290 |  | 05/25/2023 | 119834 | 203360555 | 05/25/2023
Carrier Corp. - Indianapolis | Grandaire | WFAX040B036B | Federally-Regulated Consumer Product | Non-Weatherized, Condensing Ga | 1092 | 243 |  | 05/25/2023 | 39895 | 211779050 | 05/25/2023
Carrier Corp. - Indianapolis | Grandaire | WFSX060B048B* | Federally-Regulated Consumer Product | Mobile Home Non-Weatherized, C | 1611 | 266 |  | 05/25/2023 | 59946 | 211779643 | 05/25/2023
Carrier Corp. - Indianapolis | Grandaire | WFER070B036C | Federally-Regulated Consumer Product | Non-Weatherized, Non-Condensin | 1209 | 235 |  | 05/25/2023 | 65992 | 211780446 | 05/25/2023
Carrier Corp. - Indianapolis | Grandaire | WFSX040B036A* | Federally-Regulated Consumer Product | Mobile Home Non-Weatherized, C | 998 | 239 |  | 05/25/2023 | 40139 | 203360744 | 05/25/2023
Carrier Corp. - Indianapolis | Grandaire | WFAX080C060A* | Federally-Regulated Consumer Product | Mobile Home Non-Weatherized, C | 1832 | 276 |  | 05/25/2023 | 79860 | 203360014 | 05/25/2023
Carrier Corp. - Indianapolis | Grandaire | WFAX100C060A* | Federally-Regulated Consumer Product | Mobile Home Non-Weatherized, C | 1821 | 275 |  | 05/25/2023 | 99460 | 203360018 | 05/25/2023
Carrier Corp. - Indianapolis | Grandaire | WFSX060B048B**D | Federally-Regulated Consumer Product | Mobile Home Non-Weatherized, C | 1611 | 266 |  | 05/25/2023 | 59946 | 211779645 | 05/25/2023
Carrier Corp. - Indianapolis | Grandaire | WFEL135D060B* | Federally-Regulated Consumer Product | Non-Weatherized, Non-Condensin | 1887 | 265 |  | 05/25/2023 | 131482 | 203360914 | 05/25/2023
Carrier Corp. - Indianapolis | Grandaire | WFSX120D066A* | Federally-Regulated Consumer Product | Mobile Home Non-Weatherized, C | 2161 | 290 |  | 05/25/2023 | 119834 | 203360749 | 05/25/2023
Carrier Corp. - Indianapolis | Grandaire | WFSX080C060A**D | Federally-Regulated Consumer Product | Mobile Home Non-Weatherized, C | 1837 | 276 |  | 05/25/2023 | 79777 | 203360753 | 05/25/2023
Carrier Corp. - Indianapolis | Grandaire | WPG4604115RKD* | Federally-Regulated Consumer Product | Weatherized Non-Condensing Gas | 2187 | 295 |  | 05/25/2023 | 115163 | 204038506 | 05/25/2023
Carrier Corp. - Indianapolis | Grandaire | WFSX060B042A* | Federally-Regulated Consumer Product | Mobile Home Non-Weatherized, C | 1346 | 254 |  | 05/25/2023 | 60102 | 203360745 | 05/25/2023
Carrier Corp. - Indianapolis | Grandaire | WFEL090C048C | Federally-Regulated Consumer Product | Non-Weatherized, Non-Condensin | 1569 | 251 |  | 05/25/2023 | 87754 | 211780256 | 05/25/2023
Carrier Corp. - Indianapolis | Grandaire | WFSU040B036A | Federally-Regulated Consumer Product | Non-Weatherized, Condensing Ga | 1165 | 196 |  | 05/25/2023 | 40027 | 205645648 | 05/25/2023
Carrier Corp. - Indianapolis | Grandaire | WFEL070B048C* | Federally-Regulated Consumer Product | Non-Weatherized, Non-Condensin | 1776 | 260 |  | 05/25/2023 | 65952 | 211780395 | 05/25/2023
Carrier Corp. - Indianapolis | Grandaire | WFSX040A030B*D | Federally-Regulated Consumer Product | Non-Weatherized, Condensing Ga | 1017 | 240 |  | 05/25/2023 | 40102 | 211779639 | 05/25/2023
Carrier Corp. - Indianapolis | Grandaire | WFSX026A030A | Federally-Regulated Consumer Product | Non-Weatherized, Condensing Ga | 890 | 234 |  | 05/25/2023 | 26050 | 203360541 | 05/25/2023
Carrier Corp. - Indianapolis | Grandaire | WFAX100C060A | Federally-Regulated Consumer Product | Non-Weatherized, Condensing Ga | 1821 | 275 |  | 05/25/2023 | 99460 | 203360016 | 05/25/2023
Carrier Corp. - Indianapolis | Grandaire | WFAX080B048B | Federally-Regulated Consumer Product | Non-Weatherized, Condensing Ga | 1845 | 276 |  | 05/25/2023 | 80520 | 211779058 | 05/25/2023
Carrier Corp. - Indianapolis | Grandaire | WFEL110C060C* | Federally-Regulated Consumer Product | Non-Weatherized, Non-Condensin | 2444 | 290 |  | 05/25/2023 | 110371 | 211780279 | 05/25/2023
Carrier Corp. - Indianapolis | Grandaire | WFAX100C060B* | Federally-Regulated Consumer Product | Mobile Home Non-Weatherized, C | 1931 | 280 |  | 05/25/2023 | 100411 | 211779064 | 05/25/2023
Carrier Corp. - Indianapolis | Grandaire | WFEL110D060B* | Federally-Regulated Consumer Product | Non-Weatherized, Non-Condensin | 2027 | 271 |  | 05/25/2023 | 109826 | 203360913 | 05/25/2023
Carrier Corp. - Indianapolis | Grandaire | WFSX080B048B*D | Federally-Regulated Consumer Product | Non-Weatherized, Condensing Ga | 1671 | 269 |  | 05/25/2023 | 79335 | 211779651 | 05/25/2023
Carrier Corp. - Indianapolis | Grandaire | WFSX140D066A | Federally-Regulated Consumer Product | Non-Weatherized, Condensing Ga | 2328 | 297 |  | 05/25/2023 | 139741 | 203360548 | 05/25/2023
Carrier Corp. - Indianapolis | Grandaire | WFEL090B042B* | Federally-Regulated Consumer Product | Non-Weatherized, Non-Condensin | 1238 | 236 |  | 05/25/2023 | 88097 | 203360908 | 05/25/2023
Carrier Corp. - Indianapolis | Grandaire | WFSX120D066A | Federally-Regulated Consumer Product | Non-Weatherized, Condensing Ga | 2161 | 290 |  | 05/25/2023 | 119834 | 203360547 | 05/25/2023
Carrier Corp. - Indianapolis | Grandaire | WFSX100C060B* | Federally-Regulated Consumer Product | Mobile Home Non-Weatherized, C | 2215 | 292 |  | 05/25/2023 | 99728 | 211779655 | 05/25/2023
Carrier Corp. - Indianapolis | Grandaire | WFEL070B048C | Federally-Regulated Consumer Product | Non-Weatherized, Non-Condensin | 1776 | 260 |  | 05/25/2023 | 65952 | 211780379 | 05/25/2023
Carrier Corp. - Indianapolis | Grandaire | WFSX120D066B | Federally-Regulated Consumer Product | Non-Weatherized, Condensing Ga | 2308 | 297 |  | 05/25/2023 | 119661 | 211779661 | 05/25/2023
Carrier Corp. - Indianapolis | Grandaire | WFEL070B036B | Federally-Regulated Consumer Product | Non-Weatherized, Non-Condensin | 1051 | 228 |  | 05/25/2023 | 65904 | 203360858 | 05/25/2023
Carrier Corp. - Indianapolis | Grandaire | WFEL090D060B* | Federally-Regulated Consumer Product | Non-Weatherized, Non-Condensin | 1987 | 269 |  | 05/25/2023 | 88320 | 203360911 | 05/25/2023
Carrier Corp. - Indianapolis | Grandaire | WFEU060B048B | Federally-Regulated Consumer Product | Non-Weatherized, Non-Condensin | 1955 | 268 |  | 05/25/2023 | 60649 | 211781379 | 05/25/2023
Carrier Corp. - Indianapolis | Grandaire | WFAX040B036A* | Federally-Regulated Consumer Product | Mobile Home Non-Weatherized, C | 1024 | 240 |  | 05/25/2023 | 39894 | 203359999 | 05/25/2023
Carrier Corp. - Indianapolis | Grandaire | WFSX100C060A | Federally-Regulated Consumer Product | Non-Weatherized, Condensing Ga | 2102 | 287 |  | 05/25/2023 | 99999 | 203360546 | 05/25/2023
Carrier Corp. - Indianapolis | Grandaire | WFSX080B048B**D | Federally-Regulated Consumer Product | Mobile Home Non-Weatherized, C | 1671 | 269 |  | 05/25/2023 | 79335 | 211779649 | 05/25/2023
Carrier Corp. - Indianapolis | Grandaire | WPG4424060UKD* | Federally-Regulated Consumer Product | Weatherized Non-Condensing Gas | 1589 | 268 |  | 05/25/2023 | 60153 | 205822992 | 05/25/2023
Carrier Corp. - Indianapolis | Grandaire | WPG4484090UKD* | Federally-Regulated Consumer Product | Weatherized Non-Condensing Gas | 2022 | 287 |  | 05/25/2023 | 90050 | 205822994 | 05/25/2023
Carrier Corp. - Indianapolis | Grandaire | WFER045B036A | Federally-Regulated Consumer Product | Non-Weatherized, Non-Condensin | 1206 | 235 |  | 05/25/2023 | 44058 | 203360819 | 05/25/2023
Carrier Corp. - Indianapolis | Grandaire | WFSX060B048B*D | Federally-Regulated Consumer Product | Non-Weatherized, Condensing Ga | 1611 | 266 |  | 05/25/2023 | 59946 | 211779647 | 05/25/2023
Carrier Corp. - Indianapolis | Grandaire | WFSX080C060A* | Federally-Regulated Consumer Product | Mobile Home Non-Weatherized, C | 1837 | 276 |  | 05/25/2023 | 79777 | 203360747 | 05/25/2023
Carrier Corp. - Indianapolis | Grandaire | WFEL090C048C* | Federally-Regulated Consumer Product | Non-Weatherized, Non-Condensin | 1569 | 251 |  | 05/25/2023 | 87754 | 211780278 | 05/25/2023
Carrier Corp. - Indianapolis | Grandaire | WFER090D060A | Federally-Regulated Consumer Product | Non-Weatherized, Non-Condensin | 1987 | 269 |  | 05/25/2023 | 88320 | 203360826 | 05/25/2023
Carrier Corp. - Indianapolis | Grandaire | WFEL045B036B* | Federally-Regulated Consumer Product | Non-Weatherized, Non-Condensin | 1206 | 235 |  | 05/25/2023 | 44058 | 203360904 | 05/25/2023
Carrier Corp. - Indianapolis | Grandaire | WFAX060A036A* | Federally-Regulated Consumer Product | Mobile Home Non-Weatherized, C | 945 | 237 |  | 05/25/2023 | 59375 | 203360003 | 05/25/2023
Carrier Corp. - Indianapolis | Grandaire | WFAX120D060B | Federally-Regulated Consumer Product | Non-Weatherized, Condensing Ga | 1871 | 277 |  | 05/25/2023 | 120577 | 211779066 | 05/25/2023
Carrier Corp. - Indianapolis | Grandaire | WFSX100C060B**D | Federally-Regulated Consumer Product | Mobile Home Non-Weatherized, C | 2215 | 292 |  | 05/25/2023 | 99728 | 211779657 | 05/25/2023
Carrier Corp. - Indianapolis | Grandaire | WFAX060B042A* | Federally-Regulated Consumer Product | Mobile Home Non-Weatherized, C | 1205 | 248 |  | 05/25/2023 | 60119 | 203360007 | 05/25/2023
Carrier Corp. - Indianapolis | Grandaire | WFAX040A036B* | Federally-Regulated Consumer Product | Mobile Home Non-Weatherized, C | 1089 | 243 |  | 05/25/2023 | 39846 | 211779048 | 05/25/2023
Carrier Corp. - Indianapolis | Grandaire | WFEL135D060C | Federally-Regulated Consumer Product | Non-Weatherized, Non-Condensin | 1907 | 266 |  | 05/25/2023 | 131914 | 211780258 | 05/25/2023
Carrier Corp. - Indianapolis | Grandaire | WFEL045B036B | Federally-Regulated Consumer Product | Non-Weatherized, Non-Condensin | 1206 | 235 |  | 05/25/2023 | 44058 | 203360856 | 05/25/2023
Carrier Corp. - Indianapolis | Grandaire | WFER090C048A | Federally-Regulated Consumer Product | Non-Weatherized, Non-Condensin | 1450 | 246 |  | 05/25/2023 | 87792 | 203360824 | 05/25/2023
Carrier Corp. - Indianapolis | Grandaire | WFSX080B048A* | Federally-Regulated Consumer Product | Mobile Home Non-Weatherized, C | 1771 | 273 |  | 05/25/2023 | 80331 | 203360746 | 05/25/2023
Carrier Corp. - Indianapolis | Grandaire | WFSX080B048B | Federally-Regulated Consumer Product | Non-Weatherized, Condensing Ga | 1671 | 269 |  | 05/25/2023 | 79335 | 211780756 | 05/25/2023
Carrier Corp. - Indianapolis | Grandaire | WFEL090D060B | Federally-Regulated Consumer Product | Non-Weatherized, Non-Condensin | 1987 | 269 |  | 05/25/2023 | 88320 | 203360863 | 05/25/2023
Carrier Corp. - Indianapolis | Grandaire | WFSX100C060A**D | Federally-Regulated Consumer Product | Mobile Home Non-Weatherized, C | 2102 | 287 |  | 05/25/2023 | 99999 | 203360754 | 05/25/2023
Carrier Corp. - Indianapolis | Grandaire | WFAX080B048A | Federally-Regulated Consumer Product | Non-Weatherized, Condensing Ga | 1390 | 256 |  | 05/25/2023 | 79599 | 203360008 | 05/25/2023
Carrier Corp. - Indianapolis | Grandaire | WFER135D060A | Federally-Regulated Consumer Product | Non-Weatherized, Non-Condensin | 1887 | 265 |  | 05/25/2023 | 131482 | 203360829 | 05/25/2023
Carrier Corp. - Indianapolis | Grandaire | WFAX060B042A | Federally-Regulated Consumer Product | Non-Weatherized, Condensing Ga | 1205 | 248 |  | 05/25/2023 | 60119 | 203360005 | 05/25/2023
Carrier Corp. - Indianapolis | Grandaire | WPG4364060UKD* | Federally-Regulated Consumer Product | Weatherized Non-Condensing Gas | 1642 | 271 |  | 05/25/2023 | 60562 | 205822991 | 05/25/2023
Carrier Corp. - Indianapolis | Grandaire | WFEL090B042B | Federally-Regulated Consumer Product | Non-Weatherized, Non-Condensin | 1238 | 236 |  | 05/25/2023 | 88097 | 203360860 | 05/25/2023
Carrier Corp. - Indianapolis | Grandaire | WFSX080B048A**D | Federally-Regulated Consumer Product | Mobile Home Non-Weatherized, C | 1771 | 273 |  | 05/25/2023 | 80331 | 203360752 | 05/25/2023
Johnson Controls, Inc. | Luxaire | TPLC100C20MP13 | Federally-Regulated Consumer Product | Non-Weatherized, Non-Condensin | 2229 | 274 |  | 05/25/2023 | 48317 | 10534087 | 05/25/2023
Johnson Controls, Inc. | Luxaire | TPLC060A12MP13 | Federally-Regulated Consumer Product | Non-Weatherized, Non-Condensin | 1330 | 236 |  | 05/25/2023 | 30082 | 10534069 | 05/25/2023
Carrier Corp. - Indianapolis | Goettl | N80MSL0902116A | Federally-Regulated Consumer Product | Non-Weatherized, Non-Condensin | 1569 | 251 |  | 05/25/2023 | 87754 | 211780418 | 05/25/2023
Carrier Corp. - Indianapolis | Goettl | F96VTN0601714A*D | Federally-Regulated Consumer Product | Non-Weatherized, Condensing Ga | 1459 | 259 |  | 05/25/2023 | 39051 | 205961828 | 05/25/2023
Carrier Corp. - Indianapolis | Goettl | N80MSN0701712A | Federally-Regulated Consumer Product | Non-Weatherized, Non-Condensin | 1209 | 235 |  | 05/25/2023 | 65992 | 211780433 | 05/25/2023
Carrier Corp. - Indianapolis | Goettl | N80MSN0902420A | Federally-Regulated Consumer Product | Non-Weatherized, Non-Condensin | 2131 | 276 |  | 05/25/2023 | 87422 | 211780439 | 05/25/2023
Carrier Corp. - Indianapolis | Goettl | N96VSN0601412A*D | Federally-Regulated Consumer Product | Non-Weatherized, Condensing Ga | 1224 | 248 |  | 05/25/2023 | 59736 | 205962039 | 05/25/2023
Carrier Corp. - Indianapolis | Goettl | G80CTL1352422A | Federally-Regulated Consumer Product | Non-Weatherized, Non-Condensin | 2422 | 287 |  | 05/25/2023 | 87787 | 205961869 | 05/25/2023
Carrier Corp. - Indianapolis | Goettl | N95MSU0601716A | Federally-Regulated Consumer Product | Non-Weatherized, Condensing Ga | 1794 | 274 |  | 05/25/2023 | 60012 | 211781289 | 05/25/2023
Carrier Corp. - Indianapolis | Goettl | N80MSN1552420A | Federally-Regulated Consumer Product | Non-Weatherized, Non-Condensin | 2004 | 270 |  | 05/25/2023 | 153757 | 211780443 | 05/25/2023
Carrier Corp. - Indianapolis | Goettl | N80MSU1002120A | Federally-Regulated Consumer Product | Non-Weatherized, Non-Condensin | 2444 | 290 |  | 05/25/2023 | 99795 | 211781336 | 05/25/2023
Carrier Corp. - Indianapolis | Goettl | N80ESL1102420A | Federally-Regulated Consumer Product | Non-Weatherized, Non-Condensin | 2027 | 271 |  | 05/25/2023 | 109826 | 205961933 | 05/25/2023
Carrier Corp. - Indianapolis | Goettl | N80MSL1552420A* | Federally-Regulated Consumer Product | Non-Weatherized, Non-Condensin | 2004 | 270 |  | 05/25/2023 | 153757 | 211780429 | 05/25/2023
Carrier Corp. - Indianapolis | Goettl | N95MSU1002122A | Federally-Regulated Consumer Product | Non-Weatherized, Condensing Ga | 2338 | 298 |  | 05/25/2023 | 100165 | 211781320 | 05/25/2023
Carrier Corp. - Indianapolis | Goettl | N80ESL0451412A* | Federally-Regulated Consumer Product | Non-Weatherized, Non-Condensin | 1083 | 230 |  | 05/25/2023 | 43761 | 205961912 | 05/25/2023
Carrier Corp. - Indianapolis | Goettl | N80MSL0701412A* | Federally-Regulated Consumer Product | Non-Weatherized, Non-Condensin | 1170 | 233 |  | 05/25/2023 | 65912 | 211780409 | 05/25/2023
Carrier Corp. - Indianapolis | Goettl | N80MSL1102420A | Federally-Regulated Consumer Product | Non-Weatherized, Non-Condensin | 2053 | 272 |  | 05/25/2023 | 110206 | 211780424 | 05/25/2023
Carrier Corp. - Indianapolis | Goettl | N80MSL0901714A* | Federally-Regulated Consumer Product | Non-Weatherized, Non-Condensin | 1592 | 252 |  | 05/25/2023 | 88547 | 211780417 | 05/25/2023
Carrier Corp. - Indianapolis | Goettl | N80MSN0902116A | Federally-Regulated Consumer Product | Non-Weatherized, Non-Condensin | 1569 | 251 |  | 05/25/2023 | 87754 | 211780437 | 05/25/2023
Carrier Corp. - Indianapolis | Goettl | N80MSL0451412A | Federally-Regulated Consumer Product | Non-Weatherized, Non-Condensin | 1161 | 233 |  | 05/25/2023 | 44099 | 211780404 | 05/25/2023
Carrier Corp. - Indianapolis | Goettl | N95ESN1002122A**D | Federally-Regulated Consumer Product | Mobile Home Non-Weatherized, C | 2017 | 283 |  | 05/25/2023 | 99705 | 205962021 | 05/25/2023
Carrier Corp. - Indianapolis | Goettl | N95ESU0601716A | Federally-Regulated Consumer Product | Non-Weatherized, Condensing Ga | 1521 | 262 |  | 05/25/2023 | 59594 | 205962030 | 05/25/2023
Carrier Corp. - Indianapolis | Goettl | F80VTL1102122A* | Federally-Regulated Consumer Product | Non-Weatherized, Non-Condensin | 2435 | 289 |  | 05/25/2023 | 72702 | 207207183 | 05/25/2023
Carrier Corp. - Indianapolis | Goettl | F96VTN0802120A | Federally-Regulated Consumer Product | Non-Weatherized, Condensing Ga | 2043 | 285 |  | 05/25/2023 | 52228 | 205961831 | 05/25/2023
Carrier Corp. - Indianapolis | Goettl | N80MSN0902120A | Federally-Regulated Consumer Product | Non-Weatherized, Non-Condensin | 2438 | 289 |  | 05/25/2023 | 88368 | 211780438 | 05/25/2023
Carrier Corp. - Indianapolis | Goettl | N80MSU0401712A | Federally-Regulated Consumer Product | Non-Weatherized, Non-Condensin | 1440 | 245 |  | 05/25/2023 | 40185 | 211781333 | 05/25/2023
Carrier Corp. - Indianapolis | Goettl | N80ESL0701712A* | Federally-Regulated Consumer Product | Non-Weatherized, Non-Condensin | 1051 | 228 |  | 05/25/2023 | 65904 | 205961918 | 05/25/2023
Carrier Corp. - Indianapolis | Goettl | PDS430040K**0G* | Federally-Regulated Consumer Product | Weatherized Non-Condensing Gas | 1217 | 253 |  | 05/25/2023 | 40800 | 205962082 | 05/25/2023
Carrier Corp. - Indianapolis | Goettl | N80MSL0451714A* | Federally-Regulated Consumer Product | Non-Weatherized, Non-Condensin | 1343 | 241 |  | 05/25/2023 | 43896 | 211780407 | 05/25/2023
Carrier Corp. - Indianapolis | Goettl | G80CSU0401712A | Federally-Regulated Consumer Product | Non-Weatherized, Non-Condensin | 1552 | 250 |  | 05/25/2023 | 39730 | 205961851 | 05/25/2023
Carrier Corp. - Indianapolis | Goettl | F97CMN1202422A*D | Federally-Regulated Consumer Product | Non-Weatherized, Condensing Ga | 2271 | 295 |  | 05/25/2023 | 48091 | 205961850 | 05/25/2023
Carrier Corp. - Indianapolis | Goettl | N80MSN0701412A | Federally-Regulated Consumer Product | Non-Weatherized, Non-Condensin | 1170 | 233 |  | 05/25/2023 | 65912 | 211780432 | 05/25/2023
Carrier Corp. - Indianapolis | Goettl | N80MSL0701716A | Federally-Regulated Consumer Product | Non-Weatherized, Non-Condensin | 1776 | 260 |  | 05/25/2023 | 65952 | 211780412 | 05/25/2023
Carrier Corp. - Indianapolis | Goettl | F96CTN1002122A*D | Federally-Regulated Consumer Product | Non-Weatherized, Condensing Ga | 2251 | 294 |  | 05/25/2023 | 64767 | 205961818 | 05/25/2023
Carrier Corp. - Indianapolis | Goettl | N80MSL0702116A | Federally-Regulated Consumer Product | Non-Weatherized, Non-Condensin | 1949 | 268 |  | 05/25/2023 | 66143 | 211780414 | 05/25/2023
Carrier Corp. - Indianapolis | Goettl | PDS460115K**1G* | Federally-Regulated Consumer Product | Weatherized Non-Condensing Gas | 2187 | 295 |  | 05/25/2023 | 115163 | 205962103 | 05/25/2023
Carrier Corp. - Indianapolis | Goettl | PGR542060K**2G* | Federally-Regulated Consumer Product | Weatherized Non-Condensing Gas | 1489 | 264 |  | 05/25/2023 | 60874 | 207335470 | 05/25/2023
Carrier Corp. - Indianapolis | Goettl | N80MSN1352420A | Federally-Regulated Consumer Product | Non-Weatherized, Non-Condensin | 1907 | 266 |  | 05/25/2023 | 131914 | 211780442 | 05/25/2023
Carrier Corp. - Indianapolis | Goettl | F80CTL0701716A | Federally-Regulated Consumer Product | Non-Weatherized, Non-Condensin | 1458 | 246 |  | 05/25/2023 | 43592 | 205961799 | 05/25/2023
Carrier Corp. - Indianapolis | Goettl | G80CTL0902120A* | Federally-Regulated Consumer Product | Non-Weatherized, Non-Condensin | 2488 | 291 |  | 05/25/2023 | 57811 | 205961866 | 05/25/2023
Carrier Corp. - Indianapolis | Goettl | N80MSN0701716A | Federally-Regulated Consumer Product | Non-Weatherized, Non-Condensin | 1776 | 260 |  | 05/25/2023 | 65952 | 211780434 | 05/25/2023
Carrier Corp. - Indianapolis | Goettl | N95ESN1002120A**D | Federally-Regulated Consumer Product | Mobile Home Non-Weatherized, C | 2102 | 287 |  | 05/25/2023 | 99999 | 205962017 | 05/25/2023
Carrier Corp. - Indianapolis | Goettl | N80MSL0451412A* | Federally-Regulated Consumer Product | Non-Weatherized, Non-Condensin | 1161 | 233 |  | 05/25/2023 | 44099 | 211780405 | 05/25/2023
Carrier Corp. - Indianapolis | Goettl | N80MSL0902120A | Federally-Regulated Consumer Product | Non-Weatherized, Non-Condensin | 2438 | 289 |  | 05/25/2023 | 88368 | 211780420 | 05/25/2023
Carrier Corp. - Indianapolis | Goettl | N80ESL1102120A* | Federally-Regulated Consumer Product | Non-Weatherized, Non-Condensin | 2177 | 278 |  | 05/25/2023 | 110527 | 205961932 | 05/25/2023
Carrier Corp. - Indianapolis | Goettl | N80MSN0901714A | Federally-Regulated Consumer Product | Non-Weatherized, Non-Condensin | 1592 | 252 |  | 05/25/2023 | 88547 | 211780436 | 05/25/2023
Carrier Corp. - Indianapolis | Goettl | N80MSL0701712A* | Federally-Regulated Consumer Product | Non-Weatherized, Non-Condensin | 1209 | 235 |  | 05/25/2023 | 65992 | 211780411 | 05/25/2023
Carrier Corp. - Indianapolis | Goettl | N80MSN1102420A | Federally-Regulated Consumer Product | Non-Weatherized, Non-Condensin | 2053 | 272 |  | 05/25/2023 | 110206 | 211780441 | 05/25/2023
Carrier Corp. - Indianapolis | Goettl | N95MSU1002120A | Federally-Regulated Consumer Product | Non-Weatherized, Condensing Ga | 2049 | 285 |  | 05/25/2023 | 100109 | 211781310 | 05/25/2023
Carrier Corp. - Indianapolis | Goettl | N80MSL0702116A* | Federally-Regulated Consumer Product | Non-Weatherized, Non-Condensin | 1949 | 268 |  | 05/25/2023 | 66143 | 211780415 | 05/25/2023
Carrier Corp. - Indianapolis | Goettl | N80MSU0802120A | Federally-Regulated Consumer Product | Non-Weatherized, Non-Condensin | 2436 | 289 |  | 05/25/2023 | 80342 | 211781335 | 05/25/2023
Carrier Corp. - Indianapolis | Goettl | N80MSL0902120A* | Federally-Regulated Consumer Product | Non-Weatherized, Non-Condensin | 2438 | 289 |  | 05/25/2023 | 88368 | 211780421 | 05/25/2023
Carrier Corp. - Indianapolis | Goettl | F96VTN1002120A*D | Federally-Regulated Consumer Product | Non-Weatherized, Condensing Ga | 2106 | 288 |  | 05/25/2023 | 65205 | 205961834 | 05/25/2023
Carrier Corp. - Indianapolis | Goettl | N80MSN0451412A | Federally-Regulated Consumer Product | Non-Weatherized, Non-Condensin | 1161 | 233 |  | 05/25/2023 | 44099 | 211780430 | 05/25/2023
Carrier Corp. - Indianapolis | Goettl | N80MSL1102120A | Federally-Regulated Consumer Product | Non-Weatherized, Non-Condensin | 2444 | 290 |  | 05/25/2023 | 110371 | 211780422 | 05/25/2023
Carrier Corp. - Indianapolis | Goettl | N80MSN0702116A | Federally-Regulated Consumer Product | Non-Weatherized, Non-Condensin | 1949 | 268 |  | 05/25/2023 | 66143 | 211780435 | 05/25/2023
Carrier Corp. - Indianapolis | Goettl | N80MSL0451714A | Federally-Regulated Consumer Product | Non-Weatherized, Non-Condensin | 1343 | 241 |  | 05/25/2023 | 43896 | 211780406 | 05/25/2023
Carrier Corp. - Indianapolis | Goettl | N80MSL1102420A* | Federally-Regulated Consumer Product | Non-Weatherized, Non-Condensin | 2053 | 272 |  | 05/25/2023 | 110206 | 211780425 | 05/25/2023
Carrier Corp. - Indianapolis | Goettl | N80MSL0901714A | Federally-Regulated Consumer Product | Non-Weatherized, Non-Condensin | 1592 | 252 |  | 05/25/2023 | 88547 | 211780416 | 05/25/2023
Carrier Corp. - Indianapolis | Goettl | N80MSU0601716A | Federally-Regulated Consumer Product | Non-Weatherized, Non-Condensin | 1955 | 268 |  | 05/25/2023 | 60649 | 211781334 | 05/25/2023
Carrier Corp. - Indianapolis | Goettl | N80ESL0701412A* | Federally-Regulated Consumer Product | Non-Weatherized, Non-Condensin | 1106 | 231 |  | 05/25/2023 | 65995 | 205961916 | 05/25/2023
Carrier Corp. - Indianapolis | Goettl | N80MSL0902116A* | Federally-Regulated Consumer Product | Non-Weatherized, Non-Condensin | 1569 | 251 |  | 05/25/2023 | 87754 | 211780419 | 05/25/2023
Carrier Corp. - Indianapolis | Goettl | F80VTL0902120A | Federally-Regulated Consumer Product | Non-Weatherized, Non-Condensin | 2025 | 271 |  | 05/25/2023 | 57947 | 207207180 | 05/25/2023
Carrier Corp. - Indianapolis | Goettl | F96VTN1202422A | Federally-Regulated Consumer Product | Non-Weatherized, Condensing Ga | 2316 | 297 |  | 05/25/2023 | 77900 | 205961837 | 05/25/2023
Carrier Corp. - Indianapolis | Goettl | N80MSL1552420A | Federally-Regulated Consumer Product | Non-Weatherized, Non-Condensin | 2004 | 270 |  | 05/25/2023 | 153757 | 211780428 | 05/25/2023
Carrier Corp. - Indianapolis | Goettl | F96VTN0802120A*D | Federally-Regulated Consumer Product | Non-Weatherized, Condensing Ga | 2043 | 285 |  | 05/25/2023 | 52228 | 205961832 | 05/25/2023
Carrier Corp. - Indianapolis | Goettl | N80MSL1102120A* | Federally-Regulated Consumer Product | Non-Weatherized, Non-Condensin | 2444 | 290 |  | 05/25/2023 | 110371 | 211780423 | 05/25/2023
Carrier Corp. - Indianapolis | Goettl | N80MSL1352420A | Federally-Regulated Consumer Product | Non-Weatherized, Non-Condensin | 1907 | 266 |  | 05/25/2023 | 131914 | 211780426 | 05/25/2023
Carrier Corp. - Indianapolis | Goettl | N80MSL1352420A* | Federally-Regulated Consumer Product | Non-Weatherized, Non-Condensin | 1907 | 266 |  | 05/25/2023 | 131914 | 211780427 | 05/25/2023
Carrier Corp. - Indianapolis | Goettl | PGR530060K**2G* | Federally-Regulated Consumer Product | Weatherized Non-Condensing Gas | 1136 | 248 |  | 05/25/2023 | 59157 | 207335468 | 05/25/2023
Carrier Corp. - Indianapolis | Goettl | N95MSU0802120A | Federally-Regulated Consumer Product | Non-Weatherized, Condensing Ga | 2132 | 289 |  | 05/25/2023 | 80309 | 211781299 | 05/25/2023
Carrier Corp. - Indianapolis | Goettl | N80MSL0701716A* | Federally-Regulated Consumer Product | Non-Weatherized, Non-Condensin | 1776 | 260 |  | 05/25/2023 | 65952 | 211780413 | 05/25/2023
Carrier Corp. - Indianapolis | Goettl | F96CTN1202422A | Federally-Regulated Consumer Product | Non-Weatherized, Condensing Ga | 2174 | 291 |  | 05/25/2023 | 77589 | 205961819 | 05/25/2023
Carrier Corp. - Indianapolis | Goettl | PGD424040K**2G* | Federally-Regulated Consumer Product | Weatherized Non-Condensing Gas | 1361 | 257 |  | 05/25/2023 | 45745 | 206908764 | 05/25/2023
Carrier Corp. - Indianapolis | Goettl | N80MSN1102120A | Federally-Regulated Consumer Product | Non-Weatherized, Non-Condensin | 2444 | 290 |  | 05/25/2023 | 110371 | 211780440 | 05/25/2023
Carrier Corp. - Indianapolis | Goettl | N95MSU0401712A | Federally-Regulated Consumer Product | Non-Weatherized, Condensing Ga | 1244 | 250 |  | 05/25/2023 | 40132 | 211781279 | 05/25/2023
Nordyne, LLC | ONYX | FG7TA-080C-V24B1 | Federally-Regulated Consumer Product | Non-Weatherized, Non-Condensin | 1277 | 238 |  | 05/25/2023 | 52213 | 204038579 | 05/25/2023
Nordyne, LLC | Mammoth | R8GE-030K070U1 | Federally-Regulated Consumer Product | Weatherized Non-Condensing Gas | 1655 | 264 |  | 05/25/2023 | 69854 | 207338301 | 05/25/2023
Nordyne, LLC | Mammoth | R8GE-042K100U1 | Federally-Regulated Consumer Product | Weatherized Non-Condensing Gas | 1913 | 275 |  | 05/25/2023 | 100561 | 207338303 | 05/25/2023
Nordyne, LLC | Mammoth | R8GE-048K100U1 | Federally-Regulated Consumer Product | Weatherized Non-Condensing Gas | 1913 | 275 |  | 05/25/2023 | 100561 | 207338304 | 05/25/2023
Nordyne, LLC | Mammoth | R8GE-024K055U1 | Federally-Regulated Consumer Product | Weatherized Non-Condensing Gas | 1304 | 240 |  | 05/25/2023 | 55721 | 207338300 | 05/25/2023
Nordyne, LLC | Mammoth | R8GE-X60K100U1 | Federally-Regulated Consumer Product | Weatherized Non-Condensing Gas | 2041 | 289 |  | 05/25/2023 | 101000 | 207338305 | 05/25/2023
Nordyne, LLC | Mammoth | R8GE-036K070U1 | Federally-Regulated Consumer Product | Weatherized Non-Condensing Gas | 1655 | 264 |  | 05/25/2023 | 69854 | 207338302 | 05/25/2023
Allied Air | AC PRO | 96G2UH030BE08-* | Federally-Regulated Consumer Product | Non-Weatherized, Condensing Ga | 910 | 235 |  | 05/25/2023 | 19570 | 209240191 | 05/25/2023
Johnson Controls, Inc. | Coleman | TPLC100C20MP13 | Federally-Regulated Consumer Product | Non-Weatherized, Non-Condensin | 2229 | 274 |  | 05/25/2023 | 48317 | 10534032 | 05/25/2023
Johnson Controls, Inc. | Coleman | TPLC060A12MP13 | Federally-Regulated Consumer Product | Non-Weatherized, Non-Condensin | 1330 | 236 |  | 05/25/2023 | 30082 | 10534014 | 05/25/2023
Carrier Corp. - Indianapolis | SMARTCOMFORT | R95ESN0601412A* | Federally-Regulated Consumer Product | Mobile Home Non-Weatherized, C | 1176 | 247 |  | 05/25/2023 | 59961 | 203924718 | 05/25/2023
Carrier Corp. - Indianapolis | SMARTCOMFORT | R80ESN0451712A | Federally-Regulated Consumer Product | Non-Weatherized, Non-Condensin | 1206 | 235 |  | 05/25/2023 | 44058 | 203360844 | 05/25/2023
Carrier Corp. - Indianapolis | SMARTCOMFORT | R80ESL0701712A | Federally-Regulated Consumer Product | Non-Weatherized, Non-Condensin | 1051 | 228 |  | 05/25/2023 | 65904 | 203360882 | 05/25/2023
Carrier Corp. - Indianapolis | SMARTCOMFORT | N95ESM0401712A | Federally-Regulated Consumer Product | Mobile Home Non-Weatherized, C | 998 | 239 |  | 05/25/2023 | 40139 | 204743370 | 05/25/2023
Carrier Corp. - Indianapolis | SMARTCOMFORT | R80MSL0701716A* | Federally-Regulated Consumer Product | Non-Weatherized, Non-Condensin | 1776 | 260 |  | 05/25/2023 | 65952 | 211780397 | 05/25/2023
Carrier Corp. - Indianapolis | SMARTCOMFORT | N96MSM0601716A*D | Federally-Regulated Consumer Product | Mobile Home Non-Weatherized, C | 1611 | 266 |  | 05/25/2023 | 59946 | 211779148 | 05/25/2023
Carrier Corp. - Indianapolis | SMARTCOMFORT | R80MSL0701412A | Federally-Regulated Consumer Product | Non-Weatherized, Non-Condensin | 1170 | 233 |  | 05/25/2023 | 65912 | 211780266 | 05/25/2023
Carrier Corp. - Indianapolis | SMARTCOMFORT | R80MSN1102120A | Federally-Regulated Consumer Product | Non-Weatherized, Non-Condensin | 2444 | 290 |  | 05/25/2023 | 110371 | 211780252 | 05/25/2023
Carrier Corp. - Indianapolis | SMARTCOMFORT | R96MSN0401410A*D | Federally-Regulated Consumer Product | Non-Weatherized, Condensing Ga | 1017 | 240 |  | 05/25/2023 | 40102 | 211779587 | 05/25/2023
Carrier Corp. - Indianapolis | SMARTCOMFORT | R95ESN0601714A**D | Federally-Regulated Consumer Product | Mobile Home Non-Weatherized, C | 1346 | 254 |  | 05/25/2023 | 60102 | 203360775 | 05/25/2023
Carrier Corp. - Indianapolis | SMARTCOMFORT | R80ESL0902420A* | Federally-Regulated Consumer Product | Non-Weatherized, Non-Condensin | 1987 | 269 |  | 05/25/2023 | 88320 | 203360923 | 05/25/2023
Carrier Corp. - Indianapolis | SMARTCOMFORT | R95ESN1002120A | Federally-Regulated Consumer Product | Non-Weatherized, Condensing Ga | 2102 | 287 |  | 05/25/2023 | 99999 | 203360578 | 05/25/2023
Carrier Corp. - Indianapolis | SMARTCOMFORT | R80ESN0902420A | Federally-Regulated Consumer Product | Non-Weatherized, Non-Condensin | 1987 | 269 |  | 05/25/2023 | 88320 | 203360851 | 05/25/2023
Carrier Corp. - Indianapolis | SMARTCOMFORT | R95ESN1402422A*D | Federally-Regulated Consumer Product | Non-Weatherized, Condensing Ga | 2328 | 297 |  | 05/25/2023 | 139741 | 203360588 | 05/25/2023
Carrier Corp. - Indianapolis | SMARTCOMFORT | R80ESL0451712A* | Federally-Regulated Consumer Product | Non-Weatherized, Non-Condensin | 1206 | 235 |  | 05/25/2023 | 44058 | 203360916 | 05/25/2023
Carrier Corp. - Indianapolis | SMARTCOMFORT | N96MSM0401712A*D | Federally-Regulated Consumer Product | Mobile Home Non-Weatherized, C | 1097 | 243 |  | 05/25/2023 | 40216 | 211779146 | 05/25/2023
Carrier Corp. - Indianapolis | SMARTCOMFORT | R96MSN0401410A* | Federally-Regulated Consumer Product | Mobile Home Non-Weatherized, C | 1017 | 240 |  | 05/25/2023 | 40102 | 211779583 | 05/25/2023
Carrier Corp. - Indianapolis | SMARTCOMFORT | R96MSN1202422A* | Federally-Regulated Consumer Product | Mobile Home Non-Weatherized, C | 2308 | 297 |  | 05/25/2023 | 119661 | 211779627 | 05/25/2023
Carrier Corp. - Indianapolis | SMARTCOMFORT | N96MSM0802120A*D | Federally-Regulated Consumer Product | Mobile Home Non-Weatherized, C | 2169 | 290 |  | 05/25/2023 | 79638 | 211779150 | 05/25/2023
Carrier Corp. - Indianapolis | SMARTCOMFORT | R80MSL0701412A* | Federally-Regulated Consumer Product | Non-Weatherized, Non-Condensin | 1170 | 233 |  | 05/25/2023 | 65912 | 211780282 | 05/25/2023
Carrier Corp. - Indianapolis | SMARTCOMFORT | N95ESM0802120A | Federally-Regulated Consumer Product | Mobile Home Non-Weatherized, C | 1837 | 276 |  | 05/25/2023 | 79777 | 204743372 | 05/25/2023
Carrier Corp. - Indianapolis | SMARTCOMFORT | R80MSL0902120A | Federally-Regulated Consumer Product | Non-Weatherized, Non-Condensin | 2438 | 289 |  | 05/25/2023 | 88368 | 211780267 | 05/25/2023
Carrier Corp. - Indianapolis | SMARTCOMFORT | N95ESM0401712A*D | Federally-Regulated Consumer Product | Mobile Home Non-Weatherized, C | 998 | 239 |  | 05/25/2023 | 40139 | 204743373 | 05/25/2023
Carrier Corp. - Indianapolis | SMARTCOMFORT | R95ESN1202422A | Federally-Regulated Consumer Product | Non-Weatherized, Condensing Ga | 2161 | 290 |  | 05/25/2023 | 119834 | 203360579 | 05/25/2023
Carrier Corp. - Indianapolis | SMARTCOMFORT | R95ESN1402422A | Federally-Regulated Consumer Product | Non-Weatherized, Condensing Ga | 2328 | 297 |  | 05/25/2023 | 139741 | 203360580 | 05/25/2023
Carrier Corp. - Indianapolis | SMARTCOMFORT | R96MSN0601716A* | Federally-Regulated Consumer Product | Mobile Home Non-Weatherized, C | 1611 | 266 |  | 05/25/2023 | 59946 | 211779599 | 05/25/2023
Carrier Corp. - Indianapolis | SMARTCOMFORT | R95ESN1202422A*D | Federally-Regulated Consumer Product | Non-Weatherized, Condensing Ga | 2161 | 290 |  | 05/25/2023 | 119834 | 203360587 | 05/25/2023
Carrier Corp. - Indianapolis | SMARTCOMFORT | R80ESL0902420A | Federally-Regulated Consumer Product | Non-Weatherized, Non-Condensin | 1987 | 269 |  | 05/25/2023 | 88320 | 203360887 | 05/25/2023
Carrier Corp. - Indianapolis | SMARTCOMFORT | R80ESL0901714A | Federally-Regulated Consumer Product | Non-Weatherized, Non-Condensin | 1238 | 236 |  | 05/25/2023 | 88097 | 203360884 | 05/25/2023
Carrier Corp. - Indianapolis | SMARTCOMFORT | N95ESM0802120A*D | Federally-Regulated Consumer Product | Mobile Home Non-Weatherized, C | 1837 | 276 |  | 05/25/2023 | 79777 | 204743375 | 05/25/2023
Carrier Corp. - Indianapolis | SMARTCOMFORT | R96MSN0802120A | Federally-Regulated Consumer Product | Non-Weatherized, Condensing Ga | 2169 | 290 |  | 05/25/2023 | 79638 | 211779609 | 05/25/2023
Carrier Corp. - Indianapolis | SMARTCOMFORT | R95ESN1202422A**D | Federally-Regulated Consumer Product | Mobile Home Non-Weatherized, C | 2161 | 290 |  | 05/25/2023 | 119834 | 203360779 | 05/25/2023
Carrier Corp. - Indianapolis | SMARTCOMFORT | N95ESM0601714A | Federally-Regulated Consumer Product | Mobile Home Non-Weatherized, C | 1346 | 254 |  | 05/25/2023 | 60102 | 204743371 | 05/25/2023
Carrier Corp. - Indianapolis | SMARTCOMFORT | R80MSN0451412A | Federally-Regulated Consumer Product | Non-Weatherized, Non-Condensin | 1161 | 233 |  | 05/25/2023 | 44099 | 211780248 | 05/25/2023
Carrier Corp. - Indianapolis | SMARTCOMFORT | R80MSN0701716A | Federally-Regulated Consumer Product | Non-Weatherized, Non-Condensin | 1776 | 260 |  | 05/25/2023 | 65952 | 211780363 | 05/25/2023
Carrier Corp. - Indianapolis | SMARTCOMFORT | R95ESN1202422A* | Federally-Regulated Consumer Product | Mobile Home Non-Weatherized, C | 2161 | 290 |  | 05/25/2023 | 119834 | 203360773 | 05/25/2023
Carrier Corp. - Indianapolis | SMARTCOMFORT | R96MSN0401712A**D | Federally-Regulated Consumer Product | Mobile Home Non-Weatherized, C | 1097 | 243 |  | 05/25/2023 | 40216 | 211779593 | 05/25/2023
Carrier Corp. - Indianapolis | SMARTCOMFORT | R80ESN0701712A | Federally-Regulated Consumer Product | Non-Weatherized, Non-Condensin | 1051 | 228 |  | 05/25/2023 | 65904 | 203360846 | 05/25/2023
Carrier Corp. - Indianapolis | SMARTCOMFORT | R96MSN0601716A**D | Federally-Regulated Consumer Product | Mobile Home Non-Weatherized, C | 1611 | 266 |  | 05/25/2023 | 59946 | 211779601 | 05/25/2023
Carrier Corp. - Indianapolis | SMARTCOMFORT | R95ESN0801716A* | Federally-Regulated Consumer Product | Mobile Home Non-Weatherized, C | 1771 | 273 |  | 05/25/2023 | 80331 | 203360770 | 05/25/2023
Carrier Corp. - Indianapolis | SMARTCOMFORT | R96MSN0802120A*D | Federally-Regulated Consumer Product | Non-Weatherized, Condensing Ga | 2169 | 290 |  | 05/25/2023 | 79638 | 211779615 | 05/25/2023
Carrier Corp. - Indianapolis | SMARTCOMFORT | R80MSL1102120A* | Federally-Regulated Consumer Product | Non-Weatherized, Non-Condensin | 2444 | 290 |  | 05/25/2023 | 110371 | 211780284 | 05/25/2023
Carrier Corp. - Indianapolis | SMARTCOMFORT | R95ESN1002120A**D | Federally-Regulated Consumer Product | Mobile Home Non-Weatherized, C | 2102 | 287 |  | 05/25/2023 | 99999 | 203360778 | 05/25/2023
Carrier Corp. - Indianapolis | SMARTCOMFORT | R96MSN0401712A*D | Federally-Regulated Consumer Product | Non-Weatherized, Condensing Ga | 1097 | 243 |  | 05/25/2023 | 40216 | 211779595 | 05/25/2023
Carrier Corp. - Indianapolis | SMARTCOMFORT | R95ESN0261410A | Federally-Regulated Consumer Product | Non-Weatherized, Condensing Ga | 890 | 234 |  | 05/25/2023 | 26050 | 203360573 | 05/25/2023
Carrier Corp. - Indianapolis | SMARTCOMFORT | R96MSN1202422A | Federally-Regulated Consumer Product | Non-Weatherized, Condensing Ga | 2308 | 297 |  | 05/25/2023 | 119661 | 211779625 | 05/25/2023
Carrier Corp. - Indianapolis | SMARTCOMFORT | R80MSN0901714A | Federally-Regulated Consumer Product | Non-Weatherized, Non-Condensin | 1592 | 252 |  | 05/25/2023 | 88547 | 211780250 | 05/25/2023
Carrier Corp. - Indianapolis | SMARTCOMFORT | R96MSN0802120A**D | Federally-Regulated Consumer Product | Mobile Home Non-Weatherized, C | 2169 | 290 |  | 05/25/2023 | 79638 | 211779613 | 05/25/2023
Carrier Corp. - Indianapolis | SMARTCOMFORT | R80MSN0701412A | Federally-Regulated Consumer Product | Non-Weatherized, Non-Condensin | 1170 | 233 |  | 05/25/2023 | 65912 | 211780249 | 05/25/2023
Carrier Corp. - Indianapolis | SMARTCOMFORT | N96MSM0401712A | Federally-Regulated Consumer Product | Mobile Home Non-Weatherized, C | 1097 | 243 |  | 05/25/2023 | 40216 | 211779145 | 05/25/2023
Carrier Corp. - Indianapolis | SMARTCOMFORT | R96MSN1002120A*D | Federally-Regulated Consumer Product | Non-Weatherized, Condensing Ga | 2215 | 292 |  | 05/25/2023 | 99728 | 211779623 | 05/25/2023
Carrier Corp. - Indianapolis | SMARTCOMFORT | R96MSN1202422A**D | Federally-Regulated Consumer Product | Mobile Home Non-Weatherized, C | 2308 | 297 |  | 05/25/2023 | 119661 | 211779629 | 05/25/2023
Carrier Corp. - Indianapolis | SMARTCOMFORT | R95ESN0401712A* | Federally-Regulated Consumer Product | Mobile Home Non-Weatherized, C | 998 | 239 |  | 05/25/2023 | 40139 | 203360768 | 05/25/2023
Carrier Corp. - Indianapolis | SMARTCOMFORT | R80ESN1352420A | Federally-Regulated Consumer Product | Non-Weatherized, Non-Condensin | 1887 | 265 |  | 05/25/2023 | 131482 | 203360854 | 05/25/2023
Carrier Corp. - Indianapolis | SMARTCOMFORT | R96MSN0401712A* | Federally-Regulated Consumer Product | Mobile Home Non-Weatherized, C | 1097 | 243 |  | 05/25/2023 | 40216 | 211779591 | 05/25/2023
Carrier Corp. - Indianapolis | SMARTCOMFORT | R96MSN0401410A**D | Federally-Regulated Consumer Product | Mobile Home Non-Weatherized, C | 1017 | 240 |  | 05/25/2023 | 40102 | 211779585 | 05/25/2023
Carrier Corp. - Indianapolis | SMARTCOMFORT | R95ESN0802120A* | Federally-Regulated Consumer Product | Mobile Home Non-Weatherized, C | 1837 | 276 |  | 05/25/2023 | 79777 | 203360771 | 05/25/2023
Carrier Corp. - Indianapolis | SMARTCOMFORT | R80ESL0901714A* | Federally-Regulated Consumer Product | Non-Weatherized, Non-Condensin | 1238 | 236 |  | 05/25/2023 | 88097 | 203360920 | 05/25/2023
Carrier Corp. - Indianapolis | SMARTCOMFORT | R96MSN0401712A | Federally-Regulated Consumer Product | Non-Weatherized, Condensing Ga | 1097 | 243 |  | 05/25/2023 | 40216 | 211779589 | 05/25/2023
Carrier Corp. - Indianapolis | SMARTCOMFORT | N95ESM0601714A*D | Federally-Regulated Consumer Product | Mobile Home Non-Weatherized, C | 1346 | 254 |  | 05/25/2023 | 60102 | 204743374 | 05/25/2023
Carrier Corp. - Indianapolis | SMARTCOMFORT | R95ESN0601714A* | Federally-Regulated Consumer Product | Mobile Home Non-Weatherized, C | 1346 | 254 |  | 05/25/2023 | 60102 | 203360769 | 05/25/2023
Carrier Corp. - Indianapolis | SMARTCOMFORT | N96MSM0601716A | Federally-Regulated Consumer Product | Mobile Home Non-Weatherized, C | 1611 | 266 |  | 05/25/2023 | 59946 | 211779147 | 05/25/2023
Carrier Corp. - Indianapolis | SMARTCOMFORT | R95ESN1002120A*D | Federally-Regulated Consumer Product | Non-Weatherized, Condensing Ga | 2102 | 287 |  | 05/25/2023 | 99999 | 203360586 | 05/25/2023
Carrier Corp. - Indianapolis | SMARTCOMFORT | R96MSN1002120A* | Federally-Regulated Consumer Product | Mobile Home Non-Weatherized, C | 2215 | 292 |  | 05/25/2023 | 99728 | 211779619 | 05/25/2023
Carrier Corp. - Indianapolis | SMARTCOMFORT | R95ESN0401410A* | Federally-Regulated Consumer Product | Mobile Home Non-Weatherized, C | 950 | 237 |  | 05/25/2023 | 40146 | 203924714 | 05/25/2023
Carrier Corp. - Indianapolis | SMARTCOMFORT | R80ESN0901714A | Federally-Regulated Consumer Product | Non-Weatherized, Non-Condensin | 1238 | 236 |  | 05/25/2023 | 88097 | 203360848 | 05/25/2023
Carrier Corp. - Indianapolis | SMARTCOMFORT | R96MSN0801716A* | Federally-Regulated Consumer Product | Mobile Home Non-Weatherized, C | 1671 | 269 |  | 05/25/2023 | 79335 | 211780754 | 05/25/2023
Carrier Corp. - Indianapolis | SMARTCOMFORT | R96MSN0401410A | Federally-Regulated Consumer Product | Non-Weatherized, Condensing Ga | 1017 | 240 |  | 05/25/2023 | 40102 | 211779581 | 05/25/2023
Carrier Corp. - Indianapolis | SMARTCOMFORT | R96MSN0801716A**D | Federally-Regulated Consumer Product | Mobile Home Non-Weatherized, C | 1671 | 269 |  | 05/25/2023 | 79335 | 211779605 | 05/25/2023
Carrier Corp. - Indianapolis | SMARTCOMFORT | R80ESL1102420A* | Federally-Regulated Consumer Product | Non-Weatherized, Non-Condensin | 2027 | 271 |  | 05/25/2023 | 109826 | 203360925 | 05/25/2023
Carrier Corp. - Indianapolis | SMARTCOMFORT | R80MSL0701716A | Federally-Regulated Consumer Product | Non-Weatherized, Non-Condensin | 1776 | 260 |  | 05/25/2023 | 65952 | 211780381 | 05/25/2023
Carrier Corp. - Indianapolis | SMARTCOMFORT | R95ESN0261410A*D | Federally-Regulated Consumer Product | Non-Weatherized, Condensing Ga | 890 | 234 |  | 05/25/2023 | 26050 | 203360581 | 05/25/2023
Carrier Corp. - Indianapolis | SMARTCOMFORT | R96MSN0601716A | Federally-Regulated Consumer Product | Non-Weatherized, Condensing Ga | 1611 | 266 |  | 05/25/2023 | 59946 | 211779597 | 05/25/2023
Carrier Corp. - Indianapolis | SMARTCOMFORT | R95ESN0601412A**D | Federally-Regulated Consumer Product | Mobile Home Non-Weatherized, C | 1176 | 247 |  | 05/25/2023 | 59961 | 203924719 | 05/25/2023
Carrier Corp. - Indianapolis | SMARTCOMFORT | R96MSN0601716A*D | Federally-Regulated Consumer Product | Non-Weatherized, Condensing Ga | 1611 | 266 |  | 05/25/2023 | 59946 | 211779603 | 05/25/2023
Carrier Corp. - Indianapolis | SMARTCOMFORT | R80MSL1102120A | Federally-Regulated Consumer Product | Non-Weatherized, Non-Condensin | 2444 | 290 |  | 05/25/2023 | 110371 | 211780268 | 05/25/2023
Carrier Corp. - Indianapolis | Grandaire | WPG4364060LKK* | Federally-Regulated Consumer Product | Weatherized Non-Condensing Gas | 1312 | 256 |  | 05/25/2023 | 60638 | 212005755 | 05/25/2023
Carrier Corp. - Indianapolis | Grandaire | WPG4424090RKK* | Federally-Regulated Consumer Product | Weatherized Non-Condensing Gas | 1434 | 262 |  | 05/25/2023 | 89946 | 212005730 | 05/25/2023
Carrier Corp. - Indianapolis | Grandaire | WPG4304060RKK* | Federally-Regulated Consumer Product | Weatherized Non-Condensing Gas | 1248 | 253 |  | 05/25/2023 | 60151 | 212005721 | 05/25/2023
Carrier Corp. - Indianapolis | Grandaire | WPG4484130RKK* | Federally-Regulated Consumer Product | Weatherized Non-Condensing Gas | 2038 | 288 |  | 05/25/2023 | 127500 | 212005740 | 05/25/2023
Carrier Corp. - Indianapolis | Grandaire | WPG4244040RKK* | Federally-Regulated Consumer Product | Weatherized Non-Condensing Gas | 1004 | 243 |  | 05/25/2023 | 39874 | 212005712 | 05/25/2023
Carrier Corp. - Indianapolis | Grandaire | WPG4604090LKK* | Federally-Regulated Consumer Product | Weatherized Non-Condensing Gas | 2142 | 293 |  | 05/25/2023 | 89758 | 212028140 | 05/25/2023
Carrier Corp. - Indianapolis | Grandaire | WPG4304040RKK* | Federally-Regulated Consumer Product | Weatherized Non-Condensing Gas | 1119 | 248 |  | 05/25/2023 | 40289 | 212005718 | 05/25/2023
Carrier Corp. - Indianapolis | Grandaire | WPG4364090LKK* | Federally-Regulated Consumer Product | Weatherized Non-Condensing Gas | 1353 | 258 |  | 05/25/2023 | 89606 | 212005758 | 05/25/2023
Carrier Corp. - Indianapolis | Grandaire | WPG4304060LKK* | Federally-Regulated Consumer Product | Weatherized Non-Condensing Gas | 1248 | 253 |  | 05/25/2023 | 60151 | 212005751 | 05/25/2023
Carrier Corp. - Indianapolis | Grandaire | WPG4484090RKK* | Federally-Regulated Consumer Product | Weatherized Non-Condensing Gas | 2142 | 293 |  | 05/25/2023 | 89758 | 212005734 | 05/25/2023
Carrier Corp. - Indianapolis | Grandaire | WPG4244040LKK* | Federally-Regulated Consumer Product | Weatherized Non-Condensing Gas | 1004 | 243 |  | 05/25/2023 | 39874 | 212005742 | 05/25/2023
Carrier Corp. - Indianapolis | Grandaire | WPG4604115LKK* | Federally-Regulated Consumer Product | Weatherized Non-Condensing Gas | 2156 | 293 |  | 05/25/2023 | 114957 | 212028142 | 05/25/2023
Carrier Corp. - Indianapolis | Grandaire | WPG4364060UKK* | Federally-Regulated Consumer Product | Weatherized Non-Condensing Gas | 1442 | 262 |  | 05/25/2023 | 60044 | 212005784 | 05/25/2023
Carrier Corp. - Indianapolis | Grandaire | WPG4424090UKK* | Federally-Regulated Consumer Product | Weatherized Non-Condensing Gas | 1479 | 264 |  | 05/25/2023 | 89913 | 212005788 | 05/25/2023
Carrier Corp. - Indianapolis | Grandaire | WPG4364090RKK* | Federally-Regulated Consumer Product | Weatherized Non-Condensing Gas | 1353 | 258 |  | 05/25/2023 | 89606 | 212005725 | 05/25/2023
Carrier Corp. - Indianapolis | Grandaire | WPG4484090UKK* | Federally-Regulated Consumer Product | Weatherized Non-Condensing Gas | 2114 | 292 |  | 05/25/2023 | 89429 | 212005791 | 05/25/2023
Carrier Corp. - Indianapolis | Grandaire | WPG4484090LKK* | Federally-Regulated Consumer Product | Weatherized Non-Condensing Gas | 2142 | 293 |  | 05/25/2023 | 89758 | 212005765 | 05/25/2023
Carrier Corp. - Indianapolis | Grandaire | WPG4304040LKK* | Federally-Regulated Consumer Product | Weatherized Non-Condensing Gas | 1119 | 248 |  | 05/25/2023 | 40289 | 212005750 | 05/25/2023
Carrier Corp. - Indianapolis | Grandaire | WPG4604090UKK* | Federally-Regulated Consumer Product | Weatherized Non-Condensing Gas | 2114 | 292 |  | 05/25/2023 | 89429 | 212028145 | 05/25/2023
Carrier Corp. - Indianapolis | Grandaire | WPG4364060RKK* | Federally-Regulated Consumer Product | Weatherized Non-Condensing Gas | 1312 | 256 |  | 05/25/2023 | 60638 | 212005723 | 05/25/2023
Carrier Corp. - Indianapolis | Grandaire | WPG4244060LKK* | Federally-Regulated Consumer Product | Weatherized Non-Condensing Gas | 1084 | 246 |  | 05/25/2023 | 60632 | 212005745 | 05/25/2023
Carrier Corp. - Indianapolis | Grandaire | WPG4424060LKK* | Federally-Regulated Consumer Product | Weatherized Non-Condensing Gas | 1478 | 264 |  | 05/25/2023 | 60485 | 212005760 | 05/25/2023
Carrier Corp. - Indianapolis | Grandaire | WPG4604115RKK* | Federally-Regulated Consumer Product | Weatherized Non-Condensing Gas | 2156 | 293 |  | 05/25/2023 | 114957 | 212028137 | 05/25/2023
Carrier Corp. - Indianapolis | Grandaire | WPG4424060RKK* | Federally-Regulated Consumer Product | Weatherized Non-Condensing Gas | 1478 | 264 |  | 05/25/2023 | 60485 | 212005728 | 05/25/2023
Carrier Corp. - Indianapolis | Grandaire | WPG4244040UKK* | Federally-Regulated Consumer Product | Weatherized Non-Condensing Gas | 933 | 240 |  | 05/25/2023 | 45607 | 212005773 | 05/25/2023
Carrier Corp. - Indianapolis | Grandaire | WPG4484115LKK* | Federally-Regulated Consumer Product | Weatherized Non-Condensing Gas | 2156 | 293 |  | 05/25/2023 | 114957 | 212005768 | 05/25/2023
Carrier Corp. - Indianapolis | Grandaire | WPG4304060UKK* | Federally-Regulated Consumer Product | Weatherized Non-Condensing Gas | 1188 | 251 |  | 05/25/2023 | 60125 | 212005782 | 05/25/2023
Carrier Corp. - Indianapolis | Grandaire | WPG4604090RKK* | Federally-Regulated Consumer Product | Weatherized Non-Condensing Gas | 2142 | 293 |  | 05/25/2023 | 89758 | 212028134 | 05/25/2023
Carrier Corp. - Indianapolis | Grandaire | WPG4424090LKK* | Federally-Regulated Consumer Product | Weatherized Non-Condensing Gas | 1434 | 262 |  | 05/25/2023 | 89946 | 212005762 | 05/25/2023
Carrier Corp. - Indianapolis | Grandaire | WPG4244060UKK* | Federally-Regulated Consumer Product | Weatherized Non-Condensing Gas | 1073 | 246 |  | 05/25/2023 | 60498 | 212005776 | 05/25/2023
Carrier Corp. - Indianapolis | Grandaire | WPG4244060RKK* | Federally-Regulated Consumer Product | Weatherized Non-Condensing Gas | 1084 | 246 |  | 05/25/2023 | 60632 | 212005714 | 05/25/2023
Carrier Corp. - Indianapolis | Grandaire | WPG4604130RKK* | Federally-Regulated Consumer Product | Weatherized Non-Condensing Gas | 2038 | 288 |  | 05/25/2023 | 127500 | 212028138 | 05/25/2023
Carrier Corp. - Indianapolis | Grandaire | WPG4424060UKK* | Federally-Regulated Consumer Product | Weatherized Non-Condensing Gas | 1413 | 261 |  | 05/25/2023 | 59753 | 212005786 | 05/25/2023
Carrier Corp. - Indianapolis | Grandaire | WPG4604130LKK* | Federally-Regulated Consumer Product | Weatherized Non-Condensing Gas | 2038 | 288 |  | 05/25/2023 | 127500 | 212028143 | 05/25/2023
Carrier Corp. - Indianapolis | Grandaire | WPG4484115RKK* | Federally-Regulated Consumer Product | Weatherized Non-Condensing Gas | 2156 | 293 |  | 05/25/2023 | 114957 | 212005738 | 05/25/2023
Carrier Corp. - Indianapolis | Grandaire | WPG4484130LKK* | Federally-Regulated Consumer Product | Weatherized Non-Condensing Gas | 2038 | 288 |  | 05/25/2023 | 127500 | 212005771 | 05/25/2023
Carrier Corp. - Indianapolis | Grandaire | WPG4304040UKK* | Federally-Regulated Consumer Product | Weatherized Non-Condensing Gas | 1121 | 248 |  | 05/25/2023 | 45305 | 212005778 | 05/25/2023
Johnson Controls, Inc. | EVCON BY JOHNSON CONTROLS | PHG4A240752X4 | Federally-Regulated Consumer Product | Weatherized Non-Condensing Gas | 1298 | 255 |  | 05/25/2023 | 75357 | 206338234 | 05/25/2023
Johnson Controls, Inc. | EVCON BY JOHNSON CONTROLS | RGF1L040AE12MP12 | Federally-Regulated Consumer Product | Non-Weatherized, Non-Condensin | 1303 | 235 |  | 05/25/2023 | 39958 | 203324399 | 05/25/2023
Johnson Controls, Inc. | EVCON BY JOHNSON CONTROLS | PCG4A360752X4 | Federally-Regulated Consumer Product | Weatherized Non-Condensing Gas | 1506 | 264 |  | 05/25/2023 | 74580 | 206077417 | 05/25/2023
Johnson Controls, Inc. | EVCON BY JOHNSON CONTROLS | PHG4A300752X4 | Federally-Regulated Consumer Product | Weatherized Non-Condensing Gas | 1378 | 258 |  | 05/25/2023 | 75000 | 206338241 | 05/25/2023
Johnson Controls, Inc. | EVCON BY JOHNSON CONTROLS | RL18080C16MPS1 | Federally-Regulated Consumer Product | Non-Weatherized, Non-Condensin | 1687 | 255 |  | 05/25/2023 | 79867 | 211900268 | 05/25/2023
Johnson Controls, Inc. | EVCON BY JOHNSON CONTROLS | DGAX070BDT* | Federally-Regulated Consumer Product | Mobile Home Non-Weatherized, N | 1581 | 328 |  | 05/25/2023 | 70616 | 203420390 | 05/25/2023
Johnson Controls, Inc. | EVCON BY JOHNSON CONTROLS | RGF1L080BE12MP12 | Federally-Regulated Consumer Product | Non-Weatherized, Non-Condensin | 1290 | 234 |  | 05/25/2023 | 79548 | 203324401 | 05/25/2023
Johnson Controls, Inc. | EVCON BY JOHNSON CONTROLS | RL18080B12MPS1 | Federally-Regulated Consumer Product | Non-Weatherized, Non-Condensin | 1601 | 251 |  | 05/25/2023 | 80463 | 211900267 | 05/25/2023
Johnson Controls, Inc. | EVCON BY JOHNSON CONTROLS | RL18100C20MPS1 | Federally-Regulated Consumer Product | Non-Weatherized, Non-Condensin | 1937 | 266 |  | 05/25/2023 | 99769 | 211900272 | 05/25/2023
Johnson Controls, Inc. | EVCON BY JOHNSON CONTROLS | PCG4A240502X4 | Federally-Regulated Consumer Product | Weatherized Non-Condensing Gas | 1157 | 249 |  | 05/25/2023 | 50486 | 206077366 | 05/25/2023
Johnson Controls, Inc. | EVCON BY JOHNSON CONTROLS | PCG4A240752X4 | Federally-Regulated Consumer Product | Weatherized Non-Condensing Gas | 1221 | 251 |  | 05/25/2023 | 75841 | 206077376 | 05/25/2023
Johnson Controls, Inc. | EVCON BY JOHNSON CONTROLS | RL18060A12MPS1 | Federally-Regulated Consumer Product | Non-Weatherized, Non-Condensin | 1336 | 240 |  | 05/25/2023 | 60538 | 211900266 | 05/25/2023
Johnson Controls, Inc. | EVCON BY JOHNSON CONTROLS | RGF1L120CE16MP12 | Federally-Regulated Consumer Product | Non-Weatherized, Non-Condensin | 1719 | 252 |  | 05/25/2023 | 118964 | 203324407 | 05/25/2023
Johnson Controls, Inc. | EVCON BY JOHNSON CONTROLS | PCG4A300502X4 | Federally-Regulated Consumer Product | Weatherized Non-Condensing Gas | 1205 | 251 |  | 05/25/2023 | 50202 | 206077387 | 05/25/2023
Johnson Controls, Inc. | EVCON BY JOHNSON CONTROLS | PCG4B601002X4 | Federally-Regulated Consumer Product | Weatherized Non-Condensing Gas | 2310 | 299 |  | 05/25/2023 | 99590 | 206077578 | 05/25/2023
Johnson Controls, Inc. | EVCON BY JOHNSON CONTROLS | PCG4A360502X4 | Federally-Regulated Consumer Product | Weatherized Non-Condensing Gas | 1645 | 270 |  | 05/25/2023 | 50100 | 206077406 | 05/25/2023
Johnson Controls, Inc. | EVCON BY JOHNSON CONTROLS | PHG4B481002X4 | Federally-Regulated Consumer Product | Weatherized Non-Condensing Gas | 1939 | 283 |  | 05/25/2023 | 100440 | 206338269 | 05/25/2023
Johnson Controls, Inc. | EVCON BY JOHNSON CONTROLS | RGF1L080CE16MP12 | Federally-Regulated Consumer Product | Non-Weatherized, Non-Condensin | 1616 | 248 |  | 05/25/2023 | 79634 | 203324402 | 05/25/2023
Johnson Controls, Inc. | EVCON BY JOHNSON CONTROLS | RGF1L080CE20MP12 | Federally-Regulated Consumer Product | Non-Weatherized, Non-Condensin | 2104 | 269 |  | 05/25/2023 | 80073 | 203324403 | 05/25/2023
Johnson Controls, Inc. | EVCON BY JOHNSON CONTROLS | RL18130D20MPS1 | Federally-Regulated Consumer Product | Non-Weatherized, Non-Condensin | 2041 | 270 |  | 05/25/2023 | 131773 | 211900275 | 05/25/2023
Johnson Controls, Inc. | EVCON BY JOHNSON CONTROLS | PCG4A361002X4 | Federally-Regulated Consumer Product | Weatherized Non-Condensing Gas | 1579 | 267 |  | 05/25/2023 | 99090 | 206077426 | 05/25/2023
Johnson Controls, Inc. | EVCON BY JOHNSON CONTROLS | PHG4B420652X4 | Federally-Regulated Consumer Product | Weatherized Non-Condensing Gas | 1679 | 272 |  | 05/25/2023 | 65170 | 206338255 | 05/25/2023
Johnson Controls, Inc. | EVCON BY JOHNSON CONTROLS | PCG4B601252X4 | Federally-Regulated Consumer Product | Weatherized Non-Condensing Gas | 2356 | 301 |  | 05/25/2023 | 124100 | 206077585 | 05/25/2023
Johnson Controls, Inc. | EVCON BY JOHNSON CONTROLS | RGF1L130DE20MP12 | Federally-Regulated Consumer Product | Non-Weatherized, Non-Condensin | 2178 | 272 |  | 05/25/2023 | 130606 | 203324409 | 05/25/2023
Johnson Controls, Inc. | EVCON BY JOHNSON CONTROLS | RL18040A12MPS1 | Federally-Regulated Consumer Product | Non-Weatherized, Non-Condensin | 1353 | 240 |  | 05/25/2023 | 40218 | 211900265 | 05/25/2023
Johnson Controls, Inc. | EVCON BY JOHNSON CONTROLS | DGAX077BDT* | Federally-Regulated Consumer Product | Mobile Home Non-Weatherized, N | 1550 | 325 |  | 05/25/2023 | 76860 | 203420391 | 05/25/2023
Johnson Controls, Inc. | EVCON BY JOHNSON CONTROLS | PCG4B481002X4 | Federally-Regulated Consumer Product | Weatherized Non-Condensing Gas | 1965 | 284 |  | 05/25/2023 | 99130 | 206077557 | 05/25/2023
Johnson Controls, Inc. | EVCON BY JOHNSON CONTROLS | PHG4B481252X4 | Federally-Regulated Consumer Product | Weatherized Non-Condensing Gas | 2057 | 288 |  | 05/25/2023 | 125500 | 206338276 | 05/25/2023
Johnson Controls, Inc. | EVCON BY JOHNSON CONTROLS | PCG4B481252X4 | Federally-Regulated Consumer Product | Weatherized Non-Condensing Gas | 2013 | 286 |  | 05/25/2023 | 125150 | 206077564 | 05/25/2023
Johnson Controls, Inc. | EVCON BY JOHNSON CONTROLS | PHG4B601252X4 | Federally-Regulated Consumer Product | Weatherized Non-Condensing Gas | 2272 | 297 |  | 05/25/2023 | 124490 | 206338283 | 05/25/2023
Johnson Controls, Inc. | EVCON BY JOHNSON CONTROLS | PHG4B421002X4 | Federally-Regulated Consumer Product | Weatherized Non-Condensing Gas | 1590 | 268 |  | 05/25/2023 | 98490 | 206338262 | 05/25/2023
Johnson Controls, Inc. | EVCON BY JOHNSON CONTROLS | PCG4B600652L1 | Federally-Regulated Consumer Product | Weatherized Non-Condensing Gas | 2399 | 303 |  | 05/25/2023 | 65483 | 205963024 | 05/25/2023
Johnson Controls, Inc. | EVCON BY JOHNSON CONTROLS | DGAX090BDT* | Federally-Regulated Consumer Product | Mobile Home Non-Weatherized, N | 1603 | 329 |  | 05/25/2023 | 90482 | 203420392 | 05/25/2023
Johnson Controls, Inc. | EVCON BY JOHNSON CONTROLS | PCG4A421002X4 | Federally-Regulated Consumer Product | Weatherized Non-Condensing Gas | 1919 | 282 |  | 05/25/2023 | 99730 | 206077446 | 05/25/2023
Johnson Controls, Inc. | EVCON BY JOHNSON CONTROLS | RGF1L100CE16MP12 | Federally-Regulated Consumer Product | Non-Weatherized, Non-Condensin | 1717 | 252 |  | 05/25/2023 | 99043 | 203324405 | 05/25/2023
Johnson Controls, Inc. | EVCON BY JOHNSON CONTROLS | PHG4B361002X4 | Federally-Regulated Consumer Product | Weatherized Non-Condensing Gas | 1564 | 266 |  | 05/25/2023 | 99580 | 206338248 | 05/25/2023
Johnson Controls, Inc. | EVCON BY JOHNSON CONTROLS | PCG4A300752X4 | Federally-Regulated Consumer Product | Weatherized Non-Condensing Gas | 1418 | 260 |  | 05/25/2023 | 75070 | 206077397 | 05/25/2023
Johnson Controls, Inc. | EVCON BY JOHNSON CONTROLS | RL18120C16MPS1 | Federally-Regulated Consumer Product | Non-Weatherized, Non-Condensin | 2014 | 269 |  | 05/25/2023 | 120343 | 211900273 | 05/25/2023
Johnson Controls, Inc. | EVCON BY JOHNSON CONTROLS | PCG4B480652X4 | Federally-Regulated Consumer Product | Weatherized Non-Condensing Gas | 1990 | 285 |  | 05/25/2023 | 65280 | 206077550 | 05/25/2023
Johnson Controls, Inc. | EVCON BY JOHNSON CONTROLS | PCG4A240502L1 | Federally-Regulated Consumer Product | Weatherized Non-Condensing Gas | 1178 | 250 |  | 05/25/2023 | 50589 | 205963009 | 05/25/2023
Johnson Controls, Inc. | EVCON BY JOHNSON CONTROLS | RL18120C20MPS1 | Federally-Regulated Consumer Product | Non-Weatherized, Non-Condensin | 1968 | 267 |  | 05/25/2023 | 119627 | 211900274 | 05/25/2023
Johnson Controls, Inc. | EVCON BY JOHNSON CONTROLS | RL18100C16MPS1 | Federally-Regulated Consumer Product | Non-Weatherized, Non-Condensin | 1748 | 258 |  | 05/25/2023 | 101093 | 211900271 | 05/25/2023
Johnson Controls, Inc. | EVCON BY JOHNSON CONTROLS | PCG4B480652L1 | Federally-Regulated Consumer Product | Weatherized Non-Condensing Gas | 2004 | 286 |  | 05/25/2023 | 65012 | 205963019 | 05/25/2023
Johnson Controls, Inc. | EVCON BY JOHNSON CONTROLS | RL18080C20MPS1 | Federally-Regulated Consumer Product | Non-Weatherized, Non-Condensin | 1904 | 264 |  | 05/25/2023 | 79768 | 211900269 | 05/25/2023
Johnson Controls, Inc. | EVCON BY JOHNSON CONTROLS | PCG4A360502L1 | Federally-Regulated Consumer Product | Weatherized Non-Condensing Gas | 1495 | 263 |  | 05/25/2023 | 50177 | 205963014 | 05/25/2023
Johnson Controls, Inc. | EVCON BY JOHNSON CONTROLS | PCG4B600652X4 | Federally-Regulated Consumer Product | Weatherized Non-Condensing Gas | 2322 | 300 |  | 05/25/2023 | 64850 | 206077571 | 05/25/2023
Johnson Controls, Inc. | EVCON BY JOHNSON CONTROLS | RGF1L100BE12MP12 | Federally-Regulated Consumer Product | Non-Weatherized, Non-Condensin | 1560 | 246 |  | 05/25/2023 | 100501 | 203324404 | 05/25/2023
Johnson Controls, Inc. | EVCON BY JOHNSON CONTROLS | RGF1L120CE20MP12 | Federally-Regulated Consumer Product | Non-Weatherized, Non-Condensin | 2201 | 273 |  | 05/25/2023 | 119730 | 203324408 | 05/25/2023
Johnson Controls, Inc. | EVCON BY JOHNSON CONTROLS | RGF1L060AE12MP12 | Federally-Regulated Consumer Product | Non-Weatherized, Non-Condensin | 1311 | 235 |  | 05/25/2023 | 60267 | 203324400 | 05/25/2023
Johnson Controls, Inc. | EVCON BY JOHNSON CONTROLS | PCG4A420752X4 | Federally-Regulated Consumer Product | Weatherized Non-Condensing Gas | 2008 | 286 |  | 05/25/2023 | 74590 | 206077436 | 05/25/2023
Johnson Controls, Inc. | EVCON BY JOHNSON CONTROLS | RGF1L100CE20MP12 | Federally-Regulated Consumer Product | Non-Weatherized, Non-Condensin | 2196 | 273 |  | 05/25/2023 | 99867 | 203324406 | 05/25/2023
Johnson Controls, Inc. | EVCON BY JOHNSON CONTROLS | RL18100B12MPS1 | Federally-Regulated Consumer Product | Non-Weatherized, Non-Condensin | 1557 | 249 |  | 05/25/2023 | 100520 | 211900270 | 05/25/2023
Johnson Controls, Inc. | EVCON BY JOHNSON CONTROLS | DGAX056BDT* | Federally-Regulated Consumer Product | Mobile Home Non-Weatherized, N | 1571 | 327 |  | 05/25/2023 | 56246 | 203420389 | 05/25/2023
Allied Air | BLUERIDGE | BPRPGE1436-090EP-* | Federally-Regulated Consumer Product | Weatherized Non-Condensing Gas | 1382 | 260 |  | 05/25/2023 | 89107 | 206901364 | 05/25/2023
Allied Air | BLUERIDGE | BG802UH110CV20-* | Federally-Regulated Consumer Product | Non-Weatherized, Non-Condensin | 2230 | 280 |  | 05/25/2023 | 72566 | 203330678 | 05/25/2023
Allied Air | BLUERIDGE | BG801UH070BE12-* | Federally-Regulated Consumer Product | Non-Weatherized, Non-Condensin | 1361 | 242 |  | 05/25/2023 | 65645 | 203330679 | 05/25/2023
Allied Air | BLUERIDGE | BG961UH045BE12 | Federally-Regulated Consumer Product | Non-Weatherized, Condensing Ga | 1284 | 251 |  | 05/25/2023 | 44162 | 203330712 | 05/25/2023
Allied Air | BLUERIDGE | BG951UH110CE20-* | Federally-Regulated Consumer Product | Non-Weatherized, Condensing Ga | 1988 | 282 |  | 05/25/2023 | 109853 | 203330701 | 05/25/2023
Allied Air | BLUERIDGE | BG951UH070BE12-* | Federally-Regulated Consumer Product | Non-Weatherized, Condensing Ga | 1316 | 253 |  | 05/25/2023 | 66799 | 203330699 | 05/25/2023
Allied Air | BLUERIDGE | BG961UH090CE16 | Federally-Regulated Consumer Product | Non-Weatherized, Condensing Ga | 1566 | 264 |  | 05/25/2023 | 87748 | 203330714 | 05/25/2023
Allied Air | BLUERIDGE | BG961UH110CE20 | Federally-Regulated Consumer Product | Non-Weatherized, Condensing Ga | 2018 | 284 |  | 05/25/2023 | 110619 | 203330715 | 05/25/2023
Allied Air | BLUERIDGE | BG802UH070AV12-* | Federally-Regulated Consumer Product | Non-Weatherized, Non-Condensin | 1336 | 241 |  | 05/25/2023 | 43159 | 203330676 | 05/25/2023
Allied Air | BLUERIDGE | BG802UH090BV16-* | Federally-Regulated Consumer Product | Non-Weatherized, Non-Condensin | 1811 | 262 |  | 05/25/2023 | 57033 | 203330677 | 05/25/2023
Allied Air | BLUERIDGE | BG801UH090BE16-* | Federally-Regulated Consumer Product | Non-Weatherized, Non-Condensin | 1628 | 254 |  | 05/25/2023 | 87272 | 203330680 | 05/25/2023
Allied Air | BLUERIDGE | BPRPGE1460-126EP-* | Federally-Regulated Consumer Product | Weatherized Non-Condensing Gas | 1881 | 282 |  | 05/25/2023 | 125813 | 206901367 | 05/25/2023
Allied Air | BLUERIDGE | BPRPGE1424-054EP-* | Federally-Regulated Consumer Product | Weatherized Non-Condensing Gas | 1049 | 243 |  | 05/25/2023 | 53316 | 206901360 | 05/25/2023
Allied Air | BLUERIDGE | BG951UH090CE16-* | Federally-Regulated Consumer Product | Non-Weatherized, Condensing Ga | 1535 | 263 |  | 05/25/2023 | 88204 | 203330700 | 05/25/2023
Allied Air | BLUERIDGE | BG951UH045BE12-* | Federally-Regulated Consumer Product | Non-Weatherized, Condensing Ga | 1282 | 251 |  | 05/25/2023 | 43901 | 203330698 | 05/25/2023
Allied Air | BLUERIDGE | BPRPGE1448-108EP-* | Federally-Regulated Consumer Product | Weatherized Non-Condensing Gas | 1751 | 276 |  | 05/25/2023 | 106967 | 206901366 | 05/25/2023
Allied Air | BLUERIDGE | BPRPGE1430-054EP-* | Federally-Regulated Consumer Product | Weatherized Non-Condensing Gas | 1049 | 243 |  | 05/25/2023 | 53316 | 206901361 | 05/25/2023
Allied Air | BLUERIDGE | BG801UH110CE20-* | Federally-Regulated Consumer Product | Non-Weatherized, Non-Condensin | 2053 | 272 |  | 05/25/2023 | 109478 | 203330682 | 05/25/2023
Allied Air | BLUERIDGE | BPRPGE1442-090EP-* | Federally-Regulated Consumer Product | Weatherized Non-Condensing Gas | 1348 | 254 |  | 05/25/2023 | 88991 | 206901365 | 05/25/2023
Allied Air | BLUERIDGE | BG801UH090CE20-* | Federally-Regulated Consumer Product | Non-Weatherized, Non-Condensin | 2081 | 274 |  | 05/25/2023 | 87931 | 203330681 | 05/25/2023
Allied Air | BLUERIDGE | BPRPGE1430-072EP-* | Federally-Regulated Consumer Product | Weatherized Non-Condensing Gas | 1100 | 247 |  | 05/25/2023 | 71693 | 206901362 | 05/25/2023
Allied Air | BLUERIDGE | BG961UH070BE12 | Federally-Regulated Consumer Product | Non-Weatherized, Condensing Ga | 1298 | 252 |  | 05/25/2023 | 65683 | 203330713 | 05/25/2023
Carrier Corp. - Indianapolis | Goettl | F80CTL1102120A* | Federally-Regulated Consumer Product | Non-Weatherized, Non-Condensin | 2281 | 282 |  | 05/25/2023 | 72565 | 205961808 | 05/25/2023
Carrier Corp. - Indianapolis | Goettl | PDS448130K**0G* | Federally-Regulated Consumer Product | Weatherized Non-Condensing Gas | 2113 | 292 |  | 05/25/2023 | 127041 | 205962098 | 05/25/2023
Carrier Corp. - Indianapolis | Goettl | PGS448090K**0G* | Federally-Regulated Consumer Product | Weatherized Non-Condensing Gas | 2067 | 290 |  | 05/25/2023 | 90607 | 205962190 | 05/25/2023
Carrier Corp. - Indianapolis | Goettl | F97CMN0601714A*D | Federally-Regulated Consumer Product | Non-Weatherized, Condensing Ga | 1392 | 256 |  | 05/25/2023 | 23828 | 205961840 | 05/25/2023
Carrier Corp. - Indianapolis | Goettl | PGS436060K**0G* | Federally-Regulated Consumer Product | Weatherized Non-Condensing Gas | 1508 | 265 |  | 05/25/2023 | 60188 | 205962179 | 05/25/2023
Carrier Corp. - Indianapolis | Goettl | G80VTL0451412A* | Federally-Regulated Consumer Product | Non-Weatherized, Non-Condensin | 1205 | 235 |  | 05/25/2023 | 28909 | 207207225 | 05/25/2023
Carrier Corp. - Indianapolis | Goettl | N95ESN0801716A**D | Federally-Regulated Consumer Product | Mobile Home Non-Weatherized, C | 1771 | 273 |  | 05/25/2023 | 80331 | 205962009 | 05/25/2023
Carrier Corp. - Indianapolis | Goettl | PGS442060K**1G* | Federally-Regulated Consumer Product | Weatherized Non-Condensing Gas | 1514 | 266 |  | 05/25/2023 | 60394 | 205962185 | 05/25/2023
Carrier Corp. - Indianapolis | Goettl | PGD436060K**2G* | Federally-Regulated Consumer Product | Weatherized Non-Condensing Gas | 1642 | 271 |  | 05/25/2023 | 60562 | 205962118 | 05/25/2023
Carrier Corp. - Indianapolis | Goettl | PDS436090K**1G* | Federally-Regulated Consumer Product | Weatherized Non-Condensing Gas | 1584 | 269 |  | 05/25/2023 | 90364 | 205962089 | 05/25/2023
Carrier Corp. - Indianapolis | Goettl | PGR524060K**2G* | Federally-Regulated Consumer Product | Weatherized Non-Condensing Gas | 1136 | 248 |  | 05/25/2023 | 59157 | 207335467 | 05/25/2023
Carrier Corp. - Indianapolis | Goettl | F96CTN0601714A | Federally-Regulated Consumer Product | Non-Weatherized, Condensing Ga | 1364 | 255 |  | 05/25/2023 | 38749 | 205961811 | 05/25/2023
Carrier Corp. - Indianapolis | Goettl | N95ESU0802120A | Federally-Regulated Consumer Product | Non-Weatherized, Condensing Ga | 2136 | 289 |  | 05/25/2023 | 79889 | 205962031 | 05/25/2023
Carrier Corp. - Indianapolis | Goettl | PDD424060K**1G* | Federally-Regulated Consumer Product | Weatherized Non-Condensing Gas | 1285 | 256 |  | 05/25/2023 | 60738 | 205962053 | 05/25/2023
Carrier Corp. - Indianapolis | Goettl | N96VSN0802120A | Federally-Regulated Consumer Product | Non-Weatherized, Condensing Ga | 2231 | 293 |  | 05/25/2023 | 79961 | 205962044 | 05/25/2023
Carrier Corp. - Indianapolis | Goettl | PGS436060K**1G* | Federally-Regulated Consumer Product | Weatherized Non-Condensing Gas | 1508 | 265 |  | 05/25/2023 | 60188 | 205962180 | 05/25/2023
Carrier Corp. - Indianapolis | Goettl | PDS460130K**1G* | Federally-Regulated Consumer Product | Weatherized Non-Condensing Gas | 2025 | 288 |  | 05/25/2023 | 126976 | 205962105 | 05/25/2023
Carrier Corp. - Indianapolis | Goettl | N80ESL0451712A | Federally-Regulated Consumer Product | Non-Weatherized, Non-Condensin | 1206 | 235 |  | 05/25/2023 | 44058 | 205961913 | 05/25/2023
Carrier Corp. - Indianapolis | Goettl | N96VSN1002120A | Federally-Regulated Consumer Product | Non-Weatherized, Condensing Ga | 2188 | 291 |  | 05/25/2023 | 99935 | 205962046 | 05/25/2023
Carrier Corp. - Indianapolis | Goettl | F80CTL0901716A* | Federally-Regulated Consumer Product | Non-Weatherized, Non-Condensin | 1632 | 254 |  | 05/25/2023 | 58169 | 205961804 | 05/25/2023
Carrier Corp. - Indianapolis | Goettl | G80VTL0902120A* | Federally-Regulated Consumer Product | Non-Weatherized, Non-Condensin | 2025 | 271 |  | 05/25/2023 | 57947 | 207207229 | 05/25/2023
Carrier Corp. - Indianapolis | Goettl | G80VTL1102122A* | Federally-Regulated Consumer Product | Non-Weatherized, Non-Condensin | 2435 | 289 |  | 05/25/2023 | 72702 | 207207231 | 05/25/2023
Carrier Corp. - Indianapolis | Goettl | PGD424040K**1G* | Federally-Regulated Consumer Product | Weatherized Non-Condensing Gas | 1217 | 253 |  | 05/25/2023 | 40800 | 205962107 | 05/25/2023
Carrier Corp. - Indianapolis | Goettl | G80VTL0902120A | Federally-Regulated Consumer Product | Non-Weatherized, Non-Condensin | 2025 | 271 |  | 05/25/2023 | 57947 | 207207228 | 05/25/2023
Carrier Corp. - Indianapolis | Goettl | F96VTN0401712A*D | Federally-Regulated Consumer Product | Non-Weatherized, Condensing Ga | 1075 | 242 |  | 05/25/2023 | 25768 | 205961824 | 05/25/2023
Carrier Corp. - Indianapolis | Goettl | PGS424060K**0G* | Federally-Regulated Consumer Product | Weatherized Non-Condensing Gas | 1285 | 256 |  | 05/25/2023 | 60738 | 205962171 | 05/25/2023
Carrier Corp. - Indianapolis | Goettl | PGS436090K**1G* | Federally-Regulated Consumer Product | Weatherized Non-Condensing Gas | 1485 | 264 |  | 05/25/2023 | 90132 | 205962183 | 05/25/2023
Carrier Corp. - Indianapolis | Goettl | F96VTN0601412A | Federally-Regulated Consumer Product | Non-Weatherized, Condensing Ga | 1238 | 249 |  | 05/25/2023 | 39205 | 205961825 | 05/25/2023
Carrier Corp. - Indianapolis | Goettl | N95ESN0601714A | Federally-Regulated Consumer Product | Non-Weatherized, Condensing Ga | 1346 | 254 |  | 05/25/2023 | 60102 | 205962003 | 05/25/2023
Carrier Corp. - Indianapolis | Goettl | G95CSU0802120A | Federally-Regulated Consumer Product | Non-Weatherized, Condensing Ga | 2223 | 247 |  | 05/25/2023 | 79567 | 206237507 | 05/25/2023
Carrier Corp. - Indianapolis | Goettl | F96VTN0401712A | Federally-Regulated Consumer Product | Non-Weatherized, Condensing Ga | 1075 | 242 |  | 05/25/2023 | 25768 | 205961823 | 05/25/2023
Carrier Corp. - Indianapolis | Goettl | F97CMN0602120A | Federally-Regulated Consumer Product | Non-Weatherized, Condensing Ga | 1897 | 278 |  | 05/25/2023 | 24235 | 205961841 | 05/25/2023
Carrier Corp. - Indianapolis | Goettl | G80CSU0601716A | Federally-Regulated Consumer Product | Non-Weatherized, Non-Condensin | 1628 | 254 |  | 05/25/2023 | 59512 | 205961852 | 05/25/2023
Carrier Corp. - Indianapolis | Goettl | G80CTL0701412A* | Federally-Regulated Consumer Product | Non-Weatherized, Non-Condensin | 1477 | 247 |  | 05/25/2023 | 42967 | 205961858 | 05/25/2023
Carrier Corp. - Indianapolis | Goettl | PGD436090K**0G* | Federally-Regulated Consumer Product | Weatherized Non-Condensing Gas | 1485 | 264 |  | 05/25/2023 | 90132 | 205962119 | 05/25/2023
Carrier Corp. - Indianapolis | Goettl | N80ESL0702116A | Federally-Regulated Consumer Product | Non-Weatherized, Non-Condensin | 1565 | 251 |  | 05/25/2023 | 65903 | 205961921 | 05/25/2023
Carrier Corp. - Indianapolis | Goettl | N80ESL0902116A | Federally-Regulated Consumer Product | Non-Weatherized, Non-Condensin | 1450 | 246 |  | 05/25/2023 | 87792 | 205961925 | 05/25/2023
Carrier Corp. - Indianapolis | Goettl | N95ESN0401712A**D | Federally-Regulated Consumer Product | Mobile Home Non-Weatherized, C | 998 | 239 |  | 05/25/2023 | 40139 | 205961997 | 05/25/2023
Carrier Corp. - Indianapolis | Goettl | N95ESN0801716A* | Federally-Regulated Consumer Product | Mobile Home Non-Weatherized, C | 1771 | 273 |  | 05/25/2023 | 80331 | 205962008 | 05/25/2023
Carrier Corp. - Indianapolis | Goettl | G80VTL1102122A | Federally-Regulated Consumer Product | Non-Weatherized, Non-Condensin | 2435 | 289 |  | 05/25/2023 | 72702 | 207207230 | 05/25/2023
Carrier Corp. - Indianapolis | Goettl | G80CTL0701412A | Federally-Regulated Consumer Product | Non-Weatherized, Non-Condensin | 1477 | 247 |  | 05/25/2023 | 42967 | 205961857 | 05/25/2023
Carrier Corp. - Indianapolis | Goettl | PDS442090K**1G* | Federally-Regulated Consumer Product | Weatherized Non-Condensing Gas | 1514 | 266 |  | 05/25/2023 | 90002 | 205962093 | 05/25/2023
Carrier Corp. - Indianapolis | Goettl | N95ESN1402422A*D | Federally-Regulated Consumer Product | Non-Weatherized, Condensing Ga | 2328 | 297 |  | 05/25/2023 | 139741 | 205962028 | 05/25/2023
Carrier Corp. - Indianapolis | Goettl | PDS448090K**0G* | Federally-Regulated Consumer Product | Weatherized Non-Condensing Gas | 2067 | 290 |  | 05/25/2023 | 90607 | 205962094 | 05/25/2023
Carrier Corp. - Indianapolis | Goettl | F96VTN0801716A*D | Federally-Regulated Consumer Product | Non-Weatherized, Condensing Ga | 1686 | 269 |  | 05/25/2023 | 51540 | 205961830 | 05/25/2023
Carrier Corp. - Indianapolis | Goettl | N95ESN0802120A*D | Federally-Regulated Consumer Product | Non-Weatherized, Condensing Ga | 1837 | 276 |  | 05/25/2023 | 79777 | 205962014 | 05/25/2023
Carrier Corp. - Indianapolis | Carrier | 577CNWK24040A* | Federally-Regulated Consumer Product | Weatherized Non-Condensing Gas | 1004 | 243 |  | 05/25/2023 | 39874 | 212005552 | 05/25/2023
Lennox Industries Inc. | LANDMARK | KDB036**EB*P | Federally-Regulated Consumer Product | Weatherized Non-Condensing Gas | 1352 | 227 |  | 05/25/2023 | 52487 | 10098882 | 05/25/2023
Lennox Industries Inc. | LANDMARK | KDB036**EQ*P | Federally-Regulated Consumer Product | Weatherized Non-Condensing Gas | 1644 | 262 |  | 05/25/2023 | 80985 | 10098883 | 05/25/2023
Lennox Industries Inc. | LANDMARK | KDB060**EX*P | Federally-Regulated Consumer Product | Weatherized Non-Condensing Gas | 2386 | 271 |  | 05/25/2023 | 114357 | 10098889 | 05/25/2023
Lennox Industries Inc. | LANDMARK | KDB060**EB*P | Federally-Regulated Consumer Product | Weatherized Non-Condensing Gas | 2195 | 247 |  | 05/25/2023 | 53047 | 10098887 | 05/25/2023
Lennox Industries Inc. | LANDMARK | KDB048**EB*P | Federally-Regulated Consumer Product | Weatherized Non-Condensing Gas | 2276 | 264 |  | 05/25/2023 | 52928 | 10098884 | 05/25/2023
Lennox Industries Inc. | LANDMARK | KDB048**EQ*P | Federally-Regulated Consumer Product | Weatherized Non-Condensing Gas | 2167 | 282 |  | 05/25/2023 | 80936 | 10098885 | 05/25/2023
Lennox Industries Inc. | LANDMARK | KDB060**EQ*P | Federally-Regulated Consumer Product | Weatherized Non-Condensing Gas | 2204 | 273 |  | 05/25/2023 | 79781 | 10098888 | 05/25/2023
Allied Air | MAGIC-PAK | 48MGE4-14-361**-** | Federally-Regulated Consumer Product | Non-Weatherized, Non-Condensin | 1002 | 226 |  | 05/25/2023 | 47147 | 207335120 | 05/25/2023
Allied Air | MAGIC-PAK | 24MGE4-14-361**-** | Federally-Regulated Consumer Product | Non-Weatherized, Non-Condensin | 1078 | 229 |  | 05/25/2023 | 23802 | 207335118 | 05/25/2023
Allied Air | MAGIC-PAK | 36MGE4-14-361**-** | Federally-Regulated Consumer Product | Non-Weatherized, Non-Condensin | 1001 | 226 |  | 05/25/2023 | 36485 | 207335119 | 05/25/2023
Allied Air | MAGIC-PAK | 60MGE4-14-361**-** | Federally-Regulated Consumer Product | Non-Weatherized, Non-Condensin | 1095 | 230 |  | 05/25/2023 | 60074 | 207335121 | 05/25/2023
Carrier Corp. - Indianapolis | SMARTCOMFORT | R80ESL1102420A | Federally-Regulated Consumer Product | Non-Weatherized, Non-Condensin | 2027 | 271 |  | 05/25/2023 | 109826 | 203360889 | 05/25/2023
Carrier Corp. - Indianapolis | SMARTCOMFORT | N96MSM0802120A | Federally-Regulated Consumer Product | Mobile Home Non-Weatherized, C | 2169 | 290 |  | 05/25/2023 | 79638 | 211779149 | 05/25/2023
Carrier Corp. - Indianapolis | SMARTCOMFORT | R95ESN0401410A**D | Federally-Regulated Consumer Product | Mobile Home Non-Weatherized, C | 950 | 237 |  | 05/25/2023 | 40146 | 203924715 | 05/25/2023
Carrier Corp. - Indianapolis | SMARTCOMFORT | R95ESN0401712A**D | Federally-Regulated Consumer Product | Mobile Home Non-Weatherized, C | 998 | 239 |  | 05/25/2023 | 40139 | 203360774 | 05/25/2023
Carrier Corp. - Indianapolis | SMARTCOMFORT | R96MSN1002120A | Federally-Regulated Consumer Product | Non-Weatherized, Condensing Ga | 2215 | 292 |  | 05/25/2023 | 99728 | 211779617 | 05/25/2023
Carrier Corp. - Indianapolis | SMARTCOMFORT | R80MSL0902120A* | Federally-Regulated Consumer Product | Non-Weatherized, Non-Condensin | 2438 | 289 |  | 05/25/2023 | 88368 | 211780283 | 05/25/2023
Carrier Corp. - Indianapolis | SMARTCOMFORT | R96MSN1002120A**D | Federally-Regulated Consumer Product | Mobile Home Non-Weatherized, C | 2215 | 292 |  | 05/25/2023 | 99728 | 211779621 | 05/25/2023
Carrier Corp. - Indianapolis | SMARTCOMFORT | R96MSN1202422A*D | Federally-Regulated Consumer Product | Non-Weatherized, Condensing Ga | 2308 | 297 |  | 05/25/2023 | 119661 | 211779631 | 05/25/2023
Carrier Corp. - Indianapolis | SMARTCOMFORT | R80ESL1352420A* | Federally-Regulated Consumer Product | Non-Weatherized, Non-Condensin | 1887 | 265 |  | 05/25/2023 | 131482 | 203360926 | 05/25/2023
Carrier Corp. - Indianapolis | SMARTCOMFORT | R80ESN1102420A | Federally-Regulated Consumer Product | Non-Weatherized, Non-Condensin | 2027 | 271 |  | 05/25/2023 | 109826 | 203360853 | 05/25/2023
Carrier Corp. - Indianapolis | SMARTCOMFORT | R95ESN0802120A**D | Federally-Regulated Consumer Product | Mobile Home Non-Weatherized, C | 1837 | 276 |  | 05/25/2023 | 79777 | 203360777 | 05/25/2023
Carrier Corp. - Indianapolis | SMARTCOMFORT | R80MSN0902120A | Federally-Regulated Consumer Product | Non-Weatherized, Non-Condensin | 2438 | 289 |  | 05/25/2023 | 88368 | 211780251 | 05/25/2023
Carrier Corp. - Indianapolis | SMARTCOMFORT | R95ESN1002120A* | Federally-Regulated Consumer Product | Mobile Home Non-Weatherized, C | 2102 | 287 |  | 05/25/2023 | 99999 | 203360772 | 05/25/2023
Carrier Corp. - Indianapolis | SMARTCOMFORT | R80ESL1352420A | Federally-Regulated Consumer Product | Non-Weatherized, Non-Condensin | 1887 | 265 |  | 05/25/2023 | 131482 | 203360890 | 05/25/2023
Carrier Corp. - Indianapolis | SMARTCOMFORT | R95ESN0801716A**D | Federally-Regulated Consumer Product | Mobile Home Non-Weatherized, C | 1771 | 273 |  | 05/25/2023 | 80331 | 203360776 | 05/25/2023
Carrier Corp. - Indianapolis | SMARTCOMFORT | R80MSL0451412A | Federally-Regulated Consumer Product | Non-Weatherized, Non-Condensin | 1161 | 233 |  | 05/25/2023 | 44099 | 211780265 | 05/25/2023
Carrier Corp. - Indianapolis | SMARTCOMFORT | R96MSN0801716A*D | Federally-Regulated Consumer Product | Non-Weatherized, Condensing Ga | 1671 | 269 |  | 05/25/2023 | 79335 | 211779607 | 05/25/2023
Carrier Corp. - Indianapolis | SMARTCOMFORT | R80ESL0701712A* | Federally-Regulated Consumer Product | Non-Weatherized, Non-Condensin | 1051 | 228 |  | 05/25/2023 | 65904 | 203360918 | 05/25/2023
Carrier Corp. - Indianapolis | SMARTCOMFORT | R80MSL0451412A* | Federally-Regulated Consumer Product | Non-Weatherized, Non-Condensin | 1161 | 233 |  | 05/25/2023 | 44099 | 211780281 | 05/25/2023
Carrier Corp. - Indianapolis | SMARTCOMFORT | R96MSN0802120A* | Federally-Regulated Consumer Product | Mobile Home Non-Weatherized, C | 2169 | 290 |  | 05/25/2023 | 79638 | 211779611 | 05/25/2023
Carrier Corp. - Indianapolis | SMARTCOMFORT | R96MSN0801716A | Federally-Regulated Consumer Product | Non-Weatherized, Condensing Ga | 1671 | 269 |  | 05/25/2023 | 79335 | 211780752 | 05/25/2023
Carrier Corp. - Indianapolis | SMARTCOMFORT | R80ESL0451712A | Federally-Regulated Consumer Product | Non-Weatherized, Non-Condensin | 1206 | 235 |  | 05/25/2023 | 44058 | 203360880 | 05/25/2023
Carrier Corp. - Indianapolis | Payne | PY4GNAK30060A* | Federally-Regulated Consumer Product | Weatherized Non-Condensing Gas | 1248 | 253 |  | 05/25/2023 | 60151 | 212005640 | 05/25/2023
Carrier Corp. - Indianapolis | Payne | PY4GNAK42090A* | Federally-Regulated Consumer Product | Weatherized Non-Condensing Gas | 1434 | 262 |  | 05/25/2023 | 89946 | 212005653 | 05/25/2023
Carrier Corp. - Indianapolis | Payne | PY4GNAK30040A* | Federally-Regulated Consumer Product | Weatherized Non-Condensing Gas | 1119 | 248 |  | 05/25/2023 | 40289 | 212005637 | 05/25/2023
Carrier Corp. - Indianapolis | Payne | PY4GNAK48130N* | Federally-Regulated Consumer Product | Weatherized Non-Condensing Gas | 2038 | 288 |  | 05/25/2023 | 127500 | 212005688 | 05/25/2023
Carrier Corp. - Indianapolis | Payne | PY4GNAK30060U* | Federally-Regulated Consumer Product | Weatherized Non-Condensing Gas | 1188 | 251 |  | 05/25/2023 | 60125 | 212005699 | 05/25/2023
Carrier Corp. - Indianapolis | Payne | PY4GNAK48115A* | Federally-Regulated Consumer Product | Weatherized Non-Condensing Gas | 2156 | 293 |  | 05/25/2023 | 114957 | 212005657 | 05/25/2023
Carrier Corp. - Indianapolis | Payne | PY4GNAK24060N* | Federally-Regulated Consumer Product | Weatherized Non-Condensing Gas | 1084 | 246 |  | 05/25/2023 | 60632 | 212005664 | 05/25/2023
Carrier Corp. - Indianapolis | Payne | PY4GNAK24060A* | Federally-Regulated Consumer Product | Weatherized Non-Condensing Gas | 1084 | 246 |  | 05/25/2023 | 60632 | 212005634 | 05/25/2023
Carrier Corp. - Indianapolis | Payne | PY4GNAK42090N* | Federally-Regulated Consumer Product | Weatherized Non-Condensing Gas | 1434 | 262 |  | 05/25/2023 | 89946 | 212005680 | 05/25/2023
Carrier Corp. - Indianapolis | Payne | PY4GNAK24040A* | Federally-Regulated Consumer Product | Weatherized Non-Condensing Gas | 1004 | 243 |  | 05/25/2023 | 39874 | 212005631 | 05/25/2023
Carrier Corp. - Indianapolis | Payne | PY4GNAK30040N* | Federally-Regulated Consumer Product | Weatherized Non-Condensing Gas | 1119 | 248 |  | 05/25/2023 | 40289 | 212005665 | 05/25/2023
Carrier Corp. - Indianapolis | Payne | PY4GNAK60115N* | Federally-Regulated Consumer Product | Weatherized Non-Condensing Gas | 2156 | 293 |  | 05/25/2023 | 114957 | 212028127 | 05/25/2023
Carrier Corp. - Indianapolis | Payne | PY4GNAK60090U* | Federally-Regulated Consumer Product | Weatherized Non-Condensing Gas | 2114 | 292 |  | 05/25/2023 | 89429 | 212028131 | 05/25/2023
Carrier Corp. - Indianapolis | Payne | PY4GNAK24040N* | Federally-Regulated Consumer Product | Weatherized Non-Condensing Gas | 1004 | 243 |  | 05/25/2023 | 39874 | 212005662 | 05/25/2023
Carrier Corp. - Indianapolis | Payne | PY4GNAK42060N* | Federally-Regulated Consumer Product | Weatherized Non-Condensing Gas | 1478 | 264 |  | 05/25/2023 | 60485 | 212005677 | 05/25/2023
Carrier Corp. - Indianapolis | Payne | PY4GNAK60130N* | Federally-Regulated Consumer Product | Weatherized Non-Condensing Gas | 2038 | 288 |  | 05/25/2023 | 127500 | 212028129 | 05/25/2023
Carrier Corp. - Indianapolis | Payne | PY4GNAK30040U* | Federally-Regulated Consumer Product | Weatherized Non-Condensing Gas | 1121 | 248 |  | 05/25/2023 | 45305 | 212005696 | 05/25/2023
Carrier Corp. - Indianapolis | Payne | PY4GNAK42060U* | Federally-Regulated Consumer Product | Weatherized Non-Condensing Gas | 1413 | 261 |  | 05/25/2023 | 59753 | 212005703 | 05/25/2023
Carrier Corp. - Indianapolis | Payne | PY4GNAK36060A* | Federally-Regulated Consumer Product | Weatherized Non-Condensing Gas | 1312 | 256 |  | 05/25/2023 | 60638 | 212005643 | 05/25/2023
Carrier Corp. - Indianapolis | Payne | PY4GNAK48090U* | Federally-Regulated Consumer Product | Weatherized Non-Condensing Gas | 2114 | 292 |  | 05/25/2023 | 89429 | 212005710 | 05/25/2023
Carrier Corp. - Indianapolis | Payne | PY4GNAK24040U* | Federally-Regulated Consumer Product | Weatherized Non-Condensing Gas | 933 | 240 |  | 05/25/2023 | 45607 | 212005691 | 05/25/2023
Carrier Corp. - Indianapolis | Payne | PY4GNAK36060N* | Federally-Regulated Consumer Product | Weatherized Non-Condensing Gas | 1312 | 256 |  | 05/25/2023 | 60638 | 212005672 | 05/25/2023
Carrier Corp. - Indianapolis | Payne | PY4GNAK36090A* | Federally-Regulated Consumer Product | Weatherized Non-Condensing Gas | 1353 | 258 |  | 05/25/2023 | 89606 | 212005646 | 05/25/2023
Carrier Corp. - Indianapolis | Payne | PY4GNAK48090A* | Federally-Regulated Consumer Product | Weatherized Non-Condensing Gas | 2142 | 293 |  | 05/25/2023 | 89758 | 212005654 | 05/25/2023
Carrier Corp. - Indianapolis | Payne | PY4GNAK48115N* | Federally-Regulated Consumer Product | Weatherized Non-Condensing Gas | 2156 | 293 |  | 05/25/2023 | 114957 | 212005685 | 05/25/2023
Carrier Corp. - Indianapolis | Payne | PY4GNAK60090A* | Federally-Regulated Consumer Product | Weatherized Non-Condensing Gas | 2142 | 293 |  | 05/25/2023 | 89758 | 212028120 | 05/25/2023
Carrier Corp. - Indianapolis | Payne | PY4GNAK60130A* | Federally-Regulated Consumer Product | Weatherized Non-Condensing Gas | 2038 | 288 |  | 05/25/2023 | 127500 | 212028124 | 05/25/2023
Carrier Corp. - Indianapolis | Payne | PY4GNAK48130A* | Federally-Regulated Consumer Product | Weatherized Non-Condensing Gas | 2038 | 288 |  | 05/25/2023 | 127500 | 212005659 | 05/25/2023
Carrier Corp. - Indianapolis | Payne | PY4GNAK42090U* | Federally-Regulated Consumer Product | Weatherized Non-Condensing Gas | 1479 | 264 |  | 05/25/2023 | 89913 | 212005706 | 05/25/2023
Carrier Corp. - Indianapolis | Payne | PY4GNAK42060A* | Federally-Regulated Consumer Product | Weatherized Non-Condensing Gas | 1478 | 264 |  | 05/25/2023 | 60485 | 212005650 | 05/25/2023
Carrier Corp. - Indianapolis | Payne | PY4GNAK24060U* | Federally-Regulated Consumer Product | Weatherized Non-Condensing Gas | 1073 | 246 |  | 05/25/2023 | 60498 | 212005694 | 05/25/2023
Carrier Corp. - Indianapolis | Payne | PY4GNAK36060U* | Federally-Regulated Consumer Product | Weatherized Non-Condensing Gas | 1442 | 262 |  | 05/25/2023 | 60044 | 212005701 | 05/25/2023
Carrier Corp. - Indianapolis | Payne | PY4GNAK60115A* | Federally-Regulated Consumer Product | Weatherized Non-Condensing Gas | 2156 | 293 |  | 05/25/2023 | 114957 | 212028121 | 05/25/2023
Carrier Corp. - Indianapolis | Payne | PY4GNAK36090N* | Federally-Regulated Consumer Product | Weatherized Non-Condensing Gas | 1353 | 258 |  | 05/25/2023 | 89606 | 212005675 | 05/25/2023
Carrier Corp. - Indianapolis | Payne | PY4GNAK30060N* | Federally-Regulated Consumer Product | Weatherized Non-Condensing Gas | 1248 | 253 |  | 05/25/2023 | 60151 | 212005668 | 05/25/2023
Carrier Corp. - Indianapolis | Payne | PY4GNAK48090N* | Federally-Regulated Consumer Product | Weatherized Non-Condensing Gas | 2142 | 293 |  | 05/25/2023 | 89758 | 212005682 | 05/25/2023
Carrier Corp. - Indianapolis | Payne | PY4GNAK60090N* | Federally-Regulated Consumer Product | Weatherized Non-Condensing Gas | 2142 | 293 |  | 05/25/2023 | 89758 | 212028125 | 05/25/2023
Carrier Corp. - Syracuse | Carrier | 48GCH*06***3* | Federally-Regulated Consumer Product | Weatherized Non-Condensing Gas | 2730 | 315 |  | 04/26/2022 | 82000 | 208131897 | 05/25/2023
Carrier Corp. - Syracuse | Carrier | 48GCH*04***3* | Federally-Regulated Consumer Product | Weatherized Non-Condensing Gas | 1520 | 262 |  | 04/26/2022 | 82000 | 208131895 | 05/25/2023
Carrier Corp. - Syracuse | Carrier | 48FCH*06***3* | Federally-Regulated Consumer Product | Weatherized Non-Condensing Gas | 2730 | 315 |  | 04/26/2022 | 82000 | 208131894 | 05/25/2023
Carrier Corp. - Indianapolis | Carrier | 59SC2D120E24--20 | Federally-Regulated Consumer Product | Non-Weatherized, Condensing Ga | 1904 | 279 |  | 07/29/2020 | 119302 | 203359590 | 05/25/2023
Carrier Corp. - Indianapolis | Carrier | 58SB0A110E24--20 | Federally-Regulated Consumer Product | Non-Weatherized, Non-Condensin | 2027 | 271 | 271.188 | 10/04/2019 |  |  | 05/25/2023
Carrier Corp. - Indianapolis | Carrier | 59SC2D040E17--12 | Federally-Regulated Consumer Product | Non-Weatherized, Condensing Ga | 1024 | 240 |  | 08/05/2020 | 39894 | 203359575 | 05/25/2023
Carrier Corp. - Indianapolis | Carrier | 48VR-K600903* | Federally-Regulated Consumer Product | Weatherized Non-Condensing Gas | 1752 | 276 |  | 05/02/2023 | 58657 | 212409617 | 05/25/2023
Carrier Corp. - Indianapolis | Carrier | 59SC2D060E14--12* | Federally-Regulated Consumer Product | Mobile Home Non-Weatherized, C | 945 | 237 |  | 08/05/2020 | 59375 | 203359578 | 05/25/2023
Carrier Corp. - Indianapolis | Carrier | 59SC2D080E17--16 | Federally-Regulated Consumer Product | Non-Weatherized, Condensing Ga | 1390 | 256 |  | 08/05/2020 | 79599 | 203359581 | 05/25/2023
Carrier Corp. - Indianapolis | Carrier | 48VGNK240403* | Federally-Regulated Consumer Product | Weatherized Non-Condensing Gas | 1066 | 245 |  | 05/02/2023 | 26216 | 212409601 | 05/25/2023
Carrier Corp. - Indianapolis | Carrier | 58SB0A090E24--20 | Federally-Regulated Consumer Product | Non-Weatherized, Non-Condensin | 1987 | 269 | 269.428 | 10/04/2019 |  |  | 05/25/2023
Carrier Corp. - Indianapolis | Carrier | 48VR-K480903* | Federally-Regulated Consumer Product | Weatherized Non-Condensing Gas | 1763 | 276 |  | 05/02/2023 | 58303 | 212409614 | 05/25/2023
Carrier Corp. - Indianapolis | Carrier | 58TP1A135V24--22 | Federally-Regulated Consumer Product | Non-Weatherized, Non-Condensin | 2420 | 288 | 288.48 | 10/04/2019 |  |  | 05/25/2023
Carrier Corp. - Indianapolis | Carrier | 48VRNK481153* | Federally-Regulated Consumer Product | Weatherized Non-Condensing Gas | 1746 | 275 |  | 05/02/2023 | 75885 | 212409624 | 05/25/2023
Carrier Corp. - Indianapolis | Carrier | 59SC2D100E21--20* | Federally-Regulated Consumer Product | Mobile Home Non-Weatherized, C | 1821 | 275 |  | 08/05/2020 | 99460 | 203359588 | 05/25/2023
Carrier Corp. - Indianapolis | Carrier | 59TP6B080V17--16 | Federally-Regulated Consumer Product | Non-Weatherized, Condensing Ga | 1686 | 269 | 269.184 | 10/04/2019 |  |  | 05/25/2023
Carrier Corp. - Indianapolis | Carrier | 59TN6B100C21--22 | Federally-Regulated Consumer Product | Non-Weatherized, Condensing Ga | 2251 | 294 | 294.044 | 10/04/2019 |  |  | 05/25/2023
Carrier Corp. - Indianapolis | Carrier | 58SB0A070E17--12 | Federally-Regulated Consumer Product | Non-Weatherized, Non-Condensin | 1051 | 228 | 228.244 | 10/04/2019 |  |  | 05/25/2023
Carrier Corp. - Indianapolis | Carrier | 58TN0A110C21--20 | Federally-Regulated Consumer Product | Non-Weatherized, Non-Condensin | 2281 | 282 | 282.364 | 10/04/2019 |  |  | 05/25/2023
Carrier Corp. - Indianapolis | Carrier | 59SC2D040E17--12* | Federally-Regulated Consumer Product | Mobile Home Non-Weatherized, C | 1024 | 240 |  | 08/05/2020 | 39894 | 203359576 | 05/25/2023
Carrier Corp. - Indianapolis | Carrier | 58SB1B070M17--12* | Federally-Regulated Consumer Product | Non-Weatherized, Non-Condensin | 1209 | 235 |  | 03/30/2023 | 65992 | 211780401 | 05/25/2023
Carrier Corp. - Indianapolis | Carrier | 48VRNK360903* | Federally-Regulated Consumer Product | Weatherized Non-Condensing Gas | 1355 | 258 |  | 05/02/2023 | 59892 | 212409622 | 05/25/2023
Carrier Corp. - Indianapolis | Carrier | 48VGUK240603* | Federally-Regulated Consumer Product | Weatherized Non-Condensing Gas | 1136 | 248 |  | 05/02/2023 | 59157 | 212410499 | 05/25/2023
Carrier Corp. - Indianapolis | Carrier | 59TP6B040V17--12*D | Federally-Regulated Consumer Product | Non-Weatherized, Condensing Ga | 1075 | 242 | 242.3 | 10/04/2019 |  |  | 05/25/2023
Carrier Corp. - Indianapolis | Carrier | 59SC2D060E17--14* | Federally-Regulated Consumer Product | Mobile Home Non-Weatherized, C | 1205 | 248 |  | 08/05/2020 | 60119 | 203359580 | 05/25/2023
Carrier Corp. - Indianapolis | Carrier | 58SB0A090E17--14 | Federally-Regulated Consumer Product | Non-Weatherized, Non-Condensin | 1238 | 236 |  | 08/05/2020 | 88097 | 203359595 | 05/25/2023
Carrier Corp. - Indianapolis | Carrier | 58SB0B070M17--12 | Federally-Regulated Consumer Product | Non-Weatherized, Non-Condensin | 1209 | 235 |  | 03/30/2023 | 65992 | 211780399 | 05/25/2023
Carrier Corp. - Indianapolis | Carrier | 58TP1A135V24--22* | Federally-Regulated Consumer Product | Non-Weatherized, Non-Condensin | 2420 | 288 |  | 02/17/2021 | 87246 | 203358811 | 05/25/2023
Carrier Corp. - Indianapolis | Carrier | 59SC2D060E17--14 | Federally-Regulated Consumer Product | Non-Weatherized, Condensing Ga | 1205 | 248 |  | 08/05/2020 | 60119 | 203359579 | 05/25/2023
Carrier Corp. - Indianapolis | Carrier | 58TP1A070V14--12 | Federally-Regulated Consumer Product | Non-Weatherized, Non-Condensin | 1456 | 246 | 246.064 | 10/04/2019 |  |  | 05/25/2023
Carrier Corp. - Indianapolis | Carrier | 58TN1A135C24--22 | Federally-Regulated Consumer Product | Non-Weatherized, Non-Condensin | 2422 | 287 | 288.568 | 10/04/2019 |  |  | 05/25/2023
Carrier Corp. - Indianapolis | Carrier | 48VGNK601153* | Federally-Regulated Consumer Product | Weatherized Non-Condensing Gas | 1746 | 275 |  | 05/02/2023 | 75885 | 212409609 | 05/25/2023
Carrier Corp. - Indianapolis | Carrier | 59TP6B080V17--16*D | Federally-Regulated Consumer Product | Non-Weatherized, Condensing Ga | 1686 | 269 | 269.184 | 10/04/2019 |  |  | 05/25/2023
Carrier Corp. - Indianapolis | Carrier | 58TN0A070C17--16 | Federally-Regulated Consumer Product | Non-Weatherized, Non-Condensin | 1458 | 246 |  | 04/14/2022 | 43592 | 203358828 | 05/25/2023
Carrier Corp. - Indianapolis | Carrier | 59TP6B060V17--14*D | Federally-Regulated Consumer Product | Non-Weatherized, Condensing Ga | 1459 | 259 | 259.196 | 10/04/2019 |  |  | 05/25/2023
Carrier Corp. - Indianapolis | Carrier | 58SB0A155E24--20 | Federally-Regulated Consumer Product | Non-Weatherized, Non-Condensin | 2000 | 270 | 270 | 10/04/2019 |  |  | 05/25/2023
Carrier Corp. - Indianapolis | Carrier | 58TP1A110V21--22* | Federally-Regulated Consumer Product | Non-Weatherized, Non-Condensin | 2435 | 289 | 289.14 | 10/04/2019 |  |  | 05/25/2023
Carrier Corp. - Indianapolis | Carrier | 59SC2D080E17--16* | Federally-Regulated Consumer Product | Mobile Home Non-Weatherized, C | 1390 | 256 |  | 08/05/2020 | 79599 | 203359582 | 05/25/2023
Carrier Corp. - Indianapolis | Carrier | 59CU5A100C21--22 | Federally-Regulated Consumer Product | Non-Weatherized, Condensing Ga | 2271 | 273 |  | 12/09/2020 | 99648 | 206349945 | 05/25/2023
Carrier Corp. - Indianapolis | Carrier | 59SC2D040E14--10* | Federally-Regulated Consumer Product | Mobile Home Non-Weatherized, C | 981 | 238 |  | 08/05/2020 | 40102 | 203359574 | 05/25/2023
Carrier Corp. - Indianapolis | Carrier | 58TN1A090C21--20 | Federally-Regulated Consumer Product | Non-Weatherized, Non-Condensin | 2488 | 291 | 291.472 | 10/04/2019 |  |  | 05/25/2023
Carrier Corp. - Indianapolis | Carrier | 59TN6B060C17--14 | Federally-Regulated Consumer Product | Non-Weatherized, Condensing Ga | 1364 | 255 | 255.016 | 10/04/2019 |  |  | 05/25/2023
Carrier Corp. - Indianapolis | Carrier | 59SC2D080E21--20* | Federally-Regulated Consumer Product | Mobile Home Non-Weatherized, C | 1832 | 276 |  | 08/05/2020 | 79860 | 203359585 | 05/25/2023
Carrier Corp. - Indianapolis | Carrier | 59TN6B100C21--22*D | Federally-Regulated Consumer Product | Non-Weatherized, Condensing Ga | 2251 | 294 | 294.044 | 10/04/2019 |  |  | 05/25/2023
Carrier Corp. - Indianapolis | Carrier | 58TN0A135C24--22 | Federally-Regulated Consumer Product | Non-Weatherized, Non-Condensin | 2422 | 287 | 288.568 | 10/04/2019 |  |  | 05/25/2023
Carrier Corp. - Indianapolis | Carrier | 58TP1A045V14--12 | Federally-Regulated Consumer Product | Non-Weatherized, Non-Condensin | 1205 | 235 | 235.02 | 10/04/2019 |  |  | 05/25/2023
Carrier Corp. - Indianapolis | Carrier | 58SB0A090E21--16 | Federally-Regulated Consumer Product | Non-Weatherized, Non-Condensin | 1450 | 246 |  | 07/29/2020 | 87792 | 203359597 | 05/25/2023
Carrier Corp. - Indianapolis | Carrier | 48VGNK360903* | Federally-Regulated Consumer Product | Weatherized Non-Condensing Gas | 1355 | 258 |  | 05/02/2023 | 59892 | 212409604 | 05/25/2023
Carrier Corp. - Indianapolis | 1HVAC | PGD448115K**0K* | Federally-Regulated Consumer Product | Weatherized Non-Condensing Gas | 2156 | 293 |  | 05/25/2023 | 114957 | 212023619 | 05/25/2023
Carrier Corp. - Indianapolis | 1HVAC | PGD436060K**2K* | Federally-Regulated Consumer Product | Weatherized Non-Condensing Gas | 1442 | 262 |  | 05/25/2023 | 60044 | 212023638 | 05/25/2023
Carrier Corp. - Indianapolis | 1HVAC | PGD436090K**0K* | Federally-Regulated Consumer Product | Weatherized Non-Condensing Gas | 1353 | 258 |  | 05/25/2023 | 89606 | 212023614 | 05/25/2023
Carrier Corp. - Indianapolis | 1HVAC | PGD430060K**2K* | Federally-Regulated Consumer Product | Weatherized Non-Condensing Gas | 1188 | 251 |  | 05/25/2023 | 60125 | 212023637 | 05/25/2023
Carrier Corp. - Indianapolis | 1HVAC | PGD442060K**1K* | Federally-Regulated Consumer Product | Weatherized Non-Condensing Gas | 1478 | 264 |  | 05/25/2023 | 60485 | 212023628 | 05/25/2023
Carrier Corp. - Indianapolis | 1HVAC | PGD424060K**1K* | Federally-Regulated Consumer Product | Weatherized Non-Condensing Gas | 1084 | 246 |  | 05/25/2023 | 60632 | 212023622 | 05/25/2023
Carrier Corp. - Indianapolis | 1HVAC | PGD424040K**1K* | Federally-Regulated Consumer Product | Weatherized Non-Condensing Gas | 1004 | 243 |  | 05/25/2023 | 39874 | 212023621 | 05/25/2023
Carrier Corp. - Indianapolis | 1HVAC | PGD460090K**2K* | Federally-Regulated Consumer Product | Weatherized Non-Condensing Gas | 2114 | 292 |  | 05/25/2023 | 89429 | 212028316 | 05/25/2023
Carrier Corp. - Indianapolis | 1HVAC | PGD448090K**1K* | Federally-Regulated Consumer Product | Weatherized Non-Condensing Gas | 2142 | 293 |  | 05/25/2023 | 89758 | 212023630 | 05/25/2023
Carrier Corp. - Indianapolis | 1HVAC | PGD448115K**1K* | Federally-Regulated Consumer Product | Weatherized Non-Condensing Gas | 2156 | 293 |  | 05/25/2023 | 114957 | 212023631 | 05/25/2023
Carrier Corp. - Indianapolis | 1HVAC | PGD460090K**0K* | Federally-Regulated Consumer Product | Weatherized Non-Condensing Gas | 2142 | 293 |  | 05/25/2023 | 89758 | 212028306 | 05/25/2023
Carrier Corp. - Indianapolis | 1HVAC | PGD448090K**2K* | Federally-Regulated Consumer Product | Weatherized Non-Condensing Gas | 2114 | 292 |  | 05/25/2023 | 89429 | 212023641 | 05/25/2023
Carrier Corp. - Indianapolis | 1HVAC | PGD442090K**1K* | Federally-Regulated Consumer Product | Weatherized Non-Condensing Gas | 1434 | 262 |  | 05/25/2023 | 89946 | 212023629 | 05/25/2023
Carrier Corp. - Indianapolis | 1HVAC | PGD448090K**0K* | Federally-Regulated Consumer Product | Weatherized Non-Condensing Gas | 2142 | 293 |  | 05/25/2023 | 89758 | 212023618 | 05/25/2023
Carrier Corp. - Indianapolis | 1HVAC | PGD436060K**0K* | Federally-Regulated Consumer Product | Weatherized Non-Condensing Gas | 1312 | 256 |  | 05/25/2023 | 60638 | 212023612 | 05/25/2023
Carrier Corp. - Indianapolis | 1HVAC | PGD430060K**0K* | Federally-Regulated Consumer Product | Weatherized Non-Condensing Gas | 1248 | 253 |  | 05/25/2023 | 60151 | 212023611 | 05/25/2023
Carrier Corp. - Indianapolis | 1HVAC | PGD448130K**0K* | Federally-Regulated Consumer Product | Weatherized Non-Condensing Gas | 2038 | 288 |  | 05/25/2023 | 127500 | 212023620 | 05/25/2023
Carrier Corp. - Indianapolis | 1HVAC | PGD424060K**2K* | Federally-Regulated Consumer Product | Weatherized Non-Condensing Gas | 1073 | 246 |  | 05/25/2023 | 60498 | 212023635 | 05/25/2023
Carrier Corp. - Indianapolis | 1HVAC | PGD436060K**1K* | Federally-Regulated Consumer Product | Weatherized Non-Condensing Gas | 1312 | 256 |  | 05/25/2023 | 60638 | 212023626 | 05/25/2023
Carrier Corp. - Indianapolis | 1HVAC | PGD460115K**1K* | Federally-Regulated Consumer Product | Weatherized Non-Condensing Gas | 2156 | 293 |  | 05/25/2023 | 114957 | 212028313 | 05/25/2023
Carrier Corp. - Indianapolis | 1HVAC | PGD430040K**0K* | Federally-Regulated Consumer Product | Weatherized Non-Condensing Gas | 1119 | 248 |  | 05/25/2023 | 40289 | 212023610 | 05/25/2023
Carrier Corp. - Indianapolis | 1HVAC | PGD460130K**1K* | Federally-Regulated Consumer Product | Weatherized Non-Condensing Gas | 2038 | 288 |  | 05/25/2023 | 127500 | 212028315 | 05/25/2023
Carrier Corp. - Indianapolis | 1HVAC | PGD442090K**0K* | Federally-Regulated Consumer Product | Weatherized Non-Condensing Gas | 1434 | 262 |  | 05/25/2023 | 89946 | 212023617 | 05/25/2023
Carrier Corp. - Indianapolis | 1HVAC | PGD460115K**0K* | Federally-Regulated Consumer Product | Weatherized Non-Condensing Gas | 2156 | 293 |  | 05/25/2023 | 114957 | 212028308 | 05/25/2023
Carrier Corp. - Indianapolis | 1HVAC | PGD430060K**1K* | Federally-Regulated Consumer Product | Weatherized Non-Condensing Gas | 1248 | 253 |  | 05/25/2023 | 60151 | 212023625 | 05/25/2023
Carrier Corp. - Indianapolis | 1HVAC | PGD436090K**1K* | Federally-Regulated Consumer Product | Weatherized Non-Condensing Gas | 1353 | 258 |  | 05/25/2023 | 89606 | 212023627 | 05/25/2023
Carrier Corp. - Indianapolis | 1HVAC | PGD460130K**0K* | Federally-Regulated Consumer Product | Weatherized Non-Condensing Gas | 2038 | 288 |  | 05/25/2023 | 127500 | 212028310 | 05/25/2023
Carrier Corp. - Indianapolis | 1HVAC | PGD442090K**2K* | Federally-Regulated Consumer Product | Weatherized Non-Condensing Gas | 1479 | 264 |  | 05/25/2023 | 89913 | 212023640 | 05/25/2023
Carrier Corp. - Indianapolis | 1HVAC | PGD442060K**2K* | Federally-Regulated Consumer Product | Weatherized Non-Condensing Gas | 1413 | 261 |  | 05/25/2023 | 59753 | 212023639 | 05/25/2023
Carrier Corp. - Indianapolis | 1HVAC | PGD424060K**0K* | Federally-Regulated Consumer Product | Weatherized Non-Condensing Gas | 1084 | 246 |  | 05/25/2023 | 60632 | 212023609 | 05/25/2023
Carrier Corp. - Indianapolis | 1HVAC | PGD430040K**1K* | Federally-Regulated Consumer Product | Weatherized Non-Condensing Gas | 1119 | 248 |  | 05/25/2023 | 40289 | 212023623 | 05/25/2023
Carrier Corp. - Indianapolis | 1HVAC | PGD460090K**1K* | Federally-Regulated Consumer Product | Weatherized Non-Condensing Gas | 2142 | 293 |  | 05/25/2023 | 89758 | 212028311 | 05/25/2023
Carrier Corp. - Indianapolis | 1HVAC | PGD424040K**0K* | Federally-Regulated Consumer Product | Weatherized Non-Condensing Gas | 1004 | 243 |  | 05/25/2023 | 39874 | 212023608 | 05/25/2023
Carrier Corp. - Indianapolis | 1HVAC | PGD442060K**0K* | Federally-Regulated Consumer Product | Weatherized Non-Condensing Gas | 1478 | 264 |  | 05/25/2023 | 60485 | 212023616 | 05/25/2023
Carrier Corp. - Indianapolis | 1HVAC | PGD424040K**2K* | Federally-Regulated Consumer Product | Weatherized Non-Condensing Gas | 933 | 240 |  | 05/25/2023 | 45607 | 212023633 | 05/25/2023
Carrier Corp. - Indianapolis | 1HVAC | PGD430040K**2K* | Federally-Regulated Consumer Product | Weatherized Non-Condensing Gas | 1121 | 248 |  | 05/25/2023 | 45305 | 212023636 | 05/25/2023
Carrier Corp. - Indianapolis | 1HVAC | PGD448130K**1K* | Federally-Regulated Consumer Product | Weatherized Non-Condensing Gas | 2038 | 288 |  | 05/25/2023 | 127500 | 212023632 | 05/25/2023
Nordyne, LLC | RunTru | 4YCL4036A1070A | Federally-Regulated Consumer Product | Weatherized Non-Condensing Gas | 1655 | 264 |  | 05/25/2023 | 69854 | 209938354 | 05/25/2023
Nordyne, LLC | RunTru | 4YCL4036B1070A | Federally-Regulated Consumer Product | Weatherized Non-Condensing Gas | 1655 | 264 |  | 05/25/2023 | 69854 | 209938314 | 05/25/2023
Nordyne, LLC | RunTru | 4YCL4042B1100A | Federally-Regulated Consumer Product | Weatherized Non-Condensing Gas | 1913 | 275 |  | 05/25/2023 | 100561 | 209938315 | 05/25/2023
Nordyne, LLC | RunTru | 4YCL4060B1100A | Federally-Regulated Consumer Product | Weatherized Non-Condensing Gas | 2041 | 289 |  | 05/25/2023 | 101000 | 209938317 | 05/25/2023
Nordyne, LLC | RunTru | 4YCL4024B1055A | Federally-Regulated Consumer Product | Weatherized Non-Condensing Gas | 1304 | 240 |  | 05/25/2023 | 55721 | 209938312 | 05/25/2023
Nordyne, LLC | RunTru | 4YCL4030B1070A | Federally-Regulated Consumer Product | Weatherized Non-Condensing Gas | 1655 | 264 |  | 05/25/2023 | 69854 | 209938313 | 05/25/2023
Nordyne, LLC | RunTru | 4YCL4048B1100A | Federally-Regulated Consumer Product | Weatherized Non-Condensing Gas | 2128 | 293 |  | 05/25/2023 | 100965 | 209938316 | 05/25/2023
Nordyne, LLC | RunTru | 4YCL4030A1070A | Federally-Regulated Consumer Product | Weatherized Non-Condensing Gas | 1655 | 264 |  | 05/25/2023 | 69854 | 209938353 | 05/25/2023
Nordyne, LLC | RunTru | 4YCL4024A1055A | Federally-Regulated Consumer Product | Weatherized Non-Condensing Gas | 1304 | 240 |  | 05/25/2023 | 55721 | 209938352 | 05/25/2023
Nordyne, LLC | RunTru | 4YCL4042A1100A | Federally-Regulated Consumer Product | Weatherized Non-Condensing Gas | 1913 | 275 |  | 05/25/2023 | 100561 | 209938355 | 05/25/2023
Nordyne, LLC | RunTru | 4YCL4060A1100A | Federally-Regulated Consumer Product | Weatherized Non-Condensing Gas | 2041 | 289 |  | 05/25/2023 | 101000 | 209938357 | 05/25/2023
Nordyne, LLC | RunTru | 4YCL4048A1100A | Federally-Regulated Consumer Product | Weatherized Non-Condensing Gas | 1913 | 275 |  | 05/25/2023 | 100561 | 209938356 | 05/25/2023
Allied Air | Armstrong | PRPDF1636-090VP-** | Federally-Regulated Consumer Product | Weatherized Non-Condensing Gas | 1342 | 258 |  | 05/25/2023 | 66873 | 206901408 | 05/25/2023
Allied Air | Armstrong | PRPG*1648-108VP-** | Federally-Regulated Consumer Product | Weatherized Non-Condensing Gas | 1765 | 277 |  | 05/25/2023 | 80501 | 206901400 | 05/25/2023
Allied Air | Armstrong | PRPDF1624-072VP-** | Federally-Regulated Consumer Product | Weatherized Non-Condensing Gas | 1330 | 254 |  | 05/25/2023 | 53940 | 206901406 | 05/25/2023
Allied Air | Armstrong | PRPDF1660-126VP-** | Federally-Regulated Consumer Product | Weatherized Non-Condensing Gas | 2027 | 288 |  | 05/25/2023 | 93995 | 206901412 | 05/25/2023
Allied Air | Armstrong | PRPG*1660-126VP-** | Federally-Regulated Consumer Product | Weatherized Non-Condensing Gas | 2027 | 288 |  | 05/25/2023 | 93995 | 206901402 | 05/25/2023
Allied Air | Armstrong | PRPG*1636-072VP-** | Federally-Regulated Consumer Product | Weatherized Non-Condensing Gas | 1341 | 258 |  | 05/25/2023 | 53633 | 206901404 | 05/25/2023
Allied Air | Armstrong | PRPDF1648-108VP-** | Federally-Regulated Consumer Product | Weatherized Non-Condensing Gas | 1765 | 277 |  | 05/25/2023 | 80501 | 206901410 | 05/25/2023
Allied Air | Armstrong | PRPG*1624-072VP-** | Federally-Regulated Consumer Product | Weatherized Non-Condensing Gas | 1330 | 254 |  | 05/25/2023 | 53940 | 206901396 | 05/25/2023
Allied Air | Armstrong | PRPG*1636-090VP-** | Federally-Regulated Consumer Product | Weatherized Non-Condensing Gas | 1342 | 258 |  | 05/25/2023 | 66873 | 206901398 | 05/25/2023
Carrier Corp. - Indianapolis | Goettl | F97CMN0601714A | Federally-Regulated Consumer Product | Non-Weatherized, Condensing Ga | 1392 | 256 |  | 05/25/2023 | 23828 | 205961839 | 05/25/2023
Carrier Corp. - Indianapolis | Goettl | N95ESU0401712A | Federally-Regulated Consumer Product | Non-Weatherized, Condensing Ga | 1165 | 196 |  | 05/25/2023 | 40027 | 205962029 | 05/25/2023
Carrier Corp. - Indianapolis | Goettl | F80CTL0902120A | Federally-Regulated Consumer Product | Non-Weatherized, Non-Condensin | 2488 | 291 |  | 05/25/2023 | 57811 | 205961805 | 05/25/2023
Carrier Corp. - Indianapolis | Goettl | N95ESN1002122A* | Federally-Regulated Consumer Product | Mobile Home Non-Weatherized, C | 2017 | 283 |  | 05/25/2023 | 99705 | 205962020 | 05/25/2023
Carrier Corp. - Indianapolis | Goettl | N80ESL0901714A* | Federally-Regulated Consumer Product | Non-Weatherized, Non-Condensin | 1238 | 236 |  | 05/25/2023 | 88097 | 205961924 | 05/25/2023
Carrier Corp. - Indianapolis | Goettl | F80CSU1002120A | Federally-Regulated Consumer Product | Non-Weatherized, Non-Condensin | 2371 | 286 |  | 05/25/2023 | 99785 | 205961794 | 05/25/2023
Carrier Corp. - Indianapolis | Goettl | N95ESN1202422A*D | Federally-Regulated Consumer Product | Non-Weatherized, Condensing Ga | 2161 | 290 |  | 05/25/2023 | 119834 | 205962026 | 05/25/2023
Carrier Corp. - Indianapolis | Goettl | N95ESN0801716A | Federally-Regulated Consumer Product | Non-Weatherized, Condensing Ga | 1771 | 273 |  | 05/25/2023 | 80331 | 205962007 | 05/25/2023
Carrier Corp. - Indianapolis | Goettl | PDS460090K**1G* | Federally-Regulated Consumer Product | Weatherized Non-Condensing Gas | 2222 | 297 |  | 05/25/2023 | 90150 | 205962101 | 05/25/2023
Carrier Corp. - Indianapolis | Goettl | N96VSN0802120A*D | Federally-Regulated Consumer Product | Non-Weatherized, Condensing Ga | 2231 | 293 |  | 05/25/2023 | 79961 | 205962045 | 05/25/2023
Carrier Corp. - Indianapolis | Goettl | F96VTN1202422A*D | Federally-Regulated Consumer Product | Non-Weatherized, Condensing Ga | 2316 | 297 |  | 05/25/2023 | 77900 | 205961838 | 05/25/2023
Carrier Corp. - Indianapolis | Goettl | N96VSN1002120A*D | Federally-Regulated Consumer Product | Non-Weatherized, Condensing Ga | 2188 | 291 |  | 05/25/2023 | 99935 | 205962047 | 05/25/2023
Carrier Corp. - Indianapolis | Goettl | N95ESU1002122A | Federally-Regulated Consumer Product | Non-Weatherized, Condensing Ga | 2019 | 283 |  | 05/25/2023 | 99431 | 205962033 | 05/25/2023
Carrier Corp. - Indianapolis | Goettl | F80CTL0901716A | Federally-Regulated Consumer Product | Non-Weatherized, Non-Condensin | 1632 | 254 |  | 05/25/2023 | 58169 | 205961803 | 05/25/2023
Carrier Corp. - Indianapolis | Goettl | N95ESN1202422A* | Federally-Regulated Consumer Product | Mobile Home Non-Weatherized, C | 2161 | 290 |  | 05/25/2023 | 119834 | 205962024 | 05/25/2023
Carrier Corp. - Indianapolis | Goettl | F97CMN0801714A*D | Federally-Regulated Consumer Product | Non-Weatherized, Condensing Ga | 1403 | 257 |  | 05/25/2023 | 31213 | 205961844 | 05/25/2023
Carrier Corp. - Indianapolis | Goettl | N95ESU1002120A | Federally-Regulated Consumer Product | Non-Weatherized, Condensing Ga | 2085 | 287 |  | 05/25/2023 | 99583 | 205962032 | 05/25/2023
Carrier Corp. - Indianapolis | Goettl | F80CTL0902120A* | Federally-Regulated Consumer Product | Non-Weatherized, Non-Condensin | 2488 | 291 |  | 05/25/2023 | 57811 | 205961806 | 05/25/2023
Carrier Corp. - Indianapolis | Goettl | PDD424040K**1G* | Federally-Regulated Consumer Product | Weatherized Non-Condensing Gas | 1217 | 253 |  | 05/25/2023 | 40800 | 205962051 | 05/25/2023
Carrier Corp. - Indianapolis | Goettl | G80CTL1352422A* | Federally-Regulated Consumer Product | Non-Weatherized, Non-Condensin | 2422 | 287 |  | 05/25/2023 | 87787 | 205961870 | 05/25/2023
Carrier Corp. - Indianapolis | Goettl | N80ESL0902420A* | Federally-Regulated Consumer Product | Non-Weatherized, Non-Condensin | 1987 | 269 |  | 05/25/2023 | 88320 | 205961930 | 05/25/2023
Carrier Corp. - Indianapolis | Goettl | G80CTL0451712A* | Federally-Regulated Consumer Product | Non-Weatherized, Non-Condensin | 1379 | 243 |  | 05/25/2023 | 29039 | 205961856 | 05/25/2023
Carrier Corp. - Indianapolis | Goettl | N95ESN1202422A | Federally-Regulated Consumer Product | Non-Weatherized, Condensing Ga | 2161 | 290 |  | 05/25/2023 | 119834 | 205962023 | 05/25/2023
Carrier Corp. - Indianapolis | Goettl | F96VTN1002122A*D | Federally-Regulated Consumer Product | Non-Weatherized, Condensing Ga | 2219 | 292 |  | 05/25/2023 | 64715 | 205961836 | 05/25/2023
Carrier Corp. - Indianapolis | Goettl | PDS430060K**1G* | Federally-Regulated Consumer Product | Weatherized Non-Condensing Gas | 1285 | 256 |  | 05/25/2023 | 60738 | 205962085 | 05/25/2023
Carrier Corp. - Indianapolis | Goettl | N95ESN1002120A* | Federally-Regulated Consumer Product | Mobile Home Non-Weatherized, C | 2102 | 287 |  | 05/25/2023 | 99999 | 205962016 | 05/25/2023
Carrier Corp. - Indianapolis | Goettl | PGD424040K**0G* | Federally-Regulated Consumer Product | Weatherized Non-Condensing Gas | 1217 | 253 |  | 05/25/2023 | 40800 | 205962106 | 05/25/2023
Carrier Corp. - Indianapolis | Goettl | PDD460130K**1G* | Federally-Regulated Consumer Product | Weatherized Non-Condensing Gas | 2025 | 288 |  | 05/25/2023 | 126976 | 205962077 | 05/25/2023
Carrier Corp. - Indianapolis | Goettl | F96CTN0601714A*D | Federally-Regulated Consumer Product | Non-Weatherized, Condensing Ga | 1364 | 255 |  | 05/25/2023 | 38749 | 205961812 | 05/25/2023
Carrier Corp. - Indianapolis | Goettl | PDS460090K**0G* | Federally-Regulated Consumer Product | Weatherized Non-Condensing Gas | 2222 | 297 |  | 05/25/2023 | 90150 | 205962100 | 05/25/2023
Carrier Corp. - Indianapolis | Goettl | PGS442090K**0G* | Federally-Regulated Consumer Product | Weatherized Non-Condensing Gas | 1514 | 266 |  | 05/25/2023 | 90002 | 205962187 | 05/25/2023
Carrier Corp. - Indianapolis | Goettl | PDS460115K**0G* | Federally-Regulated Consumer Product | Weatherized Non-Condensing Gas | 2187 | 295 |  | 05/25/2023 | 115163 | 205962102 | 05/25/2023
Carrier Corp. - Indianapolis | Goettl | N96VSN0401410A | Federally-Regulated Consumer Product | Non-Weatherized, Condensing Ga | 1075 | 242 |  | 05/25/2023 | 40086 | 205962034 | 05/25/2023
Carrier Corp. - Indianapolis | Goettl | F97CMN0602120A*D | Federally-Regulated Consumer Product | Non-Weatherized, Condensing Ga | 1897 | 278 |  | 05/25/2023 | 24235 | 205961842 | 05/25/2023
Carrier Corp. - Indianapolis | Goettl | F97CMN0802120A | Federally-Regulated Consumer Product | Non-Weatherized, Condensing Ga | 2026 | 284 |  | 05/25/2023 | 31724 | 205961845 | 05/25/2023
Carrier Corp. - Indianapolis | Goettl | G97CMN0801714A*D | Federally-Regulated Consumer Product | Non-Weatherized, Condensing Ga | 1403 | 257 |  | 05/25/2023 | 31213 | 205961904 | 05/25/2023
Carrier Corp. - Indianapolis | Goettl | PDS436090K**0G* | Federally-Regulated Consumer Product | Weatherized Non-Condensing Gas | 1584 | 269 |  | 05/25/2023 | 90364 | 205962088 | 05/25/2023
Carrier Corp. - Indianapolis | Goettl | N80ESL0902120A | Federally-Regulated Consumer Product | Non-Weatherized, Non-Condensin | 2015 | 271 |  | 05/25/2023 | 88187 | 205961927 | 05/25/2023
Carrier Corp. - Indianapolis | Goettl | N80ESL0902120A* | Federally-Regulated Consumer Product | Non-Weatherized, Non-Condensin | 2015 | 271 |  | 05/25/2023 | 88187 | 205961928 | 05/25/2023
Carrier Corp. - Indianapolis | Goettl | PGD424060K**0G* | Federally-Regulated Consumer Product | Weatherized Non-Condensing Gas | 1285 | 256 |  | 05/25/2023 | 60738 | 205962108 | 05/25/2023
Carrier Corp. - Indianapolis | Goettl | G80CTL0901716A | Federally-Regulated Consumer Product | Non-Weatherized, Non-Condensin | 1632 | 254 |  | 05/25/2023 | 58169 | 205961863 | 05/25/2023
Carrier Corp. - Indianapolis | Goettl | G80CTL0701716A* | Federally-Regulated Consumer Product | Non-Weatherized, Non-Condensin | 1458 | 246 |  | 05/25/2023 | 43592 | 205961860 | 05/25/2023
Carrier Corp. - Indianapolis | Goettl | N96VSN0401712A*D | Federally-Regulated Consumer Product | Non-Weatherized, Condensing Ga | 1103 | 243 |  | 05/25/2023 | 39803 | 205962037 | 05/25/2023
Carrier Corp. - Indianapolis | Goettl | F97CMN1202422A | Federally-Regulated Consumer Product | Non-Weatherized, Condensing Ga | 2271 | 295 |  | 05/25/2023 | 48091 | 205961849 | 05/25/2023
Carrier Corp. - Indianapolis | Goettl | PDS436060K**1G* | Federally-Regulated Consumer Product | Weatherized Non-Condensing Gas | 1687 | 273 |  | 05/25/2023 | 60973 | 205962087 | 05/25/2023
Carrier Corp. - Indianapolis | Goettl | F97CMN1002122A | Federally-Regulated Consumer Product | Non-Weatherized, Condensing Ga | 2192 | 291 |  | 05/25/2023 | 39903 | 205961847 | 05/25/2023
Carrier Corp. - Indianapolis | Goettl | F80CTL0451712A* | Federally-Regulated Consumer Product | Non-Weatherized, Non-Condensin | 1379 | 243 |  | 05/25/2023 | 29039 | 205961796 | 05/25/2023
Carrier Corp. - Indianapolis | Goettl | G95CSU0601716A | Federally-Regulated Consumer Product | Non-Weatherized, Condensing Ga | 1413 | 247 |  | 05/25/2023 | 59505 | 206237487 | 05/25/2023
Carrier Corp. - Indianapolis | Goettl | F95CSU0802120A | Federally-Regulated Consumer Product | Non-Weatherized, Condensing Ga | 2223 | 247 |  | 05/25/2023 | 79567 | 206237499 | 05/25/2023
Carrier Corp. - Indianapolis | Goettl | G80CTL0701716A | Federally-Regulated Consumer Product | Non-Weatherized, Non-Condensin | 1458 | 246 |  | 05/25/2023 | 43592 | 205961859 | 05/25/2023
Carrier Corp. - Indianapolis | Goettl | PGS442090K**1G* | Federally-Regulated Consumer Product | Weatherized Non-Condensing Gas | 1514 | 266 |  | 05/25/2023 | 90002 | 205962188 | 05/25/2023
Carrier Corp. - Indianapolis | Goettl | N95ESN0601412A*D | Federally-Regulated Consumer Product | Non-Weatherized, Condensing Ga | 1176 | 247 |  | 05/25/2023 | 59961 | 205962002 | 05/25/2023
Carrier Corp. - Indianapolis | Goettl | PGD430040K**0H* | Federally-Regulated Consumer Product | Weatherized Non-Condensing Gas | 1217 | 253 |  | 05/25/2023 | 40800 | 205962111 | 05/25/2023
Carrier Corp. - Indianapolis | Goettl | F95CSU1002122A | Federally-Regulated Consumer Product | Non-Weatherized, Condensing Ga | 2271 | 273 |  | 05/25/2023 | 99648 | 206349948 | 05/25/2023
Carrier Corp. - Indianapolis | Goettl | PDS448090K**1G* | Federally-Regulated Consumer Product | Weatherized Non-Condensing Gas | 2067 | 290 |  | 05/25/2023 | 90607 | 205962095 | 05/25/2023
Carrier Corp. - Indianapolis | Goettl | F97CMN0802120A*D | Federally-Regulated Consumer Product | Non-Weatherized, Condensing Ga | 2026 | 284 |  | 05/25/2023 | 31724 | 205961846 | 05/25/2023
Carrier Corp. - Indianapolis | Goettl | N95ESN1002122A*D | Federally-Regulated Consumer Product | Non-Weatherized, Condensing Ga | 2017 | 283 |  | 05/25/2023 | 99705 | 205962022 | 05/25/2023
Carrier Corp. - Indianapolis | Goettl | N95ESN0401712A*D | Federally-Regulated Consumer Product | Non-Weatherized, Condensing Ga | 998 | 239 |  | 05/25/2023 | 40139 | 205961998 | 05/25/2023
Carrier Corp. - Indianapolis | Goettl | F96VTN1002120A | Federally-Regulated Consumer Product | Non-Weatherized, Condensing Ga | 2106 | 288 |  | 05/25/2023 | 65205 | 205961833 | 05/25/2023
Carrier Corp. - Indianapolis | Goettl | N95ESN0802120A**D | Federally-Regulated Consumer Product | Mobile Home Non-Weatherized, C | 1837 | 276 |  | 05/25/2023 | 79777 | 205962013 | 05/25/2023
Carrier Corp. - Indianapolis | Goettl | G96CTN0601714A*D | Federally-Regulated Consumer Product | Non-Weatherized, Condensing Ga | 1364 | 255 |  | 05/25/2023 | 38749 | 205961872 | 05/25/2023
Carrier Corp. - Indianapolis | BROCK | PG80MSAA36045A | Federally-Regulated Consumer Product | Non-Weatherized, Non-Condensin | 1161 | 233 |  | 05/25/2023 | 44099 | 211780571 | 05/25/2023
Carrier Corp. - Syracuse | Arcoaire | RGW048KE* | Federally-Regulated Consumer Product | Weatherized Non-Condensing Gas | 2640 | 312 |  | 05/25/2023 | 73 | 202535130 | 05/25/2023
Carrier Corp. - Syracuse | Arcoaire | RGW060KR* | Federally-Regulated Consumer Product | Weatherized Non-Condensing Gas | 2694 | 302 |  | 05/25/2023 | 73 | 202535139 | 05/25/2023
Carrier Corp. - Indianapolis | Arcoaire | N96MSN0801716A*D | Federally-Regulated Consumer Product | Non-Weatherized, Condensing Ga | 1671 | 269 |  | 05/25/2023 | 79335 | 211779323 | 05/25/2023
Carrier Corp. - Indianapolis | Arcoaire | N95MSU0401712A | Federally-Regulated Consumer Product | Non-Weatherized, Condensing Ga | 1244 | 250 |  | 05/25/2023 | 40132 | 211781269 | 05/25/2023
Carrier Corp. - Indianapolis | Arcoaire | PGD460090K**0G* | Federally-Regulated Consumer Product | Weatherized Non-Condensing Gas | 2222 | 297 |  | 05/25/2023 | 90150 | 204037501 | 05/25/2023
Carrier Corp. - Indianapolis | Arcoaire | PGD424040K**1G* | Federally-Regulated Consumer Product | Weatherized Non-Condensing Gas | 1217 | 253 |  | 05/25/2023 | 40800 | 204037504 | 05/25/2023
Carrier Corp. - Indianapolis | Arcoaire | PDD460130K**1K* | Federally-Regulated Consumer Product | Weatherized Non-Condensing Gas | 2038 | 289 |  | 05/25/2023 | 126976 | 212038600 | 05/25/2023
Carrier Corp. - Indianapolis | Arcoaire | N80MSN0451714A | Federally-Regulated Consumer Product | Non-Weatherized, Non-Condensin | 1343 | 241 |  | 05/25/2023 | 43896 | 211779925 | 05/25/2023
Carrier Corp. - Indianapolis | Arcoaire | N96MSN0401410A | Federally-Regulated Consumer Product | Non-Weatherized, Condensing Ga | 1017 | 240 |  | 05/25/2023 | 40102 | 211779170 | 05/25/2023
Carrier Corp. - Indianapolis | Arcoaire | N80MSU1002120A | Federally-Regulated Consumer Product | Non-Weatherized, Non-Condensin | 2444 | 290 |  | 05/25/2023 | 99795 | 211781257 | 05/25/2023
Carrier Corp. - Indianapolis | Arcoaire | N92MSN0801716A* | Federally-Regulated Consumer Product | Mobile Home Non-Weatherized, C | 1845 | 276 |  | 05/25/2023 | 80520 | 211778925 | 05/25/2023
Carrier Corp. - Indianapolis | Arcoaire | N80VSL0702120A | Federally-Regulated Consumer Product | Non-Weatherized, Non-Condensin | 2147 | 275 |  | 05/25/2023 | 65668 | 204278324 | 05/25/2023
Carrier Corp. - Indianapolis | Arcoaire | N92MSN0601714A* | Federally-Regulated Consumer Product | Mobile Home Non-Weatherized, C | 1381 | 256 |  | 05/25/2023 | 60143 | 211778907 | 05/25/2023
Carrier Corp. - Indianapolis | Arcoaire | N80MSL1102120A* | Federally-Regulated Consumer Product | Non-Weatherized, Non-Condensin | 2444 | 290 |  | 05/25/2023 | 110371 | 211780166 | 05/25/2023
Carrier Corp. - Indianapolis | Arcoaire | N92MSN0601412A* | Federally-Regulated Consumer Product | Mobile Home Non-Weatherized, C | 1277 | 251 |  | 05/25/2023 | 60142 | 211778889 | 05/25/2023
Carrier Corp. - Indianapolis | Arcoaire | PDD460115K**0K* | Federally-Regulated Consumer Product | Weatherized Non-Condensing Gas | 2156 | 294 |  | 05/25/2023 | 115163 | 212038595 | 05/25/2023
Carrier Corp. - Indianapolis | Arcoaire | N95ESN0401712A**D | Federally-Regulated Consumer Product | Mobile Home Non-Weatherized, C | 998 | 239 |  | 05/25/2023 | 40139 | 203360642 | 05/25/2023
Carrier Corp. - Indianapolis | Arcoaire | N80MSN0902420A | Federally-Regulated Consumer Product | Non-Weatherized, Non-Condensin | 2131 | 276 |  | 05/25/2023 | 87422 | 211779932 | 05/25/2023
Carrier Corp. - Indianapolis | Arcoaire | N80MSL1552420A* | Federally-Regulated Consumer Product | Non-Weatherized, Non-Condensin | 2004 | 270 |  | 05/25/2023 | 153757 | 211780169 | 05/25/2023
Carrier Corp. - Indianapolis | Arcoaire | F80CTL0902120A* | Federally-Regulated Consumer Product | Non-Weatherized, Non-Condensin | 2488 | 291 |  | 05/25/2023 | 57811 | 203358958 | 05/25/2023
Carrier Corp. - Indianapolis | Arcoaire | N96MSN0401712A | Federally-Regulated Consumer Product | Non-Weatherized, Condensing Ga | 1097 | 243 |  | 05/25/2023 | 40216 | 211779206 | 05/25/2023
Carrier Corp. - Indianapolis | Arcoaire | N96MSN0601412A**D | Federally-Regulated Consumer Product | Mobile Home Non-Weatherized, C | 1218 | 249 |  | 05/25/2023 | 60319 | 211779260 | 05/25/2023
Carrier Corp. - Indianapolis | Arcoaire | N95MSU1002120A | Federally-Regulated Consumer Product | Non-Weatherized, Condensing Ga | 2049 | 285 |  | 05/25/2023 | 100109 | 211781302 | 05/25/2023
Carrier Corp. - Indianapolis | Arcoaire | N96MSN0601716A**D | Federally-Regulated Consumer Product | Mobile Home Non-Weatherized, C | 1611 | 266 |  | 05/25/2023 | 59946 | 211779296 | 05/25/2023
Carrier Corp. - Indianapolis | Arcoaire | PDD430060K**1K* | Federally-Regulated Consumer Product | Weatherized Non-Condensing Gas | 1118 | 248 |  | 05/25/2023 | 60738 | 210589529 | 05/25/2023
Carrier Corp. - Indianapolis | Arcoaire | N80MSL1102120A | Federally-Regulated Consumer Product | Non-Weatherized, Non-Condensin | 2444 | 290 |  | 05/25/2023 | 110371 | 211780051 | 05/25/2023
Carrier Corp. - Indianapolis | Arcoaire | N92MSN0601412A | Federally-Regulated Consumer Product | Non-Weatherized, Condensing Ga | 1277 | 251 |  | 05/25/2023 | 60142 | 211778880 | 05/25/2023
Carrier Corp. - Indianapolis | Arcoaire | PGS460115K**0G* | Federally-Regulated Consumer Product | Weatherized Non-Condensing Gas | 2187 | 295 |  | 05/25/2023 | 115163 | 204037528 | 05/25/2023
Carrier Corp. - Indianapolis | Arcoaire | N95MSU0802120A | Federally-Regulated Consumer Product | Non-Weatherized, Condensing Ga | 2132 | 289 |  | 05/25/2023 | 80309 | 211781291 | 05/25/2023
Carrier Corp. - Indianapolis | Arcoaire | N80MSL0451412A* | Federally-Regulated Consumer Product | Non-Weatherized, Non-Condensin | 1161 | 233 |  | 05/25/2023 | 44099 | 211780158 | 05/25/2023
Carrier Corp. - Indianapolis | Arcoaire | N92MSN0401412A* | Federally-Regulated Consumer Product | Mobile Home Non-Weatherized, C | 1089 | 243 |  | 05/25/2023 | 39846 | 211778853 | 05/25/2023
Carrier Corp. - Indianapolis | Arcoaire | N96MSN0801716A**D | Federally-Regulated Consumer Product | Mobile Home Non-Weatherized, C | 1671 | 269 |  | 05/25/2023 | 79335 | 211779314 | 05/25/2023
Carrier Corp. - Indianapolis | Arcoaire | N80MSL0902120A | Federally-Regulated Consumer Product | Non-Weatherized, Non-Condensin | 2438 | 289 |  | 05/25/2023 | 88368 | 211780050 | 05/25/2023
Carrier Corp. - Indianapolis | Arcoaire | N96MSN0801716A* | Federally-Regulated Consumer Product | Mobile Home Non-Weatherized, C | 1671 | 269 |  | 05/25/2023 | 79335 | 211780737 | 05/25/2023
Carrier Corp. - Indianapolis | Arcoaire | F80CTL0702120A | Federally-Regulated Consumer Product | Non-Weatherized, Non-Condensin | 2239 | 281 |  | 05/25/2023 | 43857 | 203358861 | 05/25/2023
Carrier Corp. - Indianapolis | Arcoaire | F80CTL0701716A | Federally-Regulated Consumer Product | Non-Weatherized, Non-Condensin | 1458 | 246 |  | 05/25/2023 | 43592 | 203358860 | 05/25/2023
Carrier Corp. - Indianapolis | Arcoaire | F80CTL0451712A | Federally-Regulated Consumer Product | Non-Weatherized, Non-Condensin | 1379 | 243 |  | 05/25/2023 | 29039 | 203358858 | 05/25/2023
Carrier Corp. - Indianapolis | Arcoaire | N80MSL0901714A* | Federally-Regulated Consumer Product | Non-Weatherized, Non-Condensin | 1592 | 252 |  | 05/25/2023 | 88547 | 211780163 | 05/25/2023
Carrier Corp. - Indianapolis | Arcoaire | F80CTL1352422A* | Federally-Regulated Consumer Product | Non-Weatherized, Non-Condensin | 2422 | 287 |  | 05/25/2023 | 87787 | 203358960 | 05/25/2023
Carrier Corp. - Indianapolis | Arcoaire | N80MSL0701412A | Federally-Regulated Consumer Product | Non-Weatherized, Non-Condensin | 1170 | 233 |  | 05/25/2023 | 65912 | 211780045 | 05/25/2023
Carrier Corp. - Indianapolis | Arcoaire | N80MSN1102120A | Federally-Regulated Consumer Product | Non-Weatherized, Non-Condensin | 2444 | 290 |  | 05/25/2023 | 110371 | 211779933 | 05/25/2023
Carrier Corp. - Indianapolis | Arcoaire | N92MSN1002120A | Federally-Regulated Consumer Product | Non-Weatherized, Condensing Ga | 1931 | 280 |  | 05/25/2023 | 100411 | 211778952 | 05/25/2023
Carrier Corp. - Indianapolis | Arcoaire | N80MSN0701412A | Federally-Regulated Consumer Product | Non-Weatherized, Non-Condensin | 1170 | 233 |  | 05/25/2023 | 65912 | 211779926 | 05/25/2023
Carrier Corp. - Indianapolis | Arcoaire | N80MSL0701712A* | Federally-Regulated Consumer Product | Non-Weatherized, Non-Condensin | 1209 | 235 |  | 05/25/2023 | 65992 | 211780161 | 05/25/2023
Carrier Corp. - Indianapolis | Arcoaire | N80VSL0702120A* | Federally-Regulated Consumer Product | Non-Weatherized, Non-Condensin | 2147 | 275 |  | 05/25/2023 | 65668 | 204278390 | 05/25/2023
Carrier Corp. - Indianapolis | Arcoaire | N80MSN0701716A | Federally-Regulated Consumer Product | Non-Weatherized, Non-Condensin | 1776 | 260 |  | 05/25/2023 | 65952 | 211780352 | 05/25/2023
Carrier Corp. - Indianapolis | Arcoaire | N80VSL0451716A | Federally-Regulated Consumer Product | Non-Weatherized, Non-Condensin | 1431 | 244 |  | 05/25/2023 | 44106 | 204278322 | 05/25/2023
Carrier Corp. - Indianapolis | Arcoaire | N80MSL0451714A* | Federally-Regulated Consumer Product | Non-Weatherized, Non-Condensin | 1343 | 241 |  | 05/25/2023 | 43896 | 211780159 | 05/25/2023
Carrier Corp. - Indianapolis | Arcoaire | F80CTL1102120A* | Federally-Regulated Consumer Product | Non-Weatherized, Non-Condensin | 2281 | 282 |  | 05/25/2023 | 72565 | 203358959 | 05/25/2023
Carrier Corp. - Indianapolis | Arcoaire | F80CTL0901716A | Federally-Regulated Consumer Product | Non-Weatherized, Non-Condensin | 1632 | 254 |  | 05/25/2023 | 58169 | 203358862 | 05/25/2023
Carrier Corp. - Indianapolis | Arcoaire | N95ESN1002120A*D | Federally-Regulated Consumer Product | Non-Weatherized, Condensing Ga | 2102 | 287 |  | 05/25/2023 | 99999 | 203360810 | 05/25/2023
Carrier Corp. - Indianapolis | Arcoaire | N92MSN0401712A | Federally-Regulated Consumer Product | Non-Weatherized, Condensing Ga | 1092 | 243 |  | 05/25/2023 | 39895 | 211778862 | 05/25/2023
Carrier Corp. - Indianapolis | Arcoaire | PGR548090K**1G* | Federally-Regulated Consumer Product | Weatherized Non-Condensing Gas | 1918 | 283 |  | 05/25/2023 | 58473 | 204037565 | 05/25/2023
Carrier Corp. - Indianapolis | Arcoaire | N80MSU0802120A | Federally-Regulated Consumer Product | Non-Weatherized, Non-Condensin | 2436 | 289 |  | 05/25/2023 | 80342 | 211781354 | 05/25/2023
Carrier Corp. - Indianapolis | Arcoaire | N80MSU0401712A | Federally-Regulated Consumer Product | Non-Weatherized, Non-Condensin | 1440 | 245 |  | 05/25/2023 | 40185 | 211781241 | 05/25/2023
Carrier Corp. - Indianapolis | Arcoaire | N80ESN1102120A | Federally-Regulated Consumer Product | Non-Weatherized, Non-Condensin | 2177 | 278 |  | 05/25/2023 | 110527 | 203359706 | 05/25/2023
Carrier Corp. - Indianapolis | Arcoaire | F80CTL0902120A | Federally-Regulated Consumer Product | Non-Weatherized, Non-Condensin | 2488 | 291 |  | 05/25/2023 | 57811 | 203358863 | 05/25/2023
Carrier Corp. - Indianapolis | Arcoaire | N96MSN0801716A | Federally-Regulated Consumer Product | Non-Weatherized, Condensing Ga | 1671 | 269 |  | 05/25/2023 | 79335 | 211780728 | 05/25/2023
Carrier Corp. - Indianapolis | Arcoaire | PDD460115K**1K* | Federally-Regulated Consumer Product | Weatherized Non-Condensing Gas | 2156 | 294 |  | 05/25/2023 | 115163 | 212038599 | 05/25/2023
Carrier Corp. - Indianapolis | Arcoaire | F80CTL1352422A | Federally-Regulated Consumer Product | Non-Weatherized, Non-Condensin | 2422 | 287 |  | 05/25/2023 | 87787 | 203358865 | 05/25/2023
Carrier Corp. - Indianapolis | Arcoaire | PDD460115K**0G* | Federally-Regulated Consumer Product | Weatherized Non-Condensing Gas | 2187 | 295 |  | 05/25/2023 | 115163 | 204037450 | 05/25/2023
Carrier Corp. - Indianapolis | Arcoaire | N92MSN1002120A* | Federally-Regulated Consumer Product | Mobile Home Non-Weatherized, C | 1931 | 280 |  | 05/25/2023 | 100411 | 211778961 | 05/25/2023
Carrier Corp. - Indianapolis | Arcoaire | N80ESL0451712A | Federally-Regulated Consumer Product | Non-Weatherized, Non-Condensin | 1206 | 235 |  | 05/25/2023 | 44058 | 203360015 | 05/25/2023
Carrier Corp. - Indianapolis | Arcoaire | N96MSN1202422A* | Federally-Regulated Consumer Product | Mobile Home Non-Weatherized, C | 2308 | 297 |  | 05/25/2023 | 119661 | 211779449 | 05/25/2023
Carrier Corp. - Indianapolis | Arcoaire | N96MSN0601716A* | Federally-Regulated Consumer Product | Mobile Home Non-Weatherized, C | 1611 | 266 |  | 05/25/2023 | 59946 | 211779287 | 05/25/2023
Carrier Corp. - Indianapolis | Arcoaire | N96MSN0601716A*D | Federally-Regulated Consumer Product | Non-Weatherized, Condensing Ga | 1611 | 266 |  | 05/25/2023 | 59946 | 211779305 | 05/25/2023
Carrier Corp. - Indianapolis | Arcoaire | N80MSN0702116A | Federally-Regulated Consumer Product | Non-Weatherized, Non-Condensin | 1949 | 268 |  | 05/25/2023 | 66143 | 211779928 | 05/25/2023
Carrier Corp. - Syracuse | Carrier | 48GCH*06***3* | Federally-Regulated Consumer Product | Weatherized Non-Condensing Gas | 2730 | 315 |  | 05/25/2023 | 82000 | 208131897 | 05/25/2023
Carrier Corp. - Syracuse | Carrier | 48GCH*04***3* | Federally-Regulated Consumer Product | Weatherized Non-Condensing Gas | 1520 | 262 |  | 05/25/2023 | 82000 | 208131895 | 05/25/2023
Carrier Corp. - Syracuse | Carrier | 48FCH*06***3* | Federally-Regulated Consumer Product | Weatherized Non-Condensing Gas | 2730 | 315 |  | 05/25/2023 | 82000 | 208131894 | 05/25/2023
Carrier Corp. - Indianapolis | Carrier | 59SC2D120E24--20 | Federally-Regulated Consumer Product | Non-Weatherized, Condensing Ga | 1904 | 279 |  | 05/25/2023 | 119302 | 203359590 | 05/25/2023
Carrier Corp. - Indianapolis | Carrier | 58SB0A110E24--20 | Federally-Regulated Consumer Product | Non-Weatherized, Non-Condensin | 2027 | 271 |  | 05/25/2023 | 109826 | 203359605 | 05/25/2023
Carrier Corp. - Indianapolis | Carrier | 59SC2D040E17--12 | Federally-Regulated Consumer Product | Non-Weatherized, Condensing Ga | 1024 | 240 |  | 05/25/2023 | 39894 | 203359575 | 05/25/2023
Carrier Corp. - Indianapolis | Carrier | 48VR-K600903* | Federally-Regulated Consumer Product | Weatherized Non-Condensing Gas | 1752 | 276 |  | 05/25/2023 | 58657 | 212409617 | 05/25/2023
Carrier Corp. - Indianapolis | Carrier | 59SC2D060E14--12* | Federally-Regulated Consumer Product | Mobile Home Non-Weatherized, C | 945 | 237 |  | 05/25/2023 | 59375 | 203359578 | 05/25/2023
Carrier Corp. - Indianapolis | Carrier | 59SC2D080E17--16 | Federally-Regulated Consumer Product | Non-Weatherized, Condensing Ga | 1390 | 256 |  | 05/25/2023 | 79599 | 203359581 | 05/25/2023
Carrier Corp. - Indianapolis | Carrier | 48VGNK240403* | Federally-Regulated Consumer Product | Weatherized Non-Condensing Gas | 1066 | 245 |  | 05/25/2023 | 26216 | 212409601 | 05/25/2023
Carrier Corp. - Indianapolis | Carrier | 58SB0A090E24--20 | Federally-Regulated Consumer Product | Non-Weatherized, Non-Condensin | 1987 | 269 |  | 05/25/2023 | 88320 | 203359601 | 05/25/2023
Carrier Corp. - Indianapolis | Carrier | 48VR-K480903* | Federally-Regulated Consumer Product | Weatherized Non-Condensing Gas | 1763 | 276 |  | 05/25/2023 | 58303 | 212409614 | 05/25/2023
Carrier Corp. - Indianapolis | Carrier | 58TP1A135V24--22 | Federally-Regulated Consumer Product | Non-Weatherized, Non-Condensin | 2420 | 288 |  | 05/25/2023 | 87246 | 203358790 | 05/25/2023
Carrier Corp. - Indianapolis | Carrier | 48VRNK481153* | Federally-Regulated Consumer Product | Weatherized Non-Condensing Gas | 1746 | 275 |  | 05/25/2023 | 75885 | 212409624 | 05/25/2023
Carrier Corp. - Indianapolis | Carrier | 59SC2D100E21--20* | Federally-Regulated Consumer Product | Mobile Home Non-Weatherized, C | 1821 | 275 |  | 05/25/2023 | 99460 | 203359588 | 05/25/2023
Carrier Corp. - Indianapolis | Carrier | 59TP6B080V17--16 | Federally-Regulated Consumer Product | Non-Weatherized, Condensing Ga | 1686 | 269 |  | 05/25/2023 | 51540 | 203359139 | 05/25/2023
Carrier Corp. - Indianapolis | Carrier | 59TN6B100C21--22 | Federally-Regulated Consumer Product | Non-Weatherized, Condensing Ga | 2251 | 294 |  | 05/25/2023 | 64767 | 203359296 | 05/25/2023
Carrier Corp. - Indianapolis | Carrier | 58SB0A070E17--12 | Federally-Regulated Consumer Product | Non-Weatherized, Non-Condensin | 1051 | 228 |  | 05/25/2023 | 65904 | 203359591 | 05/25/2023
Carrier Corp. - Indianapolis | Carrier | 58TN0A110C21--20 | Federally-Regulated Consumer Product | Non-Weatherized, Non-Condensin | 2281 | 282 |  | 05/25/2023 | 72565 | 203358832 | 05/25/2023
Carrier Corp. - Indianapolis | Carrier | 59SC2D040E17--12* | Federally-Regulated Consumer Product | Mobile Home Non-Weatherized, C | 1024 | 240 |  | 05/25/2023 | 39894 | 203359576 | 05/25/2023
Carrier Corp. - Indianapolis | Carrier | 58SB1B070M17--12* | Federally-Regulated Consumer Product | Non-Weatherized, Non-Condensin | 1209 | 235 |  | 05/25/2023 | 65992 | 211780401 | 05/25/2023
Carrier Corp. - Indianapolis | Carrier | 48VRNK360903* | Federally-Regulated Consumer Product | Weatherized Non-Condensing Gas | 1355 | 258 |  | 05/25/2023 | 59892 | 212409622 | 05/25/2023
Carrier Corp. - Indianapolis | Carrier | 48VGUK240603* | Federally-Regulated Consumer Product | Weatherized Non-Condensing Gas | 1136 | 248 |  | 05/25/2023 | 59157 | 212410499 | 05/25/2023
Carrier Corp. - Indianapolis | Carrier | 59TP6B040V17--12*D | Federally-Regulated Consumer Product | Non-Weatherized, Condensing Ga | 1075 | 242 |  | 05/25/2023 | 25768 | 203359143 | 05/25/2023
Carrier Corp. - Indianapolis | Carrier | 59SC2D060E17--14* | Federally-Regulated Consumer Product | Mobile Home Non-Weatherized, C | 1205 | 248 |  | 05/25/2023 | 60119 | 203359580 | 05/25/2023
Carrier Corp. - Indianapolis | Carrier | 58SB0A090E17--14 | Federally-Regulated Consumer Product | Non-Weatherized, Non-Condensin | 1238 | 236 |  | 05/25/2023 | 88097 | 203359595 | 05/25/2023
Carrier Corp. - Indianapolis | Carrier | 58SB0B070M17--12 | Federally-Regulated Consumer Product | Non-Weatherized, Non-Condensin | 1209 | 235 |  | 05/25/2023 | 65992 | 211780399 | 05/25/2023
Carrier Corp. - Indianapolis | Carrier | 58TP1A135V24--22* | Federally-Regulated Consumer Product | Non-Weatherized, Non-Condensin | 2420 | 288 |  | 05/25/2023 | 87246 | 203358811 | 05/25/2023
Carrier Corp. - Indianapolis | Carrier | 59SC2D060E17--14 | Federally-Regulated Consumer Product | Non-Weatherized, Condensing Ga | 1205 | 248 |  | 05/25/2023 | 60119 | 203359579 | 05/25/2023
Carrier Corp. - Indianapolis | Carrier | 58TP1A070V14--12 | Federally-Regulated Consumer Product | Non-Weatherized, Non-Condensin | 1456 | 246 |  | 05/25/2023 | 43558 | 203358785 | 05/25/2023
Carrier Corp. - Indianapolis | Carrier | 58TN1A135C24--22 | Federally-Regulated Consumer Product | Non-Weatherized, Non-Condensin | 2422 | 287 |  | 05/25/2023 | 87787 | 203358849 | 05/25/2023
Carrier Corp. - Indianapolis | Carrier | 48VGNK601153* | Federally-Regulated Consumer Product | Weatherized Non-Condensing Gas | 1746 | 275 |  | 05/25/2023 | 75885 | 212409609 | 05/25/2023
Carrier Corp. - Indianapolis | Carrier | 59TP6B080V17--16*D | Federally-Regulated Consumer Product | Non-Weatherized, Condensing Ga | 1686 | 269 |  | 05/25/2023 | 51540 | 203359145 | 05/25/2023
Carrier Corp. - Indianapolis | Carrier | 58TN0A070C17--16 | Federally-Regulated Consumer Product | Non-Weatherized, Non-Condensin | 1458 | 246 |  | 05/25/2023 | 43592 | 203358828 | 05/25/2023
Carrier Corp. - Indianapolis | Carrier | 59TP6B060V17--14*D | Federally-Regulated Consumer Product | Non-Weatherized, Condensing Ga | 1459 | 259 |  | 05/25/2023 | 39051 | 203359144 | 05/25/2023
Carrier Corp. - Indianapolis | Carrier | 58SB0A155E24--20 | Federally-Regulated Consumer Product | Non-Weatherized, Non-Condensin | 2000 | 270 |  | 05/25/2023 | 153106 | 203359609 | 05/25/2023
Carrier Corp. - Indianapolis | Carrier | 58TP1A110V21--22* | Federally-Regulated Consumer Product | Non-Weatherized, Non-Condensin | 2435 | 289 |  | 05/25/2023 | 72702 | 203358810 | 05/25/2023
Carrier Corp. - Indianapolis | Carrier | 59SC2D080E17--16* | Federally-Regulated Consumer Product | Mobile Home Non-Weatherized, C | 1390 | 256 |  | 05/25/2023 | 79599 | 203359582 | 05/25/2023
Carrier Corp. - Indianapolis | Carrier | 59CU5A100C21--22 | Federally-Regulated Consumer Product | Non-Weatherized, Condensing Ga | 2271 | 273 |  | 05/25/2023 | 99648 | 206349945 | 05/25/2023
Carrier Corp. - Indianapolis | Carrier | 59SC2D040E14--10* | Federally-Regulated Consumer Product | Mobile Home Non-Weatherized, C | 981 | 238 |  | 05/25/2023 | 40102 | 203359574 | 05/25/2023
Carrier Corp. - Indianapolis | Carrier | 58TN1A090C21--20 | Federally-Regulated Consumer Product | Non-Weatherized, Non-Condensin | 2488 | 291 |  | 05/25/2023 | 57811 | 203358847 | 05/25/2023
Carrier Corp. - Indianapolis | Carrier | 59TN6B060C17--14 | Federally-Regulated Consumer Product | Non-Weatherized, Condensing Ga | 1364 | 255 |  | 05/25/2023 | 38749 | 203359293 | 05/25/2023
Carrier Corp. - Indianapolis | Carrier | 59SC2D080E21--20* | Federally-Regulated Consumer Product | Mobile Home Non-Weatherized, C | 1832 | 276 |  | 05/25/2023 | 79860 | 203359585 | 05/25/2023
Carrier Corp. - Indianapolis | Carrier | 59TN6B100C21--22*D | Federally-Regulated Consumer Product | Non-Weatherized, Condensing Ga | 2251 | 294 |  | 05/25/2023 | 64767 | 203359301 | 05/25/2023
Carrier Corp. - Indianapolis | Carrier | 58TN0A135C24--22 | Federally-Regulated Consumer Product | Non-Weatherized, Non-Condensin | 2422 | 287 |  | 05/25/2023 | 87787 | 203358833 | 05/25/2023
Carrier Corp. - Indianapolis | Carrier | 58TP1A045V14--12 | Federally-Regulated Consumer Product | Non-Weatherized, Non-Condensin | 1205 | 235 |  | 05/25/2023 | 28909 | 203358784 | 05/25/2023
Carrier Corp. - Indianapolis | Carrier | 58SB0A090E21--16 | Federally-Regulated Consumer Product | Non-Weatherized, Non-Condensin | 1450 | 246 |  | 05/25/2023 | 87792 | 203359597 | 05/25/2023
Carrier Corp. - Indianapolis | Carrier | 48VGNK360903* | Federally-Regulated Consumer Product | Weatherized Non-Condensing Gas | 1355 | 258 |  | 05/25/2023 | 59892 | 212409604 | 05/25/2023
Rheem Sales Company, Inc. | RUSSELL | S802V0504A17UHSBAP | Federally-Regulated Consumer Product | Non-Weatherized, Non-Condensin | 1712 | 257 |  | 05/25/2023 | 34534 | 211806606 | 05/25/2023
Rheem Sales Company, Inc. | RUSSELL | S801T0503A14DZN | Federally-Regulated Consumer Product | Non-Weatherized, Non-Condensin | 1223 | 236 |  | 05/25/2023 | 51119 | 208242438 | 05/25/2023
Rheem Sales Company, Inc. | RUSSELL | RGEA14036AJT06XAC | Federally-Regulated Consumer Product | Weatherized Non-Condensing Gas | 1430 | 262 |  | 05/25/2023 | 99665 | 206606619 | 05/25/2023
Rheem Sales Company, Inc. | RUSSELL | S951V0855A21M4 | Federally-Regulated Consumer Product | Non-Weatherized, Condensing Ga | 1851 | 246 |  | 05/25/2023 | 84247 | 208676317 | 05/25/2023
Rheem Sales Company, Inc. | RUSSELL | RGEAZR030AJT061NA | Federally-Regulated Consumer Product | Weatherized Non-Condensing Gas | 1342 | 258 |  | 05/25/2023 | 61240 | 208676410 | 05/25/2023
Rheem Sales Company, Inc. | RUSSELL | RGEA14030AJT06XAC | Federally-Regulated Consumer Product | Weatherized Non-Condensing Gas | 1147 | 249 |  | 05/25/2023 | 79965 | 206606601 | 05/25/2023
Rheem Sales Company, Inc. | RUSSELL | RGECZR048AJT12**B | Federally-Regulated Consumer Product | Weatherized Non-Condensing Gas | 1902 | 259 |  | 05/25/2023 | 84032 | 206778657 | 05/25/2023
Rheem Sales Company, Inc. | RUSSELL | RGEA14036AJT10XAC | Federally-Regulated Consumer Product | Weatherized Non-Condensing Gas | 1430 | 262 |  | 05/25/2023 | 99665 | 206606637 | 05/25/2023
Rheem Sales Company, Inc. | RUSSELL | S962V0703A17M4S | Federally-Regulated Consumer Product | Non-Weatherized, Condensing Ga | 1290 | 252 |  | 05/25/2023 | 48940 | 208243353 | 05/25/2023
Rheem Sales Company, Inc. | RUSSELL | RGEA14036AJT101AC | Federally-Regulated Consumer Product | Weatherized Non-Condensing Gas | 1430 | 262 |  | 05/25/2023 | 99665 | 206606632 | 05/25/2023
Rheem Sales Company, Inc. | RUSSELL | S97MV0855A21DHS | Federally-Regulated Consumer Product | Non-Weatherized, Condensing Ga | 2138 | 289 |  | 05/25/2023 | 33549 | 208157053 | 05/25/2023
Rheem Sales Company, Inc. | RUSSELL | S97MV0603A17DHS | Federally-Regulated Consumer Product | Non-Weatherized, Condensing Ga | 1327 | 253 |  | 05/25/2023 | 22218 | 208157051 | 05/25/2023
Rheem Sales Company, Inc. | RUSSELL | RGEA14042AJT08XAC | Federally-Regulated Consumer Product | Weatherized Non-Condensing Gas | 1494 | 265 |  | 05/25/2023 | 99609 | 206606646 | 05/25/2023
Rheem Sales Company, Inc. | RUSSELL | RGECZR036AJT07**B | Federally-Regulated Consumer Product | Weatherized Non-Condensing Gas | 1475 | 165 |  | 05/25/2023 | 53157 | 206778654 | 05/25/2023
Rheem Sales Company, Inc. | RUSSELL | RGECZR060AJT07**B | Federally-Regulated Consumer Product | Weatherized Non-Condensing Gas | 2336 | 182 |  | 05/25/2023 | 52310 | 206778658 | 05/25/2023
Rheem Sales Company, Inc. | RUSSELL | RGEA14036AJT061AC | Federally-Regulated Consumer Product | Weatherized Non-Condensing Gas | 1430 | 262 |  | 05/25/2023 | 99665 | 206606614 | 05/25/2023
Rheem Sales Company, Inc. | RUSSELL | S98MV1155A24UPS | Federally-Regulated Consumer Product | Non-Weatherized, Condensing Ga | 1971 | 282 |  | 05/25/2023 | 44499 | 208157060 | 05/25/2023
Rheem Sales Company, Inc. | RUSSELL | S801T1005A21DZS | Federally-Regulated Consumer Product | Non-Weatherized, Non-Condensin | 1895 | 265 |  | 05/25/2023 | 100302 | 208242436 | 05/25/2023
Rheem Sales Company, Inc. | RUSSELL | S962V1005A21M4S | Federally-Regulated Consumer Product | Non-Weatherized, Condensing Ga | 1858 | 277 |  | 05/25/2023 | 68679 | 208243358 | 05/25/2023
Rheem Sales Company, Inc. | RUSSELL | S802V0754A17UHN | Federally-Regulated Consumer Product | Non-Weatherized, Non-Condensin | 1458 | 246 |  | 05/25/2023 | 52564 | 208243341 | 05/25/2023
Rheem Sales Company, Inc. | RUSSELL | S801T1255A24DZN | Federally-Regulated Consumer Product | Non-Weatherized, Non-Condensin | 1835 | 263 |  | 05/25/2023 | 124389 | 208242443 | 05/25/2023
Rheem Sales Company, Inc. | RUSSELL | S802V1004A17UHS | Federally-Regulated Consumer Product | Non-Weatherized, Non-Condensin | 1730 | 258 |  | 05/25/2023 | 70020 | 208243335 | 05/25/2023
Rheem Sales Company, Inc. | RUSSELL | RGEA14048AJT10UAA | Federally-Regulated Consumer Product | Weatherized Non-Condensing Gas | 1832 | 280 |  | 05/25/2023 | 100370 | 205965558 | 05/25/2023
Rheem Sales Company, Inc. | RUSSELL | RGEA14036AJT08XAC | Federally-Regulated Consumer Product | Weatherized Non-Condensing Gas | 1430 | 262 |  | 05/25/2023 | 99665 | 206606628 | 05/25/2023
Rheem Sales Company, Inc. | RUSSELL | RGEA14030AJT061AC | Federally-Regulated Consumer Product | Weatherized Non-Condensing Gas | 1147 | 249 |  | 05/25/2023 | 79965 | 206606596 | 05/25/2023
Rheem Sales Company, Inc. | RUSSELL | S802V1505A24UHN | Federally-Regulated Consumer Product | Non-Weatherized, Non-Condensin | 2092 | 274 |  | 05/25/2023 | 104565 | 208243586 | 05/25/2023
Rheem Sales Company, Inc. | RUSSELL | S802V1255A24UHN | Federally-Regulated Consumer Product | Non-Weatherized, Non-Condensin | 2073 | 273 |  | 05/25/2023 | 87500 | 208243347 | 05/25/2023
Rheem Sales Company, Inc. | RUSSELL | S801T1005A21UHN | Federally-Regulated Consumer Product | Non-Weatherized, Non-Condensin | 1812 | 262 |  | 05/25/2023 | 99863 | 208242430 | 05/25/2023
Rheem Sales Company, Inc. | RUSSELL | S97MV1155A24DHS | Federally-Regulated Consumer Product | Non-Weatherized, Condensing Ga | 1959 | 281 |  | 05/25/2023 | 44459 | 208157055 | 05/25/2023
Rheem Sales Company, Inc. | RUSSELL | S98MV1005A21UPS | Federally-Regulated Consumer Product | Non-Weatherized, Condensing Ga | 2084 | 287 |  | 05/25/2023 | 39023 | 208157059 | 05/25/2023
Rheem Sales Company, Inc. | RUSSELL | S802V0503A14DZNBAP | Federally-Regulated Consumer Product | Non-Weatherized, Non-Condensin | 1250 | 237 |  | 05/25/2023 | 34844 | 211806594 | 05/25/2023
Rheem Sales Company, Inc. | RUSSELL | S98MV0855A21UPS | Federally-Regulated Consumer Product | Non-Weatherized, Condensing Ga | 2209 | 292 |  | 05/25/2023 | 33631 | 208157058 | 05/25/2023
Rheem Sales Company, Inc. | RUSSELL | RGEA14030AJT081AC | Federally-Regulated Consumer Product | Weatherized Non-Condensing Gas | 1147 | 249 |  | 05/25/2023 | 79965 | 206606605 | 05/25/2023
Rheem Sales Company, Inc. | RUSSELL | RGECZR060AJT12**B | Federally-Regulated Consumer Product | Weatherized Non-Condensing Gas | 2183 | 266 |  | 05/25/2023 | 83968 | 206778659 | 05/25/2023
Rheem Sales Company, Inc. | RUSSELL | S801T0503A14UHS | Federally-Regulated Consumer Product | Non-Weatherized, Non-Condensin | 1388 | 243 |  | 05/25/2023 | 49660 | 208242421 | 05/25/2023
Johnson Controls, Inc. | COLEMAN BY JOHNSON CONTROLS | PHG4A240752X4 | Federally-Regulated Consumer Product | Weatherized Non-Condensing Gas | 1298 | 255 |  | 05/25/2023 | 75357 | 206338230 | 05/25/2023
Johnson Controls, Inc. | COLEMAN BY JOHNSON CONTROLS | Z8ES080C16LMPS1 | Federally-Regulated Consumer Product | Non-Weatherized, Non-Condensin | 1687 | 255 |  | 05/25/2023 | 79867 | 211900224 | 05/25/2023
Johnson Controls, Inc. | COLEMAN BY JOHNSON CONTROLS | TM8Y060A12MP11 | Federally-Regulated Consumer Product | Non-Weatherized, Non-Condensin | 1332 | 236 |  | 05/25/2023 | 39003 | 8413047 | 05/25/2023
Johnson Controls, Inc. | COLEMAN BY JOHNSON CONTROLS | Z8ES120C16SMPS1 | Federally-Regulated Consumer Product | Non-Weatherized, Non-Condensin | 2014 | 269 |  | 05/25/2023 | 120343 | 211900174 | 05/25/2023
Johnson Controls, Inc. | COLEMAN BY JOHNSON CONTROLS | DGAX090BDT* | Federally-Regulated Consumer Product | Mobile Home Non-Weatherized, N | 1603 | 329 |  | 05/25/2023 | 90482 | 203420384 | 05/25/2023
Johnson Controls, Inc. | COLEMAN BY JOHNSON CONTROLS | TMLE120C16MP11 | Federally-Regulated Consumer Product | Non-Weatherized, Non-Condensin | 1719 | 252 |  | 05/25/2023 | 118964 | 203489640 | 05/25/2023
Johnson Controls, Inc. | COLEMAN BY JOHNSON CONTROLS | TMLE080C20MP11 | Federally-Regulated Consumer Product | Non-Weatherized, Non-Condensin | 2104 | 269 |  | 05/25/2023 | 80073 | 203489616 | 05/25/2023
Johnson Controls, Inc. | COLEMAN BY JOHNSON CONTROLS | DGAX056BDT* | Federally-Regulated Consumer Product | Mobile Home Non-Weatherized, N | 1571 | 327 |  | 05/25/2023 | 56246 | 203420381 | 05/25/2023
Johnson Controls, Inc. | COLEMAN BY JOHNSON CONTROLS | TMLE100B12MP11 | Federally-Regulated Consumer Product | Non-Weatherized, Non-Condensin | 1560 | 246 |  | 05/25/2023 | 100501 | 203489622 | 05/25/2023
Johnson Controls, Inc. | COLEMAN BY JOHNSON CONTROLS | Z8ES080C16SMPS1 | Federally-Regulated Consumer Product | Non-Weatherized, Non-Condensin | 1687 | 255 |  | 05/25/2023 | 79867 | 211900169 | 05/25/2023
Johnson Controls, Inc. | COLEMAN BY JOHNSON CONTROLS | DGAX077BDT* | Federally-Regulated Consumer Product | Mobile Home Non-Weatherized, N | 1550 | 325 |  | 05/25/2023 | 76860 | 203420383 | 05/25/2023
Johnson Controls, Inc. | COLEMAN BY JOHNSON CONTROLS | TM9Y080B12MP11 | Federally-Regulated Consumer Product | Non-Weatherized, Condensing Ga | 1336 | 249 |  | 05/25/2023 | 52156 | 8412978 | 05/25/2023
Johnson Controls, Inc. | COLEMAN BY JOHNSON CONTROLS | TMLE100C16MP11 | Federally-Regulated Consumer Product | Non-Weatherized, Non-Condensin | 1717 | 252 |  | 05/25/2023 | 99043 | 203489628 | 05/25/2023
Johnson Controls, Inc. | COLEMAN BY JOHNSON CONTROLS | TM8Y100C20MP11 | Federally-Regulated Consumer Product | Non-Weatherized, Non-Condensin | 2060 | 267 |  | 05/25/2023 | 65024 | 8413051 | 05/25/2023
Johnson Controls, Inc. | COLEMAN BY JOHNSON CONTROLS | CP9C100C16MP13 | Federally-Regulated Consumer Product | Non-Weatherized, Condensing Ga | 1816 | 269 |  | 05/25/2023 | 34745 | 204829756 | 05/25/2023
Johnson Controls, Inc. | COLEMAN BY JOHNSON CONTROLS | PHG4B601252X4 | Federally-Regulated Consumer Product | Weatherized Non-Condensing Gas | 2272 | 297 |  | 05/25/2023 | 124490 | 206338279 | 05/25/2023
Johnson Controls, Inc. | COLEMAN BY JOHNSON CONTROLS | Z8ES100B12LMPS1 | Federally-Regulated Consumer Product | Non-Weatherized, Non-Condensin | 1557 | 249 |  | 05/25/2023 | 100520 | 211900226 | 05/25/2023
Johnson Controls, Inc. | COLEMAN BY JOHNSON CONTROLS | PHG4A300752X4 | Federally-Regulated Consumer Product | Weatherized Non-Condensing Gas | 1378 | 258 |  | 05/25/2023 | 75000 | 206338237 | 05/25/2023
Johnson Controls, Inc. | COLEMAN BY JOHNSON CONTROLS | Z8ES040A12LMPS1 | Federally-Regulated Consumer Product | Non-Weatherized, Non-Condensin | 1353 | 240 |  | 05/25/2023 | 40218 | 211900221 | 05/25/2023
Johnson Controls, Inc. | COLEMAN BY JOHNSON CONTROLS | DGAX070BDT* | Federally-Regulated Consumer Product | Mobile Home Non-Weatherized, N | 1581 | 328 |  | 05/25/2023 | 70616 | 203420382 | 05/25/2023
Johnson Controls, Inc. | COLEMAN BY JOHNSON CONTROLS | TM9E026A08MP12 | Federally-Regulated Consumer Product | Non-Weatherized, Condensing Ga | 788 | 229 |  | 05/25/2023 | 26077 | 206428674 | 05/25/2023
Johnson Controls, Inc. | COLEMAN BY JOHNSON CONTROLS | CPLC080C16MP13 | Federally-Regulated Consumer Product | Non-Weatherized, Non-Condensin | 1657 | 250 |  | 05/25/2023 | 38933 | 204829706 | 05/25/2023
Johnson Controls, Inc. | COLEMAN BY JOHNSON CONTROLS | TMLE060A12MP11 | Federally-Regulated Consumer Product | Non-Weatherized, Non-Condensin | 1311 | 235 |  | 05/25/2023 | 60267 | 203489598 | 05/25/2023
Johnson Controls, Inc. | COLEMAN BY JOHNSON CONTROLS | CP9C080B12MP13 | Federally-Regulated Consumer Product | Non-Weatherized, Condensing Ga | 1425 | 253 |  | 05/25/2023 | 30285 | 204829754 | 05/25/2023
Johnson Controls, Inc. | COLEMAN BY JOHNSON CONTROLS | Z8ES040A12SMPS1 | Federally-Regulated Consumer Product | Non-Weatherized, Non-Condensin | 1353 | 240 |  | 05/25/2023 | 40218 | 211900166 | 05/25/2023
Johnson Controls, Inc. | COLEMAN BY JOHNSON CONTROLS | TMLE080C16MP11 | Federally-Regulated Consumer Product | Non-Weatherized, Non-Condensin | 1616 | 248 |  | 05/25/2023 | 79634 | 203489610 | 05/25/2023
Johnson Controls, Inc. | COLEMAN BY JOHNSON CONTROLS | Z8ES100B12SMPS1 | Federally-Regulated Consumer Product | Non-Weatherized, Non-Condensin | 1557 | 249 |  | 05/25/2023 | 100520 | 211900171 | 05/25/2023
Johnson Controls, Inc. | COLEMAN BY JOHNSON CONTROLS | Z8ES080B12LMPS1 | Federally-Regulated Consumer Product | Non-Weatherized, Non-Condensin | 1601 | 251 |  | 05/25/2023 | 80463 | 211900223 | 05/25/2023
Johnson Controls, Inc. | COLEMAN BY JOHNSON CONTROLS | PCG6A360752X4 | Federally-Regulated Consumer Product | Weatherized Non-Condensing Gas | 1641 | 270 |  | 05/25/2023 | 49680 | 206168415 | 05/25/2023
Johnson Controls, Inc. | COLEMAN BY JOHNSON CONTROLS | TMLE130D20MP11 | Federally-Regulated Consumer Product | Non-Weatherized, Non-Condensin | 2178 | 272 |  | 05/25/2023 | 130606 | 203489652 | 05/25/2023
Johnson Controls, Inc. | COLEMAN BY JOHNSON CONTROLS | PCG6B601252X4 | Federally-Regulated Consumer Product | Weatherized Non-Condensing Gas | 1949 | 283 |  | 05/25/2023 | 82720 | 206136992 | 05/25/2023
Johnson Controls, Inc. | COLEMAN BY JOHNSON CONTROLS | TM8Y120C20MP11 | Federally-Regulated Consumer Product | Non-Weatherized, Non-Condensin | 1967 | 263 |  | 05/25/2023 | 78553 | 8413052 | 05/25/2023
Johnson Controls, Inc. | COLEMAN BY JOHNSON CONTROLS | TMLE120C20MP11 | Federally-Regulated Consumer Product | Non-Weatherized, Non-Condensin | 2201 | 273 |  | 05/25/2023 | 119730 | 203489646 | 05/25/2023
Johnson Controls, Inc. | COLEMAN BY JOHNSON CONTROLS | PCG6B600652X4 | Federally-Regulated Consumer Product | Weatherized Non-Condensing Gas | 2129 | 291 |  | 05/25/2023 | 43020 | 206136978 | 05/25/2023
Johnson Controls, Inc. | COLEMAN BY JOHNSON CONTROLS | CPLC100C16MP13 | Federally-Regulated Consumer Product | Non-Weatherized, Non-Condensin | 1706 | 252 |  | 05/25/2023 | 50511 | 204829707 | 05/25/2023
Johnson Controls, Inc. | COLEMAN BY JOHNSON CONTROLS | TM8V080C16MP12 | Federally-Regulated Consumer Product | Non-Weatherized, Non-Condensin | 1715 | 252 |  | 05/25/2023 | 52202 | 204829721 | 05/25/2023
Johnson Controls, Inc. | COLEMAN BY JOHNSON CONTROLS | TMLE100C20MP11 | Federally-Regulated Consumer Product | Non-Weatherized, Non-Condensin | 2201 | 273 |  | 05/25/2023 | 99043 | 203489634 | 05/25/2023
Johnson Controls, Inc. | COLEMAN BY JOHNSON CONTROLS | Z8ES080C20SMPS1 | Federally-Regulated Consumer Product | Non-Weatherized, Non-Condensin | 1904 | 264 |  | 05/25/2023 | 79768 | 211900170 | 05/25/2023
Johnson Controls, Inc. | COLEMAN BY JOHNSON CONTROLS | TL8E060A12UH11 | Federally-Regulated Consumer Product | Non-Weatherized, Non-Condensin | 1182 | 229 |  | 05/25/2023 | 60391 | 204463265 | 05/25/2023
Carrier Corp. - Indianapolis | ICP Commercial | N95ESN0601412A**D | Federally-Regulated Consumer Product | Mobile Home Non-Weatherized, C | 1176 | 247 |  | 05/25/2023 | 59961 | 203924783 | 05/25/2023
Carrier Corp. - Indianapolis | ICP Commercial | N80MSN0701412A | Federally-Regulated Consumer Product | Non-Weatherized, Non-Condensin | 1170 | 233 |  | 05/25/2023 | 65912 | 211779965 | 05/25/2023
Carrier Corp. - Indianapolis | ICP Commercial | N80ESL1102420A | Federally-Regulated Consumer Product | Non-Weatherized, Non-Condensin | 2027 | 271 |  | 05/25/2023 | 109826 | 203360067 | 05/25/2023
Carrier Corp. - Indianapolis | ICP Commercial | N96MSN1002120A* | Federally-Regulated Consumer Product | Mobile Home Non-Weatherized, C | 2215 | 292 |  | 05/25/2023 | 99728 | 211779381 | 05/25/2023
Carrier Corp. - Indianapolis | ICP Commercial | N80MSL0902120A* | Federally-Regulated Consumer Product | Non-Weatherized, Non-Condensin | 2438 | 289 |  | 05/25/2023 | 88368 | 211780201 | 05/25/2023
Carrier Corp. - Indianapolis | ICP Commercial | N95ESN0261410A | Federally-Regulated Consumer Product | Non-Weatherized, Condensing Ga | 890 | 234 |  | 05/25/2023 | 26050 | 203360413 | 05/25/2023
Carrier Corp. - Indianapolis | ICP Commercial | N95ESN0401712A**D | Federally-Regulated Consumer Product | Mobile Home Non-Weatherized, C | 998 | 239 |  | 05/25/2023 | 40139 | 203360714 | 05/25/2023
Carrier Corp. - Indianapolis | ICP Commercial | N80ESL0902420A* | Federally-Regulated Consumer Product | Non-Weatherized, Non-Condensin | 1987 | 269 |  | 05/25/2023 | 88320 | 203360257 | 05/25/2023
Carrier Corp. - Indianapolis | ICP Commercial | N96MSN0601716A* | Federally-Regulated Consumer Product | Mobile Home Non-Weatherized, C | 1611 | 266 |  | 05/25/2023 | 59946 | 211779291 | 05/25/2023
Carrier Corp. - Indianapolis | ICP Commercial | N92MSN0601412A* | Federally-Regulated Consumer Product | Mobile Home Non-Weatherized, C | 1277 | 251 |  | 05/25/2023 | 60142 | 211778893 | 05/25/2023
Carrier Corp. - Indianapolis | ICP Commercial | N80MSN1102120A | Federally-Regulated Consumer Product | Non-Weatherized, Non-Condensin | 2444 | 290 |  | 05/25/2023 | 110371 | 211779972 | 05/25/2023
Carrier Corp. - Indianapolis | ICP Commercial | N80VSL0451716A* | Federally-Regulated Consumer Product | Non-Weatherized, Non-Condensin | 1431 | 244 |  | 05/25/2023 | 44106 | 204278412 | 05/25/2023
Carrier Corp. - Indianapolis | ICP Commercial | N92ESN0601714A | Federally-Regulated Consumer Product | Non-Weatherized, Condensing Ga | 1205 | 248 |  | 05/25/2023 | 60119 | 203359746 | 05/25/2023
Carrier Corp. - Indianapolis | ICP Commercial | N80ESL0451712A* | Federally-Regulated Consumer Product | Non-Weatherized, Non-Condensin | 1206 | 235 |  | 05/25/2023 | 44058 | 203360243 | 05/25/2023
Carrier Corp. - Indianapolis | ICP Commercial | N92MSN1002122A | Federally-Regulated Consumer Product | Non-Weatherized, Condensing Ga | 2308 | 297 |  | 05/25/2023 | 99870 | 211778974 | 05/25/2023
Carrier Corp. - Indianapolis | ICP Commercial | N80VSL0902420A* | Federally-Regulated Consumer Product | Non-Weatherized, Non-Condensin | 2057 | 271 |  | 05/25/2023 | 88097 | 204278416 | 05/25/2023
Carrier Corp. - Indianapolis | ICP Commercial | N95ESN0802120A**D | Federally-Regulated Consumer Product | Mobile Home Non-Weatherized, C | 1837 | 276 |  | 05/25/2023 | 79777 | 203360717 | 05/25/2023
Carrier Corp. - Indianapolis | ICP Commercial | N80MSL1352420A* | Federally-Regulated Consumer Product | Non-Weatherized, Non-Condensin | 1907 | 266 |  | 05/25/2023 | 131914 | 211780204 | 05/25/2023
Carrier Corp. - Indianapolis | ICP Commercial | N80ESL0451712A | Federally-Regulated Consumer Product | Non-Weatherized, Non-Condensin | 1206 | 235 |  | 05/25/2023 | 44058 | 203360058 | 05/25/2023
Carrier Corp. - Indianapolis | ICP Commercial | N96MSN0261410A | Federally-Regulated Consumer Product | Non-Weatherized, Condensing Ga | 1012 | 240 |  | 05/25/2023 | 26115 | 211779156 | 05/25/2023
Carrier Corp. - Indianapolis | ICP Commercial | N80ESL1552420A | Federally-Regulated Consumer Product | Non-Weatherized, Non-Condensin | 2000 | 270 |  | 05/25/2023 | 153106 | 203360069 | 05/25/2023
Carrier Corp. - Indianapolis | ICP Commercial | N80VSL0702120A | Federally-Regulated Consumer Product | Non-Weatherized, Non-Condensin | 2147 | 275 |  | 05/25/2023 | 65668 | 204278348 | 05/25/2023
Carrier Corp. - Indianapolis | ICP Commercial | N95ESN0802120A* | Federally-Regulated Consumer Product | Mobile Home Non-Weatherized, C | 1837 | 276 |  | 05/25/2023 | 79777 | 203360711 | 05/25/2023
Carrier Corp. - Indianapolis | ICP Commercial | G96VTN0601412A | Federally-Regulated Consumer Product | Non-Weatherized, Condensing Ga | 1238 | 249 |  | 05/25/2023 | 39205 | 203924850 | 05/25/2023
Carrier Corp. - Indianapolis | ICP Commercial | N80MSL0901714A* | Federally-Regulated Consumer Product | Non-Weatherized, Non-Condensin | 1592 | 252 |  | 05/25/2023 | 88547 | 211780199 | 05/25/2023
Carrier Corp. - Indianapolis | ICP Commercial | N80MSL1552420A | Federally-Regulated Consumer Product | Non-Weatherized, Non-Condensin | 2004 | 270 |  | 05/25/2023 | 153757 | 211780090 | 05/25/2023
Carrier Corp. - Indianapolis | ICP Commercial | N80ESL0902420A | Federally-Regulated Consumer Product | Non-Weatherized, Non-Condensin | 1987 | 269 |  | 05/25/2023 | 88320 | 203360065 | 05/25/2023
Carrier Corp. - Indianapolis | ICP Commercial | G97CMN0602120A*D | Federally-Regulated Consumer Product | Non-Weatherized, Condensing Ga | 1897 | 278 |  | 05/25/2023 | 24235 | 203924642 | 05/25/2023
Carrier Corp. - Indianapolis | ICP Commercial | N95ESN1202422A* | Federally-Regulated Consumer Product | Mobile Home Non-Weatherized, C | 2161 | 290 |  | 05/25/2023 | 119834 | 203360713 | 05/25/2023
Carrier Corp. - Indianapolis | ICP Commercial | N80MSL0701712A* | Federally-Regulated Consumer Product | Non-Weatherized, Non-Condensin | 1209 | 235 |  | 05/25/2023 | 65992 | 211780197 | 05/25/2023
Carrier Corp. - Indianapolis | ICP Commercial | N80ESL0701712A | Federally-Regulated Consumer Product | Non-Weatherized, Non-Condensin | 1051 | 228 |  | 05/25/2023 | 65904 | 203360060 | 05/25/2023
Carrier Corp. - Indianapolis | ICP Commercial | N80MSL0451714A* | Federally-Regulated Consumer Product | Non-Weatherized, Non-Condensin | 1343 | 241 |  | 05/25/2023 | 43896 | 211780195 | 05/25/2023
Carrier Corp. - Indianapolis | ICP Commercial | PGS460115K**0G* | Federally-Regulated Consumer Product | Weatherized Non-Condensing Gas | 2187 | 295 |  | 05/25/2023 | 115163 | 204038056 | 05/25/2023
Carrier Corp. - Indianapolis | ICP Commercial | N80VSL1102422A* | Federally-Regulated Consumer Product | Non-Weatherized, Non-Condensin | 2478 | 290 |  | 05/25/2023 | 110020 | 204278417 | 05/25/2023
Carrier Corp. - Indianapolis | ICP Commercial | N80VSL0902420A | Federally-Regulated Consumer Product | Non-Weatherized, Non-Condensin | 2057 | 271 |  | 05/25/2023 | 88097 | 204278350 | 05/25/2023
Carrier Corp. - Indianapolis | ICP Commercial | N80ESN0902116A | Federally-Regulated Consumer Product | Non-Weatherized, Non-Condensin | 1450 | 246 |  | 05/25/2023 | 87792 | 203359776 | 05/25/2023
Carrier Corp. - Indianapolis | ICP Commercial | N80MSL1102120A* | Federally-Regulated Consumer Product | Non-Weatherized, Non-Condensin | 2444 | 290 |  | 05/25/2023 | 110371 | 211780202 | 05/25/2023
Carrier Corp. - Indianapolis | ICP Commercial | N80VSL0701716A* | Federally-Regulated Consumer Product | Non-Weatherized, Non-Condensin | 1842 | 262 |  | 05/25/2023 | 65738 | 204278413 | 05/25/2023
Carrier Corp. - Indianapolis | ICP Commercial | N92MSN0401412A | Federally-Regulated Consumer Product | Non-Weatherized, Condensing Ga | 1089 | 243 |  | 05/25/2023 | 39846 | 211778848 | 05/25/2023
Carrier Corp. - Indianapolis | ICP Commercial | PGD460090K**1G* | Federally-Regulated Consumer Product | Weatherized Non-Condensing Gas | 2222 | 297 |  | 05/25/2023 | 90150 | 204038042 | 05/25/2023
Carrier Corp. - Indianapolis | ICP Commercial | PGD424040K**1G* | Federally-Regulated Consumer Product | Weatherized Non-Condensing Gas | 1217 | 253 |  | 05/25/2023 | 40800 | 204038032 | 05/25/2023
Carrier Corp. - Indianapolis | ICP Commercial | N92ESN1002120A* | Federally-Regulated Consumer Product | Mobile Home Non-Weatherized, C | 1821 | 275 |  | 05/25/2023 | 99460 | 203359862 | 05/25/2023
Carrier Corp. - Indianapolis | ICP Commercial | N92ESN0601412A | Federally-Regulated Consumer Product | Non-Weatherized, Condensing Ga | 945 | 237 |  | 05/25/2023 | 59375 | 203359709 | 05/25/2023
Carrier Corp. - Indianapolis | ICP Commercial | N92MSN0401412A* | Federally-Regulated Consumer Product | Mobile Home Non-Weatherized, C | 1089 | 243 |  | 05/25/2023 | 39846 | 211778857 | 05/25/2023
Carrier Corp. - Indianapolis | ICP Commercial | N80ESN0701412A | Federally-Regulated Consumer Product | Non-Weatherized, Non-Condensin | 1106 | 231 |  | 05/25/2023 | 65995 | 203359768 | 05/25/2023
Carrier Corp. - Indianapolis | ICP Commercial | N95ESN1002120A | Federally-Regulated Consumer Product | Non-Weatherized, Condensing Ga | 2102 | 287 |  | 05/25/2023 | 99999 | 203360421 | 05/25/2023
Carrier Corp. - Indianapolis | ICP Commercial | G80CTL1102120A* | Federally-Regulated Consumer Product | Non-Weatherized, Non-Condensin | 2281 | 282 |  | 05/25/2023 | 72565 | 203359013 | 05/25/2023
Carrier Corp. - Indianapolis | ICP Commercial | N96MSN0601716A | Federally-Regulated Consumer Product | Non-Weatherized, Condensing Ga | 1611 | 266 |  | 05/25/2023 | 59946 | 211779282 | 05/25/2023
Carrier Corp. - Indianapolis | ICP Commercial | N96MSN0401410A**D | Federally-Regulated Consumer Product | Mobile Home Non-Weatherized, C | 1017 | 240 |  | 05/25/2023 | 40102 | 211779192 | 05/25/2023
Carrier Corp. - Indianapolis | ICP Commercial | N80MSL0451412A | Federally-Regulated Consumer Product | Non-Weatherized, Non-Condensin | 1161 | 233 |  | 05/25/2023 | 44099 | 211780079 | 05/25/2023
Carrier Corp. - Indianapolis | ICP Commercial | N92ESN0802120A | Federally-Regulated Consumer Product | Non-Weatherized, Condensing Ga | 1832 | 276 |  | 05/25/2023 | 79860 | 203359814 | 05/25/2023
Carrier Corp. - Indianapolis | ICP Commercial | N95ESN0601714A* | Federally-Regulated Consumer Product | Mobile Home Non-Weatherized, C | 1346 | 254 |  | 05/25/2023 | 60102 | 203360709 | 05/25/2023
Carrier Corp. - Indianapolis | ICP Commercial | N96MSN1002120A**D | Federally-Regulated Consumer Product | Mobile Home Non-Weatherized, C | 2215 | 292 |  | 05/25/2023 | 99728 | 211779390 | 05/25/2023
Carrier Corp. - Indianapolis | ICP Commercial | N92ESN1202420A | Federally-Regulated Consumer Product | Non-Weatherized, Condensing Ga | 1904 | 279 |  | 05/25/2023 | 119302 | 203359880 | 05/25/2023
Carrier Corp. - Indianapolis | ICP Commercial | N96MSN0401410A* | Federally-Regulated Consumer Product | Mobile Home Non-Weatherized, C | 1017 | 240 |  | 05/25/2023 | 40102 | 211779183 | 05/25/2023
Carrier Corp. - Indianapolis | ICP Commercial | N96MSN0802120A*D | Federally-Regulated Consumer Product | Non-Weatherized, Condensing Ga | 2169 | 290 |  | 05/25/2023 | 79638 | 211779363 | 05/25/2023
Carrier Corp. - Indianapolis | ICP Commercial | N96MSN1002120A | Federally-Regulated Consumer Product | Non-Weatherized, Condensing Ga | 2215 | 292 |  | 05/25/2023 | 99728 | 211779372 | 05/25/2023
Carrier Corp. - Indianapolis | ICP Commercial | G97CMN1202422A*D | Federally-Regulated Consumer Product | Non-Weatherized, Condensing Ga | 2271 | 295 |  | 05/25/2023 | 48091 | 203924674 | 05/25/2023
Carrier Corp. - Indianapolis | Heil | N80MSL0902120A | Federally-Regulated Consumer Product | Non-Weatherized, Non-Condensin | 2438 | 289 |  | 05/25/2023 | 88368 | 211780074 | 05/25/2023
Carrier Corp. - Indianapolis | Heil | N80VSL0451716A | Federally-Regulated Consumer Product | Non-Weatherized, Non-Condensin | 1431 | 244 |  | 05/25/2023 | 44106 | 204278340 | 05/25/2023
Carrier Corp. - Indianapolis | Heil | G96VTN0601412A | Federally-Regulated Consumer Product | Non-Weatherized, Condensing Ga | 1238 | 249 |  | 05/25/2023 | 39205 | 203924846 | 05/25/2023
Carrier Corp. - Indianapolis | Heil | N95ESN0601714A**D | Federally-Regulated Consumer Product | Mobile Home Non-Weatherized, C | 1346 | 254 |  | 05/25/2023 | 60102 | 203360679 | 05/25/2023
Carrier Corp. - Indianapolis | Heil | N92ESN0802120A | Federally-Regulated Consumer Product | Non-Weatherized, Condensing Ga | 1832 | 276 |  | 05/25/2023 | 79860 | 203359812 | 05/25/2023
Carrier Corp. - Indianapolis | Heil | N80VSL0701716A* | Federally-Regulated Consumer Product | Non-Weatherized, Non-Condensin | 1842 | 262 |  | 05/25/2023 | 65738 | 204278407 | 05/25/2023
Carrier Corp. - Indianapolis | Heil | N95ESN1202422A* | Federally-Regulated Consumer Product | Mobile Home Non-Weatherized, C | 2161 | 290 |  | 05/25/2023 | 119834 | 203360677 | 05/25/2023
Carrier Corp. - Indianapolis | Heil | G97CMN0602120A*D | Federally-Regulated Consumer Product | Non-Weatherized, Condensing Ga | 1897 | 278 |  | 05/25/2023 | 24235 | 203924641 | 05/25/2023
Carrier Corp. - Indianapolis | Heil | N80VSL1102422A* | Federally-Regulated Consumer Product | Non-Weatherized, Non-Condensin | 2478 | 290 |  | 05/25/2023 | 110020 | 204278411 | 05/25/2023
Carrier Corp. - Indianapolis | Heil | N80ESL1352420A | Federally-Regulated Consumer Product | Non-Weatherized, Non-Condensin | 1887 | 265 |  | 05/25/2023 | 131482 | 203360055 | 05/25/2023
Carrier Corp. - Indianapolis | Heil | N95ESN1202422A*D | Federally-Regulated Consumer Product | Non-Weatherized, Condensing Ga | 2161 | 290 |  | 05/25/2023 | 119834 | 203360410 | 05/25/2023
Carrier Corp. - Indianapolis | Heil | N96MSN0601716A* | Federally-Regulated Consumer Product | Mobile Home Non-Weatherized, C | 1611 | 266 |  | 05/25/2023 | 59946 | 211779290 | 05/25/2023
Carrier Corp. - Indianapolis | Heil | N92MSN1202420A | Federally-Regulated Consumer Product | Non-Weatherized, Condensing Ga | 1871 | 277 |  | 05/25/2023 | 120577 | 211778991 | 05/25/2023
Carrier Corp. - Indianapolis | Heil | N92ESN0601412A | Federally-Regulated Consumer Product | Non-Weatherized, Condensing Ga | 945 | 237 |  | 05/25/2023 | 59375 | 203359707 | 05/25/2023
Carrier Corp. - Indianapolis | Heil | N92ESN0601714A* | Federally-Regulated Consumer Product | Mobile Home Non-Weatherized, C | 1205 | 248 |  | 05/25/2023 | 60119 | 203359762 | 05/25/2023
Carrier Corp. - Indianapolis | Heil | N80VSL0902420A* | Federally-Regulated Consumer Product | Non-Weatherized, Non-Condensin | 2057 | 271 |  | 05/25/2023 | 88097 | 204278410 | 05/25/2023
Carrier Corp. - Indianapolis | Heil | N80MSN1352420A | Federally-Regulated Consumer Product | Non-Weatherized, Non-Condensin | 1907 | 266 |  | 05/25/2023 | 131914 | 211779961 | 05/25/2023
Carrier Corp. - Indianapolis | Heil | N80ESN0902420A | Federally-Regulated Consumer Product | Non-Weatherized, Non-Condensin | 1987 | 269 |  | 05/25/2023 | 88320 | 203359755 | 05/25/2023
Carrier Corp. - Indianapolis | Heil | N80MSL0902120A* | Federally-Regulated Consumer Product | Non-Weatherized, Non-Condensin | 2438 | 289 |  | 05/25/2023 | 88368 | 211780189 | 05/25/2023
Carrier Corp. - Indianapolis | Heil | N95ESN0401712A**D | Federally-Regulated Consumer Product | Mobile Home Non-Weatherized, C | 998 | 239 |  | 05/25/2023 | 40139 | 203360678 | 05/25/2023
Carrier Corp. - Indianapolis | Heil | N80VSL0701716A | Federally-Regulated Consumer Product | Non-Weatherized, Non-Condensin | 1842 | 262 |  | 05/25/2023 | 65738 | 204278341 | 05/25/2023
Carrier Corp. - Indianapolis | Heil | N96MSN0601412A | Federally-Regulated Consumer Product | Non-Weatherized, Condensing Ga | 1218 | 249 |  | 05/25/2023 | 60319 | 211779245 | 05/25/2023
Carrier Corp. - Indianapolis | Heil | N80MSL0701716A | Federally-Regulated Consumer Product | Non-Weatherized, Non-Condensin | 1776 | 260 |  | 05/25/2023 | 65952 | 211780373 | 05/25/2023
Carrier Corp. - Indianapolis | Heil | N92ESN1002120A | Federally-Regulated Consumer Product | Non-Weatherized, Condensing Ga | 1821 | 275 |  | 05/25/2023 | 99460 | 203359845 | 05/25/2023
Carrier Corp. - Indianapolis | Heil | N95ESN0401410A**D | Federally-Regulated Consumer Product | Mobile Home Non-Weatherized, C | 950 | 237 |  | 05/25/2023 | 40146 | 203924771 | 05/25/2023
Carrier Corp. - Indianapolis | Heil | N96MSN0401410A*D | Federally-Regulated Consumer Product | Non-Weatherized, Condensing Ga | 1017 | 240 |  | 05/25/2023 | 40102 | 211779200 | 05/25/2023
Carrier Corp. - Indianapolis | Heil | G80CSU0401712A | Federally-Regulated Consumer Product | Non-Weatherized, Non-Condensin | 1552 | 250 |  | 05/25/2023 | 39730 | 204631603 | 05/25/2023
Carrier Corp. - Indianapolis | Heil | G80CSU1002120A | Federally-Regulated Consumer Product | Non-Weatherized, Non-Condensin | 2371 | 286 |  | 05/25/2023 | 99785 | 204631639 | 05/25/2023
Carrier Corp. - Indianapolis | Heil | N80ESN1102420A | Federally-Regulated Consumer Product | Non-Weatherized, Non-Condensin | 2027 | 271 |  | 05/25/2023 | 109826 | 203359759 | 05/25/2023
Carrier Corp. - Indianapolis | Heil | N80MSN1552420A | Federally-Regulated Consumer Product | Non-Weatherized, Non-Condensin | 2004 | 270 |  | 05/25/2023 | 153757 | 211779962 | 05/25/2023
Carrier Corp. - Indianapolis | Heil | N92MSN1002122A | Federally-Regulated Consumer Product | Non-Weatherized, Condensing Ga | 2308 | 297 |  | 05/25/2023 | 99870 | 211778973 | 05/25/2023
Carrier Corp. - Indianapolis | Heil | PGS424040K**1G* | Federally-Regulated Consumer Product | Weatherized Non-Condensing Gas | 1217 | 253 |  | 05/25/2023 | 40800 | 204037926 | 05/25/2023
Carrier Corp. - Indianapolis | Heil | N80ESL1552420A | Federally-Regulated Consumer Product | Non-Weatherized, Non-Condensin | 2000 | 270 |  | 05/25/2023 | 153106 | 203360056 | 05/25/2023
Carrier Corp. - Indianapolis | Heil | N95ESN0401410A* | Federally-Regulated Consumer Product | Mobile Home Non-Weatherized, C | 950 | 237 |  | 05/25/2023 | 40146 | 203924770 | 05/25/2023
Carrier Corp. - Indianapolis | Heil | N80ESN1102120A | Federally-Regulated Consumer Product | Non-Weatherized, Non-Condensin | 2177 | 278 |  | 05/25/2023 | 110527 | 203359757 | 05/25/2023
Carrier Corp. - Indianapolis | Heil | PGR548090K**1G* | Federally-Regulated Consumer Product | Weatherized Non-Condensing Gas | 1918 | 283 |  | 05/25/2023 | 58473 | 204037961 | 05/25/2023
Carrier Corp. - Indianapolis | Heil | N96MSN0401410A**D | Federally-Regulated Consumer Product | Mobile Home Non-Weatherized, C | 1017 | 240 |  | 05/25/2023 | 40102 | 211779191 | 05/25/2023
Carrier Corp. - Indianapolis | Heil | N80MSL1102420A | Federally-Regulated Consumer Product | Non-Weatherized, Non-Condensin | 2053 | 272 |  | 05/25/2023 | 110206 | 211780076 | 05/25/2023
Carrier Corp. - Indianapolis | Heil | N95ESN1402422A | Federally-Regulated Consumer Product | Non-Weatherized, Condensing Ga | 2328 | 297 |  | 05/25/2023 | 139741 | 203360401 | 05/25/2023
Carrier Corp. - Indianapolis | Heil | N96MSN1402422A*D | Federally-Regulated Consumer Product | Non-Weatherized, Condensing Ga | 2292 | 296 |  | 05/25/2023 | 139864 | 211779488 | 05/25/2023
Carrier Corp. - Indianapolis | Heil | N80VSL1102422A | Federally-Regulated Consumer Product | Non-Weatherized, Non-Condensin | 2478 | 290 |  | 05/25/2023 | 110020 | 204278345 | 05/25/2023
Carrier Corp. - Indianapolis | Heil | N80ESL1102420A | Federally-Regulated Consumer Product | Non-Weatherized, Non-Condensin | 2027 | 271 |  | 05/25/2023 | 109826 | 203360054 | 05/25/2023
Carrier Corp. - Indianapolis | Heil | N80ESN1352420A | Federally-Regulated Consumer Product | Non-Weatherized, Non-Condensin | 1887 | 265 |  | 05/25/2023 | 131482 | 203359761 | 05/25/2023
Carrier Corp. - Indianapolis | Heil | N80ESL0901714A | Federally-Regulated Consumer Product | Non-Weatherized, Non-Condensin | 1238 | 236 |  | 05/25/2023 | 88097 | 203360049 | 05/25/2023
Carrier Corp. - Indianapolis | Heil | N96MSN0802120A* | Federally-Regulated Consumer Product | Mobile Home Non-Weatherized, C | 2169 | 290 |  | 05/25/2023 | 79638 | 211779344 | 05/25/2023
Carrier Corp. - Indianapolis | Heil | N96MSN0601716A | Federally-Regulated Consumer Product | Non-Weatherized, Condensing Ga | 1611 | 266 |  | 05/25/2023 | 59946 | 211779281 | 05/25/2023
Carrier Corp. - Indianapolis | Heil | N80MSL0901714A | Federally-Regulated Consumer Product | Non-Weatherized, Non-Condensin | 1592 | 252 |  | 05/25/2023 | 88547 | 211780072 | 05/25/2023
Carrier Corp. - Indianapolis | Heil | N80ESL0902420A* | Federally-Regulated Consumer Product | Non-Weatherized, Non-Condensin | 1987 | 269 |  | 05/25/2023 | 88320 | 203360232 | 05/25/2023
Carrier Corp. - Indianapolis | Heil | N95ESN1402422A*D | Federally-Regulated Consumer Product | Non-Weatherized, Condensing Ga | 2328 | 297 |  | 05/25/2023 | 139741 | 203360412 | 05/25/2023
Carrier Corp. - Indianapolis | Heil | PDS448090K**0G* | Federally-Regulated Consumer Product | Weatherized Non-Condensing Gas | 2067 | 290 |  | 05/25/2023 | 90607 | 204037868 | 05/25/2023
Carrier Corp. - Indianapolis | Heil | N80ESL0901714A* | Federally-Regulated Consumer Product | Non-Weatherized, Non-Condensin | 1238 | 236 |  | 05/25/2023 | 88097 | 203360226 | 05/25/2023
Carrier Corp. - Indianapolis | Heil | N92MSN0401712A* | Federally-Regulated Consumer Product | Mobile Home Non-Weatherized, C | 1092 | 243 |  | 05/25/2023 | 39895 | 211778874 | 05/25/2023
Carrier Corp. - Indianapolis | Heil | N95ESN0801716A**D | Federally-Regulated Consumer Product | Mobile Home Non-Weatherized, C | 1771 | 273 |  | 05/25/2023 | 80331 | 203360680 | 05/25/2023
Carrier Corp. - Indianapolis | Heil | N80MSL0902116A* | Federally-Regulated Consumer Product | Non-Weatherized, Non-Condensin | 1569 | 251 |  | 05/25/2023 | 87754 | 211780188 | 05/25/2023
Carrier Corp. - Indianapolis | Heil | N80MSL0702116A* | Federally-Regulated Consumer Product | Non-Weatherized, Non-Condensin | 1949 | 268 |  | 05/25/2023 | 66143 | 211780186 | 05/25/2023
Carrier Corp. - Indianapolis | Heil | N80ESN0702116A | Federally-Regulated Consumer Product | Non-Weatherized, Non-Condensin | 1565 | 251 |  | 05/25/2023 | 65903 | 203359747 | 05/25/2023
Carrier Corp. - Indianapolis | Heil | N95ESN0801716A* | Federally-Regulated Consumer Product | Mobile Home Non-Weatherized, C | 1771 | 273 |  | 05/25/2023 | 80331 | 203360674 | 05/25/2023
Carrier Corp. - Indianapolis | Heil | N92ESN1202420A* | Federally-Regulated Consumer Product | Mobile Home Non-Weatherized, C | 1904 | 279 |  | 05/25/2023 | 119302 | 203359896 | 05/25/2023
Carrier Corp. - Indianapolis | Heil | N80MSL1352420A | Federally-Regulated Consumer Product | Non-Weatherized, Non-Condensin | 1907 | 266 |  | 05/25/2023 | 131914 | 211780077 | 05/25/2023
Carrier Corp. - Indianapolis | Heil | N80MSL0901714A* | Federally-Regulated Consumer Product | Non-Weatherized, Non-Condensin | 1592 | 252 |  | 05/25/2023 | 88547 | 211780187 | 05/25/2023
Carrier Corp. - Indianapolis | Heil | N80MSN0902420A | Federally-Regulated Consumer Product | Non-Weatherized, Non-Condensin | 2131 | 276 |  | 05/25/2023 | 87422 | 211779958 | 05/25/2023
Carrier Corp. - Indianapolis | Heil | N80ESL0902420A | Federally-Regulated Consumer Product | Non-Weatherized, Non-Condensin | 1987 | 269 |  | 05/25/2023 | 88320 | 203360052 | 05/25/2023
Carrier Corp. - Indianapolis | Heil | N80ESL0902116A | Federally-Regulated Consumer Product | Non-Weatherized, Non-Condensin | 1450 | 246 |  | 05/25/2023 | 87792 | 203360050 | 05/25/2023
Carrier Corp. - Indianapolis | Heil | N92MSN1002122A* | Federally-Regulated Consumer Product | Mobile Home Non-Weatherized, C | 2308 | 297 |  | 05/25/2023 | 99870 | 211778982 | 05/25/2023
Carrier Corp. - Indianapolis | Heil | N80MSL0701412A* | Federally-Regulated Consumer Product | Non-Weatherized, Non-Condensin | 1170 | 233 |  | 05/25/2023 | 65912 | 211780184 | 05/25/2023
Carrier Corp. - Indianapolis | Heil | N95ESN0802120A**D | Federally-Regulated Consumer Product | Mobile Home Non-Weatherized, C | 1837 | 276 |  | 05/25/2023 | 79777 | 203360681 | 05/25/2023
Carrier Corp. - Indianapolis | Heil | PGD460090K**0G* | Federally-Regulated Consumer Product | Weatherized Non-Condensing Gas | 2222 | 297 |  | 05/25/2023 | 90150 | 204037897 | 05/25/2023
Carrier Corp. - Indianapolis | Heil | PGD442060K**0G* | Federally-Regulated Consumer Product | Weatherized Non-Condensing Gas | 1514 | 266 |  | 05/25/2023 | 60394 | 204037893 | 05/25/2023
Carrier Corp. - Indianapolis | Heil | N92ESN0801716A* | Federally-Regulated Consumer Product | Mobile Home Non-Weatherized, C | 1390 | 256 |  | 05/25/2023 | 79599 | 203359799 | 05/25/2023
Carrier Corp. - Indianapolis | Heil | N96MSN0401410A | Federally-Regulated Consumer Product | Non-Weatherized, Condensing Ga | 1017 | 240 |  | 05/25/2023 | 40102 | 211779173 | 05/25/2023
Carrier Corp. - Indianapolis | Heil | N80VSL0902420A | Federally-Regulated Consumer Product | Non-Weatherized, Non-Condensin | 2057 | 271 |  | 05/25/2023 | 88097 | 204278344 | 05/25/2023
Carrier Corp. - Indianapolis | Heil | N96MSN0401712A | Federally-Regulated Consumer Product | Non-Weatherized, Condensing Ga | 1097 | 243 |  | 05/25/2023 | 40216 | 211779209 | 05/25/2023
Carrier Corp. - Indianapolis | Comfortmaker | PGR548090K**1K* | Federally-Regulated Consumer Product | Weatherized Non-Condensing Gas | 1763 | 276 |  | 05/25/2023 | 58303 | 212409716 | 05/25/2023
Carrier Corp. - Indianapolis | Comfortmaker | PGD448090K**0K* | Federally-Regulated Consumer Product | Weatherized Non-Condensing Gas | 2142 | 293 |  | 05/25/2023 | 89758 | 212006402 | 05/25/2023
Carrier Corp. - Indianapolis | Comfortmaker | PGR536060K**1K* | Federally-Regulated Consumer Product | Weatherized Non-Condensing Gas | 1416 | 261 |  | 05/25/2023 | 39812 | 212409714 | 05/25/2023
Carrier Corp. - Indianapolis | Comfortmaker | PGD460090K**1K* | Federally-Regulated Consumer Product | Weatherized Non-Condensing Gas | 2142 | 293 |  | 05/25/2023 | 89758 | 212028210 | 05/25/2023
Carrier Corp. - Indianapolis | Comfortmaker | PGD460115K**1K* | Federally-Regulated Consumer Product | Weatherized Non-Condensing Gas | 2156 | 293 |  | 05/25/2023 | 114957 | 212028213 | 05/25/2023
Carrier Corp. - Indianapolis | Comfortmaker | PGR560090K**1K* | Federally-Regulated Consumer Product | Weatherized Non-Condensing Gas | 1763 | 276 |  | 05/25/2023 | 58303 | 212409718 | 05/25/2023
Carrier Corp. - Indianapolis | Comfortmaker | PGR548090K**2K* | Federally-Regulated Consumer Product | Weatherized Non-Condensing Gas | 1628 | 270 |  | 05/25/2023 | 90600 | 212410531 | 05/25/2023
Carrier Corp. - Indianapolis | Comfortmaker | PGD430040K**1K* | Federally-Regulated Consumer Product | Weatherized Non-Condensing Gas | 1119 | 248 |  | 05/25/2023 | 40289 | 212006409 | 05/25/2023
Carrier Corp. - Indianapolis | Comfortmaker | PGD460090K**2K* | Federally-Regulated Consumer Product | Weatherized Non-Condensing Gas | 2114 | 292 |  | 05/25/2023 | 89429 | 212028217 | 05/25/2023
Carrier Corp. - Indianapolis | Comfortmaker | PGD424040K**0K* | Federally-Regulated Consumer Product | Weatherized Non-Condensing Gas | 1004 | 243 |  | 05/25/2023 | 39874 | 212006392 | 05/25/2023
Carrier Corp. - Indianapolis | Comfortmaker | PGD442060K**2K* | Federally-Regulated Consumer Product | Weatherized Non-Condensing Gas | 1413 | 261 |  | 05/25/2023 | 59753 | 212006425 | 05/25/2023
Carrier Corp. - Indianapolis | Comfortmaker | PGD436090K**1K* | Federally-Regulated Consumer Product | Weatherized Non-Condensing Gas | 1353 | 258 |  | 05/25/2023 | 89606 | 212006413 | 05/25/2023
Carrier Corp. - Indianapolis | Comfortmaker | PGR560130K**1K* | Federally-Regulated Consumer Product | Weatherized Non-Condensing Gas | 1857 | 280 |  | 05/25/2023 | 84458 | 212409720 | 05/25/2023
Carrier Corp. - Indianapolis | Comfortmaker | PGD460130K**0K* | Federally-Regulated Consumer Product | Weatherized Non-Condensing Gas | 2038 | 288 |  | 05/25/2023 | 127500 | 212028208 | 05/25/2023
Carrier Corp. - Indianapolis | Comfortmaker | PGR524040K**2K* | Federally-Regulated Consumer Product | Weatherized Non-Condensing Gas | 1117 | 248 |  | 05/25/2023 | 44623 | 212410527 | 05/25/2023
Carrier Corp. - Indianapolis | Comfortmaker | PGR524060K**1K* | Federally-Regulated Consumer Product | Weatherized Non-Condensing Gas | 1151 | 249 |  | 05/25/2023 | 39299 | 212409713 | 05/25/2023
Carrier Corp. - Indianapolis | Comfortmaker | PGR560090K**0K* | Federally-Regulated Consumer Product | Weatherized Non-Condensing Gas | 1763 | 276 |  | 05/25/2023 | 58303 | 212409709 | 05/25/2023
Carrier Corp. - Indianapolis | Comfortmaker | PGD448130K**0K* | Federally-Regulated Consumer Product | Weatherized Non-Condensing Gas | 2038 | 288 |  | 05/25/2023 | 127500 | 212006405 | 05/25/2023
Carrier Corp. - Indianapolis | Comfortmaker | PGR548115K**0K* | Federally-Regulated Consumer Product | Weatherized Non-Condensing Gas | 1746 | 275 |  | 05/25/2023 | 75885 | 212409708 | 05/25/2023
Carrier Corp. - Indianapolis | Comfortmaker | PGD442090K**0K* | Federally-Regulated Consumer Product | Weatherized Non-Condensing Gas | 1434 | 262 |  | 05/25/2023 | 89946 | 212006401 | 05/25/2023
Carrier Corp. - Indianapolis | Comfortmaker | PGR560115K**0K* | Federally-Regulated Consumer Product | Weatherized Non-Condensing Gas | 1746 | 275 |  | 05/25/2023 | 75885 | 212409710 | 05/25/2023
Carrier Corp. - Indianapolis | Comfortmaker | PGD442060K**1K* | Federally-Regulated Consumer Product | Weatherized Non-Condensing Gas | 1478 | 264 |  | 05/25/2023 | 60485 | 212006414 | 05/25/2023
Carrier Corp. - Indianapolis | Comfortmaker | PGD448090K**2K* | Federally-Regulated Consumer Product | Weatherized Non-Condensing Gas | 2114 | 292 |  | 05/25/2023 | 89429 | 212006427 | 05/25/2023
Carrier Corp. - Indianapolis | Comfortmaker | PGR548115K**1K* | Federally-Regulated Consumer Product | Weatherized Non-Condensing Gas | 1746 | 275 |  | 05/25/2023 | 75885 | 212409717 | 05/25/2023
Carrier Corp. - Indianapolis | Comfortmaker | PGR524040K**0K* | Federally-Regulated Consumer Product | Weatherized Non-Condensing Gas | 1066 | 245 |  | 05/25/2023 | 26216 | 212409703 | 05/25/2023
Carrier Corp. - Indianapolis | Comfortmaker | PGR560115K**1K* | Federally-Regulated Consumer Product | Weatherized Non-Condensing Gas | 1746 | 275 |  | 05/25/2023 | 75885 | 212409719 | 05/25/2023
Carrier Corp. - Indianapolis | Comfortmaker | PGR524060K**2K* | Federally-Regulated Consumer Product | Weatherized Non-Condensing Gas | 1136 | 248 |  | 05/25/2023 | 59157 | 212410528 | 05/25/2023
Carrier Corp. - Indianapolis | Comfortmaker | PGD430040K**0K* | Federally-Regulated Consumer Product | Weatherized Non-Condensing Gas | 1119 | 248 |  | 05/25/2023 | 40289 | 212006394 | 05/25/2023
Carrier Corp. - Indianapolis | Comfortmaker | PGD424060K**1K* | Federally-Regulated Consumer Product | Weatherized Non-Condensing Gas | 1084 | 246 |  | 05/25/2023 | 60632 | 212006407 | 05/25/2023
Carrier Corp. - Indianapolis | Comfortmaker | PGR536090K**1K* | Federally-Regulated Consumer Product | Weatherized Non-Condensing Gas | 1355 | 258 |  | 05/25/2023 | 59892 | 212409715 | 05/25/2023
Carrier Corp. - Indianapolis | Comfortmaker | PGD460115K**0K* | Federally-Regulated Consumer Product | Weatherized Non-Condensing Gas | 2156 | 293 |  | 05/25/2023 | 114957 | 212028206 | 05/25/2023
Carrier Corp. - Indianapolis | Comfortmaker | PGD424060K**0K* | Federally-Regulated Consumer Product | Weatherized Non-Condensing Gas | 1084 | 246 |  | 05/25/2023 | 60632 | 212006393 | 05/25/2023
Carrier Corp. - Indianapolis | Comfortmaker | PGD442060K**0K* | Federally-Regulated Consumer Product | Weatherized Non-Condensing Gas | 1478 | 264 |  | 05/25/2023 | 60485 | 212006400 | 05/25/2023
Carrier Corp. - Indianapolis | Comfortmaker | PGD430060K**2K* | Federally-Regulated Consumer Product | Weatherized Non-Condensing Gas | 1188 | 251 |  | 05/25/2023 | 60125 | 212006423 | 05/25/2023
Carrier Corp. - Indianapolis | Comfortmaker | PGR524060K**0K* | Federally-Regulated Consumer Product | Weatherized Non-Condensing Gas | 1151 | 249 |  | 05/25/2023 | 39299 | 212409704 | 05/25/2023
Carrier Corp. - Indianapolis | Comfortmaker | PGD442090K**2K* | Federally-Regulated Consumer Product | Weatherized Non-Condensing Gas | 1479 | 264 |  | 05/25/2023 | 89913 | 212006426 | 05/25/2023
Carrier Corp. - Indianapolis | Comfortmaker | PGR524040K**1K* | Federally-Regulated Consumer Product | Weatherized Non-Condensing Gas | 1066 | 245 |  | 05/25/2023 | 26216 | 212409712 | 05/25/2023
Carrier Corp. - Indianapolis | Comfortmaker | PGD436060K**2K* | Federally-Regulated Consumer Product | Weatherized Non-Condensing Gas | 1442 | 262 |  | 05/25/2023 | 60044 | 212006424 | 05/25/2023
Carrier Corp. - Indianapolis | Comfortmaker | PGR536060K**2K* | Federally-Regulated Consumer Product | Weatherized Non-Condensing Gas | 1489 | 264 |  | 05/25/2023 | 60874 | 212410529 | 05/25/2023
Carrier Corp. - Indianapolis | Comfortmaker | PGD436090K**0K* | Federally-Regulated Consumer Product | Weatherized Non-Condensing Gas | 1353 | 258 |  | 05/25/2023 | 89606 | 212006399 | 05/25/2023
Carrier Corp. - Indianapolis | Comfortmaker | PGD424040K**2K* | Federally-Regulated Consumer Product | Weatherized Non-Condensing Gas | 933 | 240 |  | 05/25/2023 | 45607 | 212006419 | 05/25/2023
Carrier Corp. - Indianapolis | Comfortmaker | PGD430060K**1K* | Federally-Regulated Consumer Product | Weatherized Non-Condensing Gas | 1248 | 253 |  | 05/25/2023 | 60151 | 212006410 | 05/25/2023
Carrier Corp. - Indianapolis | Comfortmaker | PGD448130K**1K* | Federally-Regulated Consumer Product | Weatherized Non-Condensing Gas | 2038 | 288 |  | 05/25/2023 | 127500 | 212006418 | 05/25/2023
Carrier Corp. - Indianapolis | Comfortmaker | PGD430040K**2K* | Federally-Regulated Consumer Product | Weatherized Non-Condensing Gas | 1121 | 248 |  | 05/25/2023 | 45305 | 212006421 | 05/25/2023
Carrier Corp. - Indianapolis | Comfortmaker | PGR536060K**0K* | Federally-Regulated Consumer Product | Weatherized Non-Condensing Gas | 1416 | 261 |  | 05/25/2023 | 39812 | 212409705 | 05/25/2023
Carrier Corp. - Indianapolis | Comfortmaker | PGR560090K**2K* | Federally-Regulated Consumer Product | Weatherized Non-Condensing Gas | 1837 | 279 |  | 05/25/2023 | 90615 | 212410533 | 05/25/2023
Carrier Corp. - Indianapolis | Comfortmaker | PGD448115K**0K* | Federally-Regulated Consumer Product | Weatherized Non-Condensing Gas | 2156 | 293 |  | 05/25/2023 | 114957 | 212006403 | 05/25/2023
Carrier Corp. - Indianapolis | Comfortmaker | PGR560130K**0K* | Federally-Regulated Consumer Product | Weatherized Non-Condensing Gas | 1857 | 280 |  | 05/25/2023 | 84458 | 212409711 | 05/25/2023
Carrier Corp. - Indianapolis | Comfortmaker | PGD448090K**1K* | Federally-Regulated Consumer Product | Weatherized Non-Condensing Gas | 2142 | 293 |  | 05/25/2023 | 89758 | 212006416 | 05/25/2023
Carrier Corp. - Indianapolis | Comfortmaker | PGD430060K**0K* | Federally-Regulated Consumer Product | Weatherized Non-Condensing Gas | 1248 | 253 |  | 05/25/2023 | 60151 | 212006396 | 05/25/2023
Carrier Corp. - Indianapolis | Comfortmaker | PGD436060K**1K* | Federally-Regulated Consumer Product | Weatherized Non-Condensing Gas | 1312 | 256 |  | 05/25/2023 | 60638 | 212006411 | 05/25/2023
Carrier Corp. - Indianapolis | Comfortmaker | PGD448115K**1K* | Federally-Regulated Consumer Product | Weatherized Non-Condensing Gas | 2156 | 293 |  | 05/25/2023 | 114957 | 212006417 | 05/25/2023
Carrier Corp. - Indianapolis | Comfortmaker | PGD460130K**1K* | Federally-Regulated Consumer Product | Weatherized Non-Condensing Gas | 2038 | 288 |  | 05/25/2023 | 127500 | 212028215 | 05/25/2023
Carrier Corp. - Indianapolis | Comfortmaker | PGR536090K**0K* | Federally-Regulated Consumer Product | Weatherized Non-Condensing Gas | 1355 | 258 |  | 05/25/2023 | 59892 | 212409706 | 05/25/2023
Carrier Corp. - Indianapolis | Comfortmaker | PGD424040K**1K* | Federally-Regulated Consumer Product | Weatherized Non-Condensing Gas | 1004 | 243 |  | 05/25/2023 | 39874 | 212006406 | 05/25/2023
Carrier Corp. - Indianapolis | Comfortmaker | PGR548090K**0K* | Federally-Regulated Consumer Product | Weatherized Non-Condensing Gas | 1763 | 276 |  | 05/25/2023 | 58303 | 212409707 | 05/25/2023
Carrier Corp. - Indianapolis | Comfortmaker | PGD424060K**2K* | Federally-Regulated Consumer Product | Weatherized Non-Condensing Gas | 1073 | 246 |  | 05/25/2023 | 60498 | 212006420 | 05/25/2023
Carrier Corp. - Indianapolis | Comfortmaker | PGD442090K**1K* | Federally-Regulated Consumer Product | Weatherized Non-Condensing Gas | 1434 | 262 |  | 05/25/2023 | 89946 | 212006415 | 05/25/2023
Carrier Corp. - Indianapolis | Comfortmaker | PGD436060K**0K* | Federally-Regulated Consumer Product | Weatherized Non-Condensing Gas | 1312 | 256 |  | 05/25/2023 | 60638 | 212006397 | 05/25/2023
Nordyne, LLC | All Pro | VR8GE-024K055U1 | Federally-Regulated Consumer Product | Weatherized Non-Condensing Gas | 1304 | 240 |  | 05/25/2023 | 55721 | 207629133 | 05/25/2023
Nordyne, LLC | All Pro | VR8GE-030K070U1 | Federally-Regulated Consumer Product | Weatherized Non-Condensing Gas | 1655 | 264 |  | 05/25/2023 | 69854 | 207629134 | 05/25/2023
Nordyne, LLC | All Pro | VR8GE-X60K120C1 | Federally-Regulated Consumer Product | Weatherized Non-Condensing Gas | 2073 | 290 |  | 05/25/2023 | 119379 | 207192225 | 05/25/2023
Nordyne, LLC | All Pro | VG7SC-072*-T35C1 | Federally-Regulated Consumer Product | Non-Weatherized, Condensing Ga | 1360 | 255 |  | 05/25/2023 | 72522 | 207192202 | 05/25/2023
Nordyne, LLC | All Pro | VR8GE-X60K100U1 | Federally-Regulated Consumer Product | Weatherized Non-Condensing Gas | 2041 | 289 |  | 05/25/2023 | 101000 | 207629138 | 05/25/2023
Nordyne, LLC | All Pro | VG7SA-090C-T35C1 | Federally-Regulated Consumer Product | Non-Weatherized, Non-Condensin | 1992 | 270 |  | 05/25/2023 | 85266 | 207192243 | 05/25/2023
Nordyne, LLC | All Pro | VG7SA-090C-T24B1 | Federally-Regulated Consumer Product | Non-Weatherized, Non-Condensin | 1544 | 250 |  | 05/25/2023 | 89091 | 207192191 | 05/25/2023
Nordyne, LLC | All Pro | VR8GE-024K045C1 | Federally-Regulated Consumer Product | Weatherized Non-Condensing Gas | 1024 | 244 |  | 05/25/2023 | 45216 | 207192233 | 05/25/2023
Nordyne, LLC | All Pro | VG7SC-054*-T24B* | Federally-Regulated Consumer Product | Non-Weatherized, Condensing Ga | 1537 | 263 |  | 05/25/2023 | 54478 | 207192237 | 05/25/2023
Nordyne, LLC | All Pro | VR8GE-036K096C1 | Federally-Regulated Consumer Product | Weatherized Non-Condensing Gas | 1704 | 274 |  | 05/25/2023 | 97452 | 207192229 | 05/25/2023
Nordyne, LLC | All Pro | VR8GE-036K072C1 | Federally-Regulated Consumer Product | Weatherized Non-Condensing Gas | 1349 | 258 |  | 05/25/2023 | 72437 | 207192226 | 05/25/2023
Nordyne, LLC | All Pro | VG7SK-090C-T24B1 | Federally-Regulated Consumer Product | Non-Weatherized, Non-Condensin | 1564 | 251 |  | 05/25/2023 | 90265 | 207192244 | 05/25/2023
Nordyne, LLC | All Pro | VG7SA-054C-T23A1 | Federally-Regulated Consumer Product | Non-Weatherized, Non-Condensin | 1278 | 238 |  | 05/25/2023 | 52950 | 207192238 | 05/25/2023
Nordyne, LLC | All Pro | VG7TA-080C-E24B1 | Federally-Regulated Consumer Product | Non-Weatherized, Non-Condensin | 1277 | 238 |  | 05/25/2023 | 52213 | 207192211 | 05/25/2023
Nordyne, LLC | All Pro | VG7SA-126C-T45D1 | Federally-Regulated Consumer Product | Non-Weatherized, Non-Condensin | 2213 | 279 |  | 05/25/2023 | 120195 | 207192246 | 05/25/2023
Nordyne, LLC | All Pro | VR8GE-036K070U1 | Federally-Regulated Consumer Product | Weatherized Non-Condensing Gas | 1655 | 264 |  | 05/25/2023 | 69854 | 207629135 | 05/25/2023
Nordyne, LLC | All Pro | VG7SC-108*-T45D1 | Federally-Regulated Consumer Product | Non-Weatherized, Condensing Ga | 1956 | 281 |  | 05/25/2023 | 107378 | 207192200 | 05/25/2023
Nordyne, LLC | All Pro | VG7SK-072C-T24B1 | Federally-Regulated Consumer Product | Non-Weatherized, Non-Condensin | 1723 | 258 |  | 05/25/2023 | 73937 | 207192185 | 05/25/2023
Nordyne, LLC | All Pro | VG7SA-072C-T24B1 | Federally-Regulated Consumer Product | Non-Weatherized, Non-Condensin | 1457 | 246 |  | 05/25/2023 | 69586 | 207192245 | 05/25/2023
Nordyne, LLC | All Pro | VG7SD-072D-T35C1 | Federally-Regulated Consumer Product | Non-Weatherized, Condensing Ga | 1826 | 275 |  | 05/25/2023 | 72142 | 207192206 | 05/25/2023
Nordyne, LLC | All Pro | VR8GE-042K096C1 | Federally-Regulated Consumer Product | Weatherized Non-Condensing Gas | 1540 | 267 |  | 05/25/2023 | 97780 | 207192230 | 05/25/2023
Nordyne, LLC | All Pro | VG8SD-050U-T23A* | Federally-Regulated Consumer Product | Non-Weatherized, Condensing Ga | 1446 | 259 |  | 05/25/2023 | 50148 | 207192187 | 05/25/2023
Nordyne, LLC | All Pro | VR8GE-024K072C1 | Federally-Regulated Consumer Product | Weatherized Non-Condensing Gas | 1280 | 255 |  | 05/25/2023 | 71272 | 207192223 | 05/25/2023
Nordyne, LLC | All Pro | VG7TA-060C-E23A1 | Federally-Regulated Consumer Product | Non-Weatherized, Non-Condensin | 1266 | 238 |  | 05/25/2023 | 39577 | 207192189 | 05/25/2023
Nordyne, LLC | All Pro | VR8GE-042K100U1 | Federally-Regulated Consumer Product | Weatherized Non-Condensing Gas | 1913 | 275 |  | 05/25/2023 | 100561 | 207629136 | 05/25/2023
Nordyne, LLC | All Pro | VG8SA-055U-T23A1 | Federally-Regulated Consumer Product | Non-Weatherized, Non-Condensin | 1100 | 230 |  | 05/25/2023 | 54989 | 207192235 | 05/25/2023
Nordyne, LLC | All Pro | VR8GE-042K072C1 | Federally-Regulated Consumer Product | Weatherized Non-Condensing Gas | 1817 | 279 |  | 05/25/2023 | 72195 | 207192232 | 05/25/2023
Nordyne, LLC | All Pro | VG7SA-108C-T35C1 | Federally-Regulated Consumer Product | Non-Weatherized, Non-Condensin | 2230 | 238 |  | 05/25/2023 | 108250 | 207192242 | 05/25/2023
Nordyne, LLC | All Pro | VR8GE-048K100U1 | Federally-Regulated Consumer Product | Weatherized Non-Condensing Gas | 1913 | 275 |  | 05/25/2023 | 100561 | 207629137 | 05/25/2023
Nordyne, LLC | All Pro | VG7TA-100C-E35C1 | Federally-Regulated Consumer Product | Non-Weatherized, Non-Condensin | 1668 | 255 |  | 05/25/2023 | 63969 | 207192212 | 05/25/2023
Nordyne, LLC | All Pro | VG7SC-120*-T45D1 | Federally-Regulated Consumer Product | Non-Weatherized, Condensing Ga | 2047 | 272 |  | 05/25/2023 | 120160 | 207192196 | 05/25/2023
Nordyne, LLC | All Pro | VR8GE-X60K096C1 | Federally-Regulated Consumer Product | Weatherized Non-Condensing Gas | 2028 | 288 |  | 05/25/2023 | 94398 | 207192227 | 05/25/2023
Nordyne, LLC | All Pro | VR8GE-048K096C1 | Federally-Regulated Consumer Product | Weatherized Non-Condensing Gas | 1818 | 279 |  | 05/25/2023 | 95561 | 207192231 | 05/25/2023
Nordyne, LLC | All Pro | VG7SK-054C-T23A1 | Federally-Regulated Consumer Product | Non-Weatherized, Non-Condensin | 1338 | 241 |  | 05/25/2023 | 52857 | 207192241 | 05/25/2023
Nordyne, LLC | All Pro | VG7SA-045C-T23A1 | Federally-Regulated Consumer Product | Non-Weatherized, Non-Condensin | 1249 | 235 |  | 05/25/2023 | 45676 | 207192186 | 05/25/2023
Nordyne, LLC | All Pro | VG8SD-070U-T24B* | Federally-Regulated Consumer Product | Non-Weatherized, Condensing Ga | 1626 | 267 |  | 05/25/2023 | 68900 | 207192190 | 05/25/2023
Nordyne, LLC | All Pro | VG8SA-070U-T24B1 | Federally-Regulated Consumer Product | Non-Weatherized, Non-Condensin | 1597 | 252 |  | 05/25/2023 | 70859 | 207192240 | 05/25/2023
Nordyne, LLC | All Pro | VG8SA-100U-T35C1 | Federally-Regulated Consumer Product | Non-Weatherized, Non-Condensin | 2074 | 273 |  | 05/25/2023 | 101887 | 207192234 | 05/25/2023
Nordyne, LLC | All Pro | VG8SD-100U-T35C* | Federally-Regulated Consumer Product | Non-Weatherized, Condensing Ga | 2088 | 287 |  | 05/25/2023 | 100330 | 207192188 | 05/25/2023
Nordyne, LLC | All Pro | VR8GE-030K072C1 | Federally-Regulated Consumer Product | Weatherized Non-Condensing Gas | 1280 | 255 |  | 05/25/2023 | 71272 | 207192224 | 05/25/2023
Nordyne, LLC | All Pro | VG7SA-072C-T35C1 | Federally-Regulated Consumer Product | Non-Weatherized, Non-Condensin | 1719 | 257 |  | 05/25/2023 | 73962 | 207192210 | 05/25/2023
Nordyne, LLC | All Pro | VR8GE-048K120C1 | Federally-Regulated Consumer Product | Weatherized Non-Condensing Gas | 1991 | 287 |  | 05/25/2023 | 121831 | 207192228 | 05/25/2023
Rheem Sales Company, Inc. | RUSSELL | RGEAZR060AJT08XNA | Federally-Regulated Consumer Product | Weatherized Non-Condensing Gas | 2041 | 289 |  | 05/25/2023 | 79422 | 208676575 | 05/25/2023
Rheem Sales Company, Inc. | RUSSELL | RGEAZR030AJT041NA | Federally-Regulated Consumer Product | Weatherized Non-Condensing Gas | 1342 | 258 |  | 05/25/2023 | 39842 | 208676405 | 05/25/2023
Rheem Sales Company, Inc. | RUSSELL | RGEA14030AJT08XAC | Federally-Regulated Consumer Product | Weatherized Non-Condensing Gas | 1147 | 249 |  | 05/25/2023 | 79965 | 206606610 | 05/25/2023
Rheem Sales Company, Inc. | RUSSELL | RGEAZR048AJT10XNA | Federally-Regulated Consumer Product | Weatherized Non-Condensing Gas | 2001 | 287 |  | 05/25/2023 | 101705 | 208676570 | 05/25/2023
Rheem Sales Company, Inc. | RUSSELL | RGEA14042AJT10XAC | Federally-Regulated Consumer Product | Weatherized Non-Condensing Gas | 1494 | 265 |  | 05/25/2023 | 99609 | 206606655 | 05/25/2023
Rheem Sales Company, Inc. | RUSSELL | S962V0705A21M4S | Federally-Regulated Consumer Product | Non-Weatherized, Condensing Ga | 1923 | 280 |  | 05/25/2023 | 49235 | 208243354 | 05/25/2023
Rheem Sales Company, Inc. | RUSSELL | RGEAZS036AJV082CA | Federally-Regulated Consumer Product | Weatherized Non-Condensing Gas | 1662 | 272 |  | 05/25/2023 | 60830 | 211726912 | 05/25/2023
Rheem Sales Company, Inc. | RUSSELL | S802V0755A21UHS | Federally-Regulated Consumer Product | Non-Weatherized, Non-Condensin | 1718 | 258 |  | 05/25/2023 | 52500 | 208243333 | 05/25/2023
Rheem Sales Company, Inc. | RUSSELL | S951T1005A21M4 | Federally-Regulated Consumer Product | Non-Weatherized, Condensing Ga | 2066 | 286 |  | 05/25/2023 | 98023 | 208663414 | 05/25/2023
Rheem Sales Company, Inc. | RUSSELL | RGEAZR042AJT081NA | Federally-Regulated Consumer Product | Weatherized Non-Condensing Gas | 1820 | 279 |  | 05/25/2023 | 81578 | 208676435 | 05/25/2023
Rheem Sales Company, Inc. | RUSSELL | S951T0603A17M4 | Federally-Regulated Consumer Product | Non-Weatherized, Condensing Ga | 1156 | 246 |  | 05/25/2023 | 55624 | 208663410 | 05/25/2023
Rheem Sales Company, Inc. | RUSSELL | RGEAZR042AJT101NA | Federally-Regulated Consumer Product | Weatherized Non-Condensing Gas | 1774 | 277 |  | 05/25/2023 | 100987 | 208676440 | 05/25/2023
Rheem Sales Company, Inc. | RUSSELL | RGEA14060AJT10UAA | Federally-Regulated Consumer Product | Weatherized Non-Condensing Gas | 2066 | 290 |  | 05/25/2023 | 100130 | 205965560 | 05/25/2023
Rheem Sales Company, Inc. | RUSSELL | S98MV0703A17UPS | Federally-Regulated Consumer Product | Non-Weatherized, Condensing Ga | 1162 | 246 |  | 05/25/2023 | 28246 | 208157057 | 05/25/2023
Rheem Sales Company, Inc. | RUSSELL | S801T0754A21UHN | Federally-Regulated Consumer Product | Non-Weatherized, Non-Condensin | 1634 | 254 |  | 05/25/2023 | 75736 | 208242429 | 05/25/2023
Rheem Sales Company, Inc. | RUSSELL | S801T0755A21DZN | Federally-Regulated Consumer Product | Non-Weatherized, Non-Condensin | 1883 | 265 |  | 05/25/2023 | 75029 | 208242441 | 05/25/2023
Rheem Sales Company, Inc. | RUSSELL | S801T1005A21UHS | Federally-Regulated Consumer Product | Non-Weatherized, Non-Condensin | 1812 | 262 |  | 05/25/2023 | 99863 | 208242424 | 05/25/2023
Rheem Sales Company, Inc. | RUSSELL | S801V0754A17UH | Federally-Regulated Consumer Product | Non-Weatherized, Non-Condensin | 1830 | 223 |  | 05/25/2023 | 75693 | 208665959 | 05/25/2023
Rheem Sales Company, Inc. | RUSSELL | S802V0754A17UHS | Federally-Regulated Consumer Product | Non-Weatherized, Non-Condensin | 1458 | 246 |  | 05/25/2023 | 52564 | 208243331 | 05/25/2023
Rheem Sales Company, Inc. | RUSSELL | S801T0755A21DZS | Federally-Regulated Consumer Product | Non-Weatherized, Non-Condensin | 1883 | 265 |  | 05/25/2023 | 75029 | 208242435 | 05/25/2023
Rheem Sales Company, Inc. | RUSSELL | RGEA14036AJT08UAA | Federally-Regulated Consumer Product | Weatherized Non-Condensing Gas | 1382 | 260 |  | 05/25/2023 | 80891 | 205965556 | 05/25/2023
Rheem Sales Company, Inc. | RUSSELL | RGECZR048AJT07**B | Federally-Regulated Consumer Product | Weatherized Non-Condensing Gas | 1873 | 167 |  | 05/25/2023 | 52596 | 206778656 | 05/25/2023
Rheem Sales Company, Inc. | RUSSELL | RGEAZR036AJT061NA | Federally-Regulated Consumer Product | Weatherized Non-Condensing Gas | 1259 | 254 |  | 05/25/2023 | 58986 | 208676420 | 05/25/2023
Rheem Sales Company, Inc. | RUSSELL | S951V0705A21M4 | Federally-Regulated Consumer Product | Non-Weatherized, Condensing Ga | 1835 | 248 |  | 05/25/2023 | 69808 | 208676316 | 05/25/2023
Rheem Sales Company, Inc. | RUSSELL | RGEA14036AJT081AC | Federally-Regulated Consumer Product | Weatherized Non-Condensing Gas | 1430 | 262 |  | 05/25/2023 | 99665 | 206606623 | 05/25/2023
Rheem Sales Company, Inc. | RUSSELL | S921V0705A21M4 | Federally-Regulated Consumer Product | Non-Weatherized, Condensing Ga | 1835 | 248 |  | 05/25/2023 | 69808 | 208676282 | 05/25/2023
Rheem Sales Company, Inc. | RUSSELL | S801V1005A21UH | Federally-Regulated Consumer Product | Non-Weatherized, Non-Condensin | 2027 | 188 |  | 05/25/2023 | 100725 | 208665967 | 05/25/2023
Rheem Sales Company, Inc. | RUSSELL | RGEA14042AJT08UAA | Federally-Regulated Consumer Product | Weatherized Non-Condensing Gas | 1635 | 271 |  | 05/25/2023 | 80943 | 205965559 | 05/25/2023
Rheem Sales Company, Inc. | RUSSELL | RGEAZR036AJT10XNA | Federally-Regulated Consumer Product | Weatherized Non-Condensing Gas | 1380 | 260 |  | 05/25/2023 | 100130 | 208676535 | 05/25/2023
Rheem Sales Company, Inc. | RUSSELL | S951V0403A17M4 | Federally-Regulated Consumer Product | Non-Weatherized, Condensing Ga | 1292 | 228 |  | 05/25/2023 | 42494 | 208676313 | 05/25/2023
Rheem Sales Company, Inc. | RUSSELL | S801T0703A17UHU | Federally-Regulated Consumer Product | Non-Weatherized, Non-Condensin | 1189 | 234 |  | 05/25/2023 | 70542 | 208430287 | 05/25/2023
Rheem Sales Company, Inc. | RUSSELL | RGEA14042AJT081AC | Federally-Regulated Consumer Product | Weatherized Non-Condensing Gas | 1494 | 265 |  | 05/25/2023 | 99609 | 206606641 | 05/25/2023
Rheem Sales Company, Inc. | RUSSELL | S802V1005A21UHS | Federally-Regulated Consumer Product | Non-Weatherized, Non-Condensin | 1905 | 266 |  | 05/25/2023 | 70000 | 208243337 | 05/25/2023
Rheem Sales Company, Inc. | RUSSELL | RGEAZR024AJT041NA | Federally-Regulated Consumer Product | Weatherized Non-Condensing Gas | 1205 | 252 |  | 05/25/2023 | 40798 | 208676390 | 05/25/2023
Rheem Sales Company, Inc. | RUSSELL | S98MV0603A17UPS | Federally-Regulated Consumer Product | Non-Weatherized, Condensing Ga | 1110 | 244 |  | 05/25/2023 | 22600 | 208157056 | 05/25/2023
Rheem Sales Company, Inc. | RUSSELL | RGECZR036AJT10**B | Federally-Regulated Consumer Product | Weatherized Non-Condensing Gas | 1576 | 218 |  | 05/25/2023 | 100764 | 206778655 | 05/25/2023
Rheem Sales Company, Inc. | RUSSELL | S921T0855A21M4 | Federally-Regulated Consumer Product | Non-Weatherized, Condensing Ga | 1929 | 280 |  | 05/25/2023 | 84515 | 208663444 | 05/25/2023
Rheem Sales Company, Inc. | RUSSELL | S921T0603A17M4 | Federally-Regulated Consumer Product | Non-Weatherized, Condensing Ga | 1156 | 246 |  | 05/25/2023 | 55624 | 208663441 | 05/25/2023
Rheem Sales Company, Inc. | RUSSELL | S801T1255A24DZS | Federally-Regulated Consumer Product | Non-Weatherized, Non-Condensin | 1835 | 263 |  | 05/25/2023 | 124389 | 208242437 | 05/25/2023
Rheem Sales Company, Inc. | RUSSELL | S962V0855A21M4S | Federally-Regulated Consumer Product | Non-Weatherized, Condensing Ga | 1947 | 281 |  | 05/25/2023 | 58053 | 208243356 | 05/25/2023
Rheem Sales Company, Inc. | RUSSELL | S951T0403A17M4 | Federally-Regulated Consumer Product | Non-Weatherized, Condensing Ga | 1107 | 244 |  | 05/25/2023 | 41877 | 208663409 | 05/25/2023
Rheem Sales Company, Inc. | RUSSELL | S921V0703A17M4 | Federally-Regulated Consumer Product | Non-Weatherized, Condensing Ga | 1166 | 246 |  | 05/25/2023 | 70001 | 208676281 | 05/25/2023
Rheem Sales Company, Inc. | RUSSELL | S801T0503A14UHN | Federally-Regulated Consumer Product | Non-Weatherized, Non-Condensin | 1388 | 243 |  | 05/25/2023 | 49660 | 208242427 | 05/25/2023
Rheem Sales Company, Inc. | RUSSELL | RGEAZR042AJT08UNA | Federally-Regulated Consumer Product | Weatherized Non-Condensing Gas | 1635 | 271 |  | 05/25/2023 | 80943 | 208676540 | 05/25/2023
Rheem Sales Company, Inc. | RUSSELL | S801T0704A17UHU | Federally-Regulated Consumer Product | Non-Weatherized, Non-Condensin | 1823 | 262 |  | 05/25/2023 | 70109 | 208430288 | 05/25/2023
Rheem Sales Company, Inc. | RUSSELL | S951V1155A24M4 | Federally-Regulated Consumer Product | Non-Weatherized, Condensing Ga | 2137 | 231 |  | 05/25/2023 | 111605 | 208676271 | 05/25/2023
Rheem Sales Company, Inc. | RUSSELL | S801V0755A21UH | Federally-Regulated Consumer Product | Non-Weatherized, Non-Condensin | 1813 | 235 |  | 05/25/2023 | 75573 | 208665963 | 05/25/2023
Rheem Sales Company, Inc. | RUSSELL | S921T1005A21M4 | Federally-Regulated Consumer Product | Non-Weatherized, Condensing Ga | 2066 | 286 |  | 05/25/2023 | 98023 | 208663445 | 05/25/2023
Rheem Sales Company, Inc. | RUSSELL | S921T1155A24M4 | Federally-Regulated Consumer Product | Non-Weatherized, Condensing Ga | 2041 | 285 |  | 05/25/2023 | 111488 | 208663446 | 05/25/2023
Rheem Sales Company, Inc. | RUSSELL | RGEAZR024AJT06UNA | Federally-Regulated Consumer Product | Weatherized Non-Condensing Gas | 1236 | 253 |  | 05/25/2023 | 61566 | 208676475 | 05/25/2023
Rheem Sales Company, Inc. | RUSSELL | S962V0603A17M4S | Federally-Regulated Consumer Product | Non-Weatherized, Condensing Ga | 1372 | 255 |  | 05/25/2023 | 37932 | 208243351 | 05/25/2023
Rheem Sales Company, Inc. | RUSSELL | S951T0855A21M4 | Federally-Regulated Consumer Product | Non-Weatherized, Condensing Ga | 1929 | 280 |  | 05/25/2023 | 84515 | 208663413 | 05/25/2023
Rheem Sales Company, Inc. | RUSSELL | S801T0754A21UHS | Federally-Regulated Consumer Product | Non-Weatherized, Non-Condensin | 1634 | 254 |  | 05/25/2023 | 75736 | 208242423 | 05/25/2023
Rheem Sales Company, Inc. | RUSSELL | RGECZR060AJT07**C | Federally-Regulated Consumer Product | Weatherized Non-Condensing Gas | 2336 | 182 |  | 05/25/2023 | 52310 | 210279546 | 05/25/2023
Rheem Sales Company, Inc. | RUSSELL | RGEA14036AJT06UAA | Federally-Regulated Consumer Product | Weatherized Non-Condensing Gas | 1434 | 262 |  | 05/25/2023 | 60723 | 205965555 | 05/25/2023
Rheem Sales Company, Inc. | RUSSELL | S802V0503A14UHN | Federally-Regulated Consumer Product | Non-Weatherized, Non-Condensin | 1318 | 240 |  | 05/25/2023 | 35484 | 208243340 | 05/25/2023
Rheem Sales Company, Inc. | RUSSELL | S801T0754A17UHN | Federally-Regulated Consumer Product | Non-Weatherized, Non-Condensin | 1496 | 248 |  | 05/25/2023 | 75177 | 208242428 | 05/25/2023
Rheem Sales Company, Inc. | RUSSELL | S801T0754A17UHS | Federally-Regulated Consumer Product | Non-Weatherized, Non-Condensin | 1496 | 248 |  | 05/25/2023 | 75177 | 208242422 | 05/25/2023
Rheem Sales Company, Inc. | RUSSELL | S802V0503A14UHS | Federally-Regulated Consumer Product | Non-Weatherized, Non-Condensin | 1318 | 240 |  | 05/25/2023 | 35484 | 208243329 | 05/25/2023
Rheem Sales Company, Inc. | RUSSELL | RGEAZS036AJV08TCA | Federally-Regulated Consumer Product | Weatherized Non-Condensing Gas | 1662 | 272 |  | 05/25/2023 | 60830 | 211729593 | 05/25/2023
Rheem Sales Company, Inc. | RUSSELL | S802V0755A21UHN | Federally-Regulated Consumer Product | Non-Weatherized, Non-Condensin | 1718 | 258 |  | 05/25/2023 | 52500 | 208243342 | 05/25/2023
Rheem Sales Company, Inc. | RUSSELL | RGEAZR036AJT08UNA | Federally-Regulated Consumer Product | Weatherized Non-Condensing Gas | 1382 | 260 |  | 05/25/2023 | 80891 | 208676525 | 05/25/2023
Rheem Sales Company, Inc. | RUSSELL | S951T0705A21M4 | Federally-Regulated Consumer Product | Non-Weatherized, Condensing Ga | 1983 | 282 |  | 05/25/2023 | 70360 | 208663412 | 05/25/2023
Rheem Sales Company, Inc. | RUSSELL | S802V1004A17UHN | Federally-Regulated Consumer Product | Non-Weatherized, Non-Condensin | 1730 | 258 |  | 05/25/2023 | 70020 | 208243344 | 05/25/2023
Rheem Sales Company, Inc. | RUSSELL | S801T0753A17DZN | Federally-Regulated Consumer Product | Non-Weatherized, Non-Condensin | 1253 | 237 |  | 05/25/2023 | 74903 | 208429536 | 05/25/2023
Rheem Sales Company, Inc. | RUSSELL | S962V0403A17M4S | Federally-Regulated Consumer Product | Non-Weatherized, Condensing Ga | 1248 | 250 |  | 05/25/2023 | 29623 | 208243349 | 05/25/2023
Rheem Sales Company, Inc. | RUSSELL | S801T1255A24UHN | Federally-Regulated Consumer Product | Non-Weatherized, Non-Condensin | 1991 | 270 |  | 05/25/2023 | 123598 | 208242431 | 05/25/2023
Rheem Sales Company, Inc. | RUSSELL | RGEAZR036AJT06XNA | Federally-Regulated Consumer Product | Weatherized Non-Condensing Gas | 1259 | 254 |  | 05/25/2023 | 58986 | 208676520 | 05/25/2023
Rheem Sales Company, Inc. | RUSSELL | S97MV0703A17DHS | Federally-Regulated Consumer Product | Non-Weatherized, Condensing Ga | 1282 | 251 |  | 05/25/2023 | 28494 | 208157052 | 05/25/2023
Rheem Sales Company, Inc. | RUSSELL | S921T0403A17M4 | Federally-Regulated Consumer Product | Non-Weatherized, Condensing Ga | 1107 | 244 |  | 05/25/2023 | 41877 | 208663440 | 05/25/2023
Rheem Sales Company, Inc. | RUSSELL | S801V1255A24UH | Federally-Regulated Consumer Product | Non-Weatherized, Non-Condensin | 2076 | 258 |  | 05/25/2023 | 124802 | 208665971 | 05/25/2023
Rheem Sales Company, Inc. | RUSSELL | RGEAZR060AJT101NA | Federally-Regulated Consumer Product | Weatherized Non-Condensing Gas | 2131 | 293 |  | 05/25/2023 | 101980 | 208676460 | 05/25/2023
Rheem Sales Company, Inc. | RUSSELL | S921V0403A17M4 | Federally-Regulated Consumer Product | Non-Weatherized, Condensing Ga | 1292 | 228 |  | 05/25/2023 | 42494 | 208676279 | 05/25/2023
Rheem Sales Company, Inc. | RUSSELL | S801T1005A21UHU | Federally-Regulated Consumer Product | Non-Weatherized, Non-Condensin | 2096 | 274 |  | 05/25/2023 | 100583 | 208430290 | 05/25/2023
Rheem Sales Company, Inc. | RUSSELL | S802V1005A21UHN | Federally-Regulated Consumer Product | Non-Weatherized, Non-Condensin | 1905 | 266 |  | 05/25/2023 | 70000 | 208243345 | 05/25/2023
Rheem Sales Company, Inc. | RUSSELL | S801T1004A21UHU | Federally-Regulated Consumer Product | Non-Weatherized, Non-Condensin | 1861 | 264 |  | 05/25/2023 | 98348 | 208430289 | 05/25/2023
Rheem Sales Company, Inc. | RUSSELL | RGEAZR036AJT101NA | Federally-Regulated Consumer Product | Weatherized Non-Condensing Gas | 1380 | 260 |  | 05/25/2023 | 100130 | 208676430 | 05/25/2023
Rheem Sales Company, Inc. | RUSSELL | RGEAZS036ACV06TCA | Federally-Regulated Consumer Product | Weatherized Non-Condensing Gas | 1702 | 248 |  | 05/25/2023 | 46772 | 211729577 | 05/25/2023
Rheem Sales Company, Inc. | RUSSELL | RGEA14030AJT06UAA | Federally-Regulated Consumer Product | Weatherized Non-Condensing Gas | 1125 | 248 |  | 05/25/2023 | 60094 | 205965552 | 05/25/2023
Rheem Sales Company, Inc. | RUSSELL | S801T0753A17DZS | Federally-Regulated Consumer Product | Non-Weatherized, Non-Condensin | 1253 | 237 |  | 05/25/2023 | 74903 | 208429535 | 05/25/2023
Rheem Sales Company, Inc. | RUSSELL | S801T0504A17UHU | Federally-Regulated Consumer Product | Non-Weatherized, Non-Condensin | 1502 | 248 |  | 05/25/2023 | 50342 | 208430286 | 05/25/2023
Rheem Sales Company, Inc. | RUSSELL | S921T0705A21M4 | Federally-Regulated Consumer Product | Non-Weatherized, Condensing Ga | 1983 | 282 |  | 05/25/2023 | 70360 | 208663443 | 05/25/2023
Rheem Sales Company, Inc. | RUSSELL | RGEA14030AJT04UAA | Federally-Regulated Consumer Product | Weatherized Non-Condensing Gas | 1189 | 251 |  | 05/25/2023 | 39887 | 205965553 | 05/25/2023
Rheem Sales Company, Inc. | RUSSELL | RGEAZR030AJT06UNA | Federally-Regulated Consumer Product | Weatherized Non-Condensing Gas | 1125 | 248 |  | 05/25/2023 | 60094 | 208676500 | 05/25/2023
Rheem Sales Company, Inc. | RUSSELL | S801T1255A24UHS | Federally-Regulated Consumer Product | Non-Weatherized, Non-Condensin | 1991 | 270 |  | 05/25/2023 | 123598 | 208242426 | 05/25/2023
Rheem Sales Company, Inc. | RUSSELL | RGEAZR036AJT08XNA | Federally-Regulated Consumer Product | Weatherized Non-Condensing Gas | 1387 | 260 |  | 05/25/2023 | 80632 | 208676530 | 05/25/2023
Rheem Sales Company, Inc. | RUSSELL | RGEA14042AJT101AC | Federally-Regulated Consumer Product | Weatherized Non-Condensing Gas | 1494 | 265 |  | 05/25/2023 | 99609 | 206606650 | 05/25/2023
Rheem Sales Company, Inc. | RUSSELL | S802V1255A24UHS | Federally-Regulated Consumer Product | Non-Weatherized, Non-Condensin | 2073 | 273 |  | 05/25/2023 | 87500 | 208243338 | 05/25/2023
Rheem Sales Company, Inc. | RUSSELL | S802V1505A24UHS | Federally-Regulated Consumer Product | Non-Weatherized, Non-Condensin | 2092 | 274 |  | 05/25/2023 | 104565 | 208243584 | 05/25/2023
Rheem Sales Company, Inc. | RUSSELL | RGECZR060AJT12**C | Federally-Regulated Consumer Product | Weatherized Non-Condensing Gas | 2183 | 266 |  | 05/25/2023 | 83968 | 210279550 | 05/25/2023
Rheem Sales Company, Inc. | RUSSELL | S951V1005A21M4 | Federally-Regulated Consumer Product | Non-Weatherized, Condensing Ga | 2153 | 271 |  | 05/25/2023 | 98911 | 208676318 | 05/25/2023
Rheem Sales Company, Inc. | RUSSELL | RGEA14048AJT08UAA | Federally-Regulated Consumer Product | Weatherized Non-Condensing Gas | 2026 | 288 |  | 05/25/2023 | 80019 | 205965557 | 05/25/2023
Rheem Sales Company, Inc. | RUSSELL | S801T1005A21DZN | Federally-Regulated Consumer Product | Non-Weatherized, Non-Condensin | 1895 | 265 |  | 05/25/2023 | 100302 | 208242442 | 05/25/2023
Rheem Sales Company, Inc. | RUSSELL | S97MV1005A21DHS | Federally-Regulated Consumer Product | Non-Weatherized, Condensing Ga | 1990 | 282 |  | 05/25/2023 | 39222 | 208157054 | 05/25/2023
Rheem Sales Company, Inc. | RUSSELL | S951T1155A24M4 | Federally-Regulated Consumer Product | Non-Weatherized, Condensing Ga | 2041 | 285 |  | 05/25/2023 | 111488 | 208663351 | 05/25/2023
Lennox Industries Inc. | BLUERIDGE | BG802UH090BE16-* | Federally-Regulated Consumer Product | Non-Weatherized, Non-Condensin | 1663 | 255 |  | 05/25/2023 | 57278 | 207777485 | 05/25/2023
Lennox Industries Inc. | BLUERIDGE | BG802DF070AE12-* | Federally-Regulated Consumer Product | Non-Weatherized, Non-Condensin | 1328 | 240 |  | 05/25/2023 | 43102 | 207821770 | 05/25/2023
Lennox Industries Inc. | BLUERIDGE | BG802UH070AE12-* | Federally-Regulated Consumer Product | Non-Weatherized, Non-Condensin | 1397 | 243 |  | 05/25/2023 | 43054 | 207777483 | 05/25/2023
Lennox Industries Inc. | BLUERIDGE | BG80G1DF110AE20-* | Federally-Regulated Consumer Product | Non-Weatherized, Non-Condensin | 2147 | 276 |  | 05/25/2023 | 111057 | 209247349 | 05/25/2023
Lennox Industries Inc. | BLUERIDGE | BG80G1DF090AE16-* | Federally-Regulated Consumer Product | Non-Weatherized, Non-Condensin | 1639 | 254 |  | 05/25/2023 | 87767 | 209247348 | 05/25/2023
Lennox Industries Inc. | BLUERIDGE | BG80G1DF070AE12-* | Federally-Regulated Consumer Product | Non-Weatherized, Non-Condensin | 1369 | 242 |  | 05/25/2023 | 66107 | 209247347 | 05/25/2023
Lennox Industries Inc. | BLUERIDGE | BG80SDF070AE12-* | Federally-Regulated Consumer Product | Non-Weatherized, Non-Condensin | 1328 | 240 |  | 05/25/2023 | 43102 | 207777481 | 05/25/2023
Lennox Industries Inc. | BLUERIDGE | BG802UH090BE12-* | Federally-Regulated Consumer Product | Non-Weatherized, Non-Condensin | 1476 | 247 |  | 05/25/2023 | 57525 | 207777484 | 05/25/2023
Lennox Industries Inc. | BLUERIDGE | BG802DF090BE16-* | Federally-Regulated Consumer Product | Non-Weatherized, Non-Condensin | 1614 | 253 |  | 05/25/2023 | 57301 | 207777482 | 05/25/2023
Lennox Industries Inc. | BLUERIDGE | BG80G1DF045AE12-* | Federally-Regulated Consumer Product | Non-Weatherized, Non-Condensin | 1312 | 240 |  | 05/25/2023 | 66105 | 209247346 | 05/25/2023
Carrier Corp. - Syracuse | Tempstar | RGW048KF* | Federally-Regulated Consumer Product | Weatherized Non-Condensing Gas | 2640 | 312 |  | 05/25/2023 | 106 | 202535292 | 05/25/2023
Carrier Corp. - Syracuse | Tempstar | RGV048KS* | Federally-Regulated Consumer Product | Weatherized Non-Condensing Gas | 2640 | 312 |  | 05/25/2023 | 53 | 202535279 | 05/25/2023
Carrier Corp. - Syracuse | Tempstar | RGV036KD* | Federally-Regulated Consumer Product | Weatherized Non-Condensing Gas | 1889 | 281 |  | 05/25/2023 | 53 | 202535270 | 05/25/2023
Carrier Corp. - Syracuse | Tempstar | RGW060KD* | Federally-Regulated Consumer Product | Weatherized Non-Condensing Gas | 2694 | 302 |  | 05/25/2023 | 53 | 202535288 | 05/25/2023
Carrier Corp. - Syracuse | Tempstar | RGV036KR* | Federally-Regulated Consumer Product | Weatherized Non-Condensing Gas | 1889 | 281 |  | 05/25/2023 | 73 | 202535281 | 05/25/2023
Carrier Corp. - Syracuse | Tempstar | RGW036KE* | Federally-Regulated Consumer Product | Weatherized Non-Condensing Gas | 1889 | 281 |  | 05/25/2023 | 73 | 202535289 | 05/25/2023
Carrier Corp. - Syracuse | Tempstar | RGW048KR* | Federally-Regulated Consumer Product | Weatherized Non-Condensing Gas | 2640 | 312 |  | 05/25/2023 | 73 | 202535298 | 05/25/2023
Nordyne, LLC | NORTEK GLOBAL HVAC LLC | G7TN-060D-V24BP | Federally-Regulated Consumer Product | Non-Weatherized, Condensing Ga | 1405 | 257 |  | 05/25/2023 | 38964 | 207455900 | 05/25/2023
Nordyne, LLC | NORTEK GLOBAL HVAC LLC | G7TA-100C-V35C1 | Federally-Regulated Consumer Product | Non-Weatherized, Non-Condensin | 1795 | 261 |  | 05/25/2023 | 65499 | 205962938 | 05/25/2023
Nordyne, LLC | NORTEK GLOBAL HVAC LLC | G7TA-060C-V23AP | Federally-Regulated Consumer Product | Non-Weatherized, Non-Condensin | 1266 | 238 |  | 05/25/2023 | 39577 | 207455887 | 05/25/2023
Nordyne, LLC | NORTEK GLOBAL HVAC LLC | R104GD-X60K100U | Federally-Regulated Consumer Product | Weatherized Non-Condensing Gas | 2041 | 289 |  | 05/25/2023 | 101000 | 209550344 | 05/25/2023
Nordyne, LLC | NORTEK GLOBAL HVAC LLC | G7TC-060D-V24BP | Federally-Regulated Consumer Product | Non-Weatherized, Condensing Ga | 1339 | 254 |  | 05/25/2023 | 38422 | 207455889 | 05/25/2023
Nordyne, LLC | NORTEK GLOBAL HVAC LLC | G7TC-080D-V35CP | Federally-Regulated Consumer Product | Non-Weatherized, Condensing Ga | 1873 | 277 |  | 05/25/2023 | 50261 | 207455891 | 05/25/2023
Nordyne, LLC | NORTEK GLOBAL HVAC LLC | G7SA-126C-T45D* | Federally-Regulated Consumer Product | Non-Weatherized, Non-Condensin | 2213 | 279 |  | 05/25/2023 | 120195 | 205147059 | 05/25/2023
Nordyne, LLC | NORTEK GLOBAL HVAC LLC | MG3P-090U1AAC* | Federally-Regulated Consumer Product | Mobile Home Non-Weatherized, C | 2021 | 383 |  | 05/25/2023 | 91333 | 205126688 | 05/25/2023
Nordyne, LLC | NORTEK GLOBAL HVAC LLC | G7SC-108*-T45D* | Federally-Regulated Consumer Product | Non-Weatherized, Condensing Ga | 1956 | 281 |  | 05/25/2023 | 107378 | 205234635 | 05/25/2023
Nordyne, LLC | NORTEK GLOBAL HVAC LLC | R104GD-X60K096C | Federally-Regulated Consumer Product | Weatherized Non-Condensing Gas | 2066 | 290 |  | 05/25/2023 | 94398 | 209333553 | 05/25/2023
Nordyne, LLC | NORTEK GLOBAL HVAC LLC | G7TN-080D-V35CP | Federally-Regulated Consumer Product | Non-Weatherized, Condensing Ga | 1785 | 274 |  | 05/25/2023 | 52907 | 207455902 | 05/25/2023
Nordyne, LLC | NORTEK GLOBAL HVAC LLC | G7TA-060C-E23AP | Federally-Regulated Consumer Product | Non-Weatherized, Non-Condensin | 1266 | 238 |  | 05/25/2023 | 39577 | 207455886 | 05/25/2023
Nordyne, LLC | NORTEK GLOBAL HVAC LLC | R104GD-030K045C | Federally-Regulated Consumer Product | Weatherized Non-Condensing Gas | 1024 | 244 |  | 05/25/2023 | 45216 | 209333542 | 05/25/2023
Nordyne, LLC | NORTEK GLOBAL HVAC LLC | MG3P-072U1AAC* | Federally-Regulated Consumer Product | Mobile Home Non-Weatherized, C | 2099 | 287 |  | 05/25/2023 | 72868 | 205234638 | 05/25/2023
Nordyne, LLC | NORTEK GLOBAL HVAC LLC | R104GD-048K120C | Federally-Regulated Consumer Product | Weatherized Non-Condensing Gas | 1526 | 266 |  | 05/25/2023 | 121831 | 209333552 | 05/25/2023
Nordyne, LLC | NORTEK GLOBAL HVAC LLC | G7TC-100D-V35CP | Federally-Regulated Consumer Product | Non-Weatherized, Condensing Ga | 1826 | 275 |  | 05/25/2023 | 64473 | 207455893 | 05/25/2023
Nordyne, LLC | NORTEK GLOBAL HVAC LLC | G7TC-060D-E24BP | Federally-Regulated Consumer Product | Non-Weatherized, Condensing Ga | 1222 | 249 |  | 05/25/2023 | 39014 | 207455888 | 05/25/2023
Nordyne, LLC | NORTEK GLOBAL HVAC LLC | G7TC-080D-E35CP | Federally-Regulated Consumer Product | Non-Weatherized, Condensing Ga | 1686 | 269 |  | 05/25/2023 | 51925 | 207455890 | 05/25/2023
Nordyne, LLC | NORTEK GLOBAL HVAC LLC | G8SD-050U-T23A* | Federally-Regulated Consumer Product | Non-Weatherized, Condensing Ga | 1446 | 259 |  | 05/25/2023 | 50148 | 206229710 | 05/25/2023
Nordyne, LLC | NORTEK GLOBAL HVAC LLC | MG2S-045T2ABM* | Federally-Regulated Consumer Product | Mobile Home Non-Weatherized, C | 1603 | 352 |  | 05/25/2023 | 29096 | 203049484 | 05/25/2023
Nordyne, LLC | NORTEK GLOBAL HVAC LLC | MG2S-060T2ABM* | Federally-Regulated Consumer Product | Mobile Home Non-Weatherized, C | 1442 | 341 |  | 05/25/2023 | 39606 | 203049489 | 05/25/2023
Nordyne, LLC | NORTEK GLOBAL HVAC LLC | G7SA-054C-T23A1 | Federally-Regulated Consumer Product | Non-Weatherized, Non-Condensin | 1278 | 238 |  | 05/25/2023 | 52950 | 204834974 | 05/25/2023
Nordyne, LLC | NORTEK GLOBAL HVAC LLC | R8GE-048K100U1 | Federally-Regulated Consumer Product | Weatherized Non-Condensing Gas | 1913 | 275 |  | 05/25/2023 | 100561 | 207338274 | 05/25/2023
Nordyne, LLC | NORTEK GLOBAL HVAC LLC | G7TA-080C-V24B1 | Federally-Regulated Consumer Product | Non-Weatherized, Non-Condensin | 1277 | 238 |  | 05/25/2023 | 52213 | 204036757 | 05/25/2023
Nordyne, LLC | NORTEK GLOBAL HVAC LLC | G7TA-060C-V23A1 | Federally-Regulated Consumer Product | Non-Weatherized, Non-Condensin | 1266 | 238 |  | 05/25/2023 | 39577 | 207071425 | 05/25/2023
Nordyne, LLC | NORTEK GLOBAL HVAC LLC | G7TA-120C-V35C1 | Federally-Regulated Consumer Product | Non-Weatherized, Non-Condensin | 2383 | 287 |  | 05/25/2023 | 76546 | 205962939 | 05/25/2023
Nordyne, LLC | NORTEK GLOBAL HVAC LLC | G7SA-045C-T23AP | Federally-Regulated Consumer Product | Non-Weatherized, Non-Condensin | 1249 | 235 |  | 05/25/2023 | 45676 | 207455880 | 05/25/2023
Nordyne, LLC | NORTEK GLOBAL HVAC LLC | G7TA-120C-V35CP | Federally-Regulated Consumer Product | Non-Weatherized, Non-Condensin | 2383 | 287 |  | 05/25/2023 | 76546 | 207455883 | 05/25/2023
Nordyne, LLC | NORTEK GLOBAL HVAC LLC | G7TN-115D-V45DP | Federally-Regulated Consumer Product | Non-Weatherized, Condensing Ga | 1798 | 274 |  | 05/25/2023 | 74070 | 207455905 | 05/25/2023
Nordyne, LLC | NORTEK GLOBAL HVAC LLC | MG2S-060F2ABM* | Federally-Regulated Consumer Product | Mobile Home Non-Weatherized, C | 1292 | 330 |  | 05/25/2023 | 39969 | 203049486 | 05/25/2023
Nordyne, LLC | NORTEK GLOBAL HVAC LLC | G7TE-080D-V35CP | Federally-Regulated Consumer Product | Non-Weatherized, Condensing Ga | 1798 | 274 |  | 05/25/2023 | 74070 | 207455897 | 05/25/2023
Nordyne, LLC | NORTEK GLOBAL HVAC LLC | G7SA-072C-T24BP | Federally-Regulated Consumer Product | Non-Weatherized, Non-Condensin | 1457 | 246 |  | 05/25/2023 | 69586 | 207455872 | 05/25/2023
Nordyne, LLC | NORTEK GLOBAL HVAC LLC | MG1E-077F1A*M2 | Federally-Regulated Consumer Product | Mobile Home Non-Weatherized, N | 1253 | 237 |  | 05/25/2023 | 77346 | 207629115 | 05/25/2023
Nordyne, LLC | NORTEK GLOBAL HVAC LLC | G7TA-060C-E23A1 | Federally-Regulated Consumer Product | Non-Weatherized, Non-Condensin | 1266 | 238 |  | 05/25/2023 | 39577 | 207071424 | 05/25/2023
Nordyne, LLC | NORTEK GLOBAL HVAC LLC | G7TE-060D-E24BP | Federally-Regulated Consumer Product | Non-Weatherized, Condensing Ga | 1315 | 252 |  | 05/25/2023 | 38212 | 207455895 | 05/25/2023
Nordyne, LLC | NORTEK GLOBAL HVAC LLC | G7TE-080D-E35CP | Federally-Regulated Consumer Product | Non-Weatherized, Condensing Ga | 1764 | 273 |  | 05/25/2023 | 52933 | 207455896 | 05/25/2023
Nordyne, LLC | NORTEK GLOBAL HVAC LLC | G8SD-100U-T35C* | Federally-Regulated Consumer Product | Non-Weatherized, Condensing Ga | 2088 | 287 |  | 05/25/2023 | 100330 | 206229711 | 05/25/2023
Nordyne, LLC | NORTEK GLOBAL HVAC LLC | R104GD-048K096C | Federally-Regulated Consumer Product | Weatherized Non-Condensing Gas | 1818 | 279 |  | 05/25/2023 | 95561 | 209333550 | 05/25/2023
Nordyne, LLC | NORTEK GLOBAL HVAC LLC | R104GD-030K072C | Federally-Regulated Consumer Product | Weatherized Non-Condensing Gas | 1280 | 255 |  | 05/25/2023 | 71272 | 209333543 | 05/25/2023
Nordyne, LLC | NORTEK GLOBAL HVAC LLC | G8SD-070U-T24B* | Federally-Regulated Consumer Product | Non-Weatherized, Condensing Ga | 1626 | 267 |  | 05/25/2023 | 68900 | 207139155 | 05/25/2023
Nordyne, LLC | NORTEK GLOBAL HVAC LLC | G7SA-045C-T23A1 | Federally-Regulated Consumer Product | Non-Weatherized, Non-Condensin | 1249 | 235 |  | 05/25/2023 | 45676 | 205751669 | 05/25/2023
Nordyne, LLC | NORTEK GLOBAL HVAC LLC | MG3P-108U1*AD* | Federally-Regulated Consumer Product | Non-Weatherized, Condensing Ga | 1956 | 281 |  | 05/25/2023 | 107378 | 205234641 | 05/25/2023
Nordyne, LLC | NORTEK GLOBAL HVAC LLC | G7SC-038*-T23AP | Federally-Regulated Consumer Product | Non-Weatherized, Condensing Ga | 1252 | 250 |  | 05/25/2023 | 37844 | 207455983 | 05/25/2023
Nordyne, LLC | NORTEK GLOBAL HVAC LLC | MG2S-072F2ABM* | Federally-Regulated Consumer Product | Mobile Home Non-Weatherized, C | 1565 | 350 |  | 05/25/2023 | 46903 | 203049492 | 05/25/2023
Nordyne, LLC | NORTEK GLOBAL HVAC LLC | MG3P-054U1AAB* | Federally-Regulated Consumer Product | Mobile Home Non-Weatherized, C | 1626 | 355 |  | 05/25/2023 | 53047 | 205126686 | 05/25/2023
Nordyne, LLC | NORTEK GLOBAL HVAC LLC | R8GE-X60K100U1 | Federally-Regulated Consumer Product | Weatherized Non-Condensing Gas | 2041 | 289 |  | 05/25/2023 | 101000 | 207338275 | 05/25/2023
Nordyne, LLC | NORTEK GLOBAL HVAC LLC | R104GD-030K070U | Federally-Regulated Consumer Product | Weatherized Non-Condensing Gas | 1655 | 264 |  | 05/25/2023 | 69854 | 209550340 | 05/25/2023
Nordyne, LLC | NORTEK GLOBAL HVAC LLC | R8GE-030K070U1 | Federally-Regulated Consumer Product | Weatherized Non-Condensing Gas | 1655 | 264 |  | 05/25/2023 | 69854 | 207338271 | 05/25/2023
Nordyne, LLC | NORTEK GLOBAL HVAC LLC | MG1E-090F1A*M1 | Federally-Regulated Consumer Product | Mobile Home Non-Weatherized, N | 1474 | 247 |  | 05/25/2023 | 85906 | 204541457 | 05/25/2023
Nordyne, LLC | NORTEK GLOBAL HVAC LLC | G7SA-108C-T35C1 | Federally-Regulated Consumer Product | Non-Weatherized, Non-Condensin | 2230 | 238 |  | 05/25/2023 | 108250 | 205000497 | 05/25/2023
Nordyne, LLC | NORTEK GLOBAL HVAC LLC | G7SA-090C-T35CP | Federally-Regulated Consumer Product | Non-Weatherized, Non-Condensin | 1992 | 270 |  | 05/25/2023 | 85266 | 207455869 | 05/25/2023
Nordyne, LLC | NORTEK GLOBAL HVAC LLC | G7TE-060D-V24BP | Federally-Regulated Consumer Product | Non-Weatherized, Condensing Ga | 1334 | 254 |  | 05/25/2023 | 38697 | 207456043 | 05/25/2023
Nordyne, LLC | NORTEK GLOBAL HVAC LLC | G7TA-100C-V35CP | Federally-Regulated Consumer Product | Non-Weatherized, Non-Condensin | 1795 | 261 |  | 05/25/2023 | 65499 | 207455882 | 05/25/2023
Nordyne, LLC | NORTEK GLOBAL HVAC LLC | G7SC-090D-T35CP | Federally-Regulated Consumer Product | Non-Weatherized, Condensing Ga | 1980 | 282 |  | 05/25/2023 | 90343 | 207455871 | 05/25/2023
Nordyne, LLC | NORTEK GLOBAL HVAC LLC | G7SA-108C-T35CP | Federally-Regulated Consumer Product | Non-Weatherized, Non-Condensin | 2230 | 238 |  | 05/25/2023 | 108250 | 207455867 | 05/25/2023
Nordyne, LLC | NORTEK GLOBAL HVAC LLC | R104GD-024K055U | Federally-Regulated Consumer Product | Weatherized Non-Condensing Gas | 1304 | 240 |  | 05/25/2023 | 55721 | 209550339 | 05/25/2023
Nordyne, LLC | NORTEK GLOBAL HVAC LLC | MG1E-090F1A*M2 | Federally-Regulated Consumer Product | Mobile Home Non-Weatherized, N | 1474 | 247 |  | 05/25/2023 | 85906 | 207629128 | 05/25/2023
Nordyne, LLC | NORTEK GLOBAL HVAC LLC | MG2S-072T2ABM* | Federally-Regulated Consumer Product | Mobile Home Non-Weatherized, C | 1701 | 359 |  | 05/25/2023 | 46718 | 203049493 | 05/25/2023
Nordyne, LLC | NORTEK GLOBAL HVAC LLC | G7TA-100C-E35CP | Federally-Regulated Consumer Product | Non-Weatherized, Non-Condensin | 1668 | 255 |  | 05/25/2023 | 63969 | 207455858 | 05/25/2023
Nordyne, LLC | NORTEK GLOBAL HVAC LLC | G7SA-072C-T35CP | Federally-Regulated Consumer Product | Non-Weatherized, Non-Condensin | 1719 | 257 |  | 05/25/2023 | 73962 | 207455878 | 05/25/2023
Nordyne, LLC | NORTEK GLOBAL HVAC LLC | G7TN-115D-E45DP | Federally-Regulated Consumer Product | Non-Weatherized, Condensing Ga | 2198 | 292 |  | 05/25/2023 | 75317 | 207455904 | 05/25/2023
Nordyne, LLC | NORTEK GLOBAL HVAC LLC | G7TE-100D-V35CP | Federally-Regulated Consumer Product | Non-Weatherized, Condensing Ga | 1819 | 275 |  | 05/25/2023 | 65338 | 207456035 | 05/25/2023
Nordyne, LLC | NORTEK GLOBAL HVAC LLC | G8SA-070U-T24BP | Federally-Regulated Consumer Product | Non-Weatherized, Non-Condensin | 1597 | 252 |  | 05/25/2023 | 70859 | 207455865 | 05/25/2023
Nordyne, LLC | NORTEK GLOBAL HVAC LLC | G7TN-100D-E35CP | Federally-Regulated Consumer Product | Non-Weatherized, Condensing Ga | 1711 | 270 |  | 05/25/2023 | 65214 | 207455903 | 05/25/2023
Nordyne, LLC | NORTEK GLOBAL HVAC LLC | G7SD-072D-T35C* | Federally-Regulated Consumer Product | Non-Weatherized, Condensing Ga | 1826 | 275 |  | 05/25/2023 | 72142 | 205282673 | 05/25/2023
Nordyne, LLC | NORTEK GLOBAL HVAC LLC | G7SA-072C-T24B1 | Federally-Regulated Consumer Product | Non-Weatherized, Non-Condensin | 1457 | 246 |  | 05/25/2023 | 69586 | 205124047 | 05/25/2023
Nordyne, LLC | NORTEK GLOBAL HVAC LLC | MG1E-070F1A*M2 | Federally-Regulated Consumer Product | Mobile Home Non-Weatherized, N | 1431 | 324 |  | 05/25/2023 | 70411 | 207629114 | 05/25/2023
Nordyne, LLC | NORTEK GLOBAL HVAC LLC | R104GD-036K072C | Federally-Regulated Consumer Product | Weatherized Non-Condensing Gas | 1032 | 244 |  | 05/25/2023 | 72437 | 209333545 | 05/25/2023
Nordyne, LLC | NORTEK GLOBAL HVAC LLC | G7TN-060D-E24BP | Federally-Regulated Consumer Product | Non-Weatherized, Condensing Ga | 1304 | 252 |  | 05/25/2023 | 39517 | 207455899 | 05/25/2023
Nordyne, LLC | NORTEK GLOBAL HVAC LLC | G7TN-100D-V35CP | Federally-Regulated Consumer Product | Non-Weatherized, Condensing Ga | 2208 | 292 |  | 05/25/2023 | 64085 | 207456044 | 05/25/2023
Nordyne, LLC | NORTEK GLOBAL HVAC LLC | MG3S-080T2*ACP | Federally-Regulated Consumer Product | Non-Weatherized, Condensing Ga | 1785 | 274 |  | 05/25/2023 | 52907 | 207455885 | 05/25/2023
Nordyne, LLC | NORTEK GLOBAL HVAC LLC | R104GD-024K072C | Federally-Regulated Consumer Product | Weatherized Non-Condensing Gas | 1280 | 255 |  | 05/25/2023 | 71272 | 209333540 | 05/25/2023
Nordyne, LLC | NORTEK GLOBAL HVAC LLC | MG2R-060T1A*M* | Federally-Regulated Consumer Product | Mobile Home Non-Weatherized, C | 1809 | 368 |  | 05/25/2023 | 60697 | 204600148 | 05/25/2023
Nordyne, LLC | NORTEK GLOBAL HVAC LLC | G7TE-115D-V45DP | Federally-Regulated Consumer Product | Non-Weatherized, Condensing Ga | 1999 | 283 |  | 05/25/2023 | 74875 | 207456075 | 05/25/2023
Nordyne, LLC | NORTEK GLOBAL HVAC LLC | R8GE-024K055U1 | Federally-Regulated Consumer Product | Weatherized Non-Condensing Gas | 1304 | 240 |  | 05/25/2023 | 55721 | 207338270 | 05/25/2023
Nordyne, LLC | NORTEK GLOBAL HVAC LLC | G8SA-070U-T24B1 | Federally-Regulated Consumer Product | Non-Weatherized, Non-Condensin | 1597 | 252 |  | 05/25/2023 | 70859 | 204924132 | 05/25/2023
Nordyne, LLC | NORTEK GLOBAL HVAC LLC | G7TC-100D-E35CP | Federally-Regulated Consumer Product | Non-Weatherized, Condensing Ga | 1763 | 273 |  | 05/25/2023 | 64473 | 207455892 | 05/25/2023
Nordyne, LLC | NORTEK GLOBAL HVAC LLC | R8GE-036K070U1 | Federally-Regulated Consumer Product | Weatherized Non-Condensing Gas | 1655 | 264 |  | 05/25/2023 | 69854 | 207338272 | 05/25/2023
Nordyne, LLC | NORTEK GLOBAL HVAC LLC | G7TC-120D-E45DP | Federally-Regulated Consumer Product | Non-Weatherized, Condensing Ga | 2160 | 290 |  | 05/25/2023 | 77603 | 207455894 | 05/25/2023
Nordyne, LLC | NORTEK GLOBAL HVAC LLC | G7SK-126C-T45DP | Federally-Regulated Consumer Product | Non-Weatherized, Non-Condensin | 1904 | 266 |  | 05/25/2023 | 119921 | 207455881 | 05/25/2023
Nordyne, LLC | NORTEK GLOBAL HVAC LLC | MG3S-080T2AAC1 | Federally-Regulated Consumer Product | Mobile Home Non-Weatherized, C | 1835 | 370 |  | 05/25/2023 | 51517 | 205962940 | 05/25/2023
Nordyne, LLC | NORTEK GLOBAL HVAC LLC | G8SA-055U-T23AP | Federally-Regulated Consumer Product | Non-Weatherized, Non-Condensin | 1100 | 230 |  | 05/25/2023 | 54989 | 207455860 | 05/25/2023
Nordyne, LLC | NORTEK GLOBAL HVAC LLC | R8GE-042K100U1 | Federally-Regulated Consumer Product | Weatherized Non-Condensing Gas | 1913 | 275 |  | 05/25/2023 | 100561 | 207338273 | 05/25/2023
Nordyne, LLC | NORTEK GLOBAL HVAC LLC | MG2R-045T1A*M* | Federally-Regulated Consumer Product | Mobile Home Non-Weatherized, C | 1624 | 337 |  | 05/25/2023 | 44484 | 204600147 | 05/25/2023
Nordyne, LLC | NORTEK GLOBAL HVAC LLC | R104GD-048K100U | Federally-Regulated Consumer Product | Weatherized Non-Condensing Gas | 2128 | 293 |  | 05/25/2023 | 100965 | 209550343 | 05/25/2023
Nordyne, LLC | NORTEK GLOBAL HVAC LLC | MG2S-045F2ABM* | Federally-Regulated Consumer Product | Mobile Home Non-Weatherized, C | 1603 | 352 |  | 05/25/2023 | 29516 | 203049481 | 05/25/2023
Nordyne, LLC | NORTEK GLOBAL HVAC LLC | G7SC-120*-T45D* | Federally-Regulated Consumer Product | Non-Weatherized, Condensing Ga | 2047 | 272 |  | 05/25/2023 | 120160 | 205147056 | 05/25/2023
Nordyne, LLC | NORTEK GLOBAL HVAC LLC | G7SC-072D-T24BP | Federally-Regulated Consumer Product | Non-Weatherized, Condensing Ga | 1603 | 266 |  | 05/25/2023 | 71640 | 207455864 | 05/25/2023
Carrier Corp. - Indianapolis | Carrier | 59SU5B080M21--20 | Federally-Regulated Consumer Product | Non-Weatherized, Condensing Ga | 2132 | 289 |  | 05/25/2023 | 80309 | 211781229 | 05/25/2023
Carrier Corp. - Indianapolis | Carrier | 59SC2E100M21--20 | Federally-Regulated Consumer Product | Non-Weatherized, Condensing Ga | 1931 | 280 |  | 05/25/2023 | 100411 | 211778819 | 05/25/2023
Carrier Corp. - Indianapolis | Carrier | 59SC2E100M21--22* | Federally-Regulated Consumer Product | Mobile Home Non-Weatherized, C | 2308 | 297 |  | 05/25/2023 | 99870 | 211778822 | 05/25/2023
Carrier Corp. - Indianapolis | Carrier | 58SC1B045M17--14 | Federally-Regulated Consumer Product | Non-Weatherized, Non-Condensin | 1343 | 241 |  | 05/25/2023 | 43896 | 211780536 | 05/25/2023
Carrier Corp. - Indianapolis | Carrier | 48VTNK481153* | Federally-Regulated Consumer Product | Weatherized Non-Condensing Gas | 2156 | 293 |  | 05/25/2023 | 115206 | 210589497 | 05/25/2023
Carrier Corp. - Indianapolis | Carrier | 58SB1A090E17--14 | Federally-Regulated Consumer Product | Non-Weatherized, Non-Condensin | 1238 | 236 |  | 05/25/2023 | 88097 | 203359910 | 05/25/2023
Carrier Corp. - Indianapolis | Carrier | 48VLNK300603* | Federally-Regulated Consumer Product | Weatherized Non-Condensing Gas | 1248 | 253 |  | 05/25/2023 | 60151 | 212005432 | 05/25/2023
Carrier Corp. - Indianapolis | Carrier | 58SB1B070M14--12* | Federally-Regulated Consumer Product | Non-Weatherized, Non-Condensin | 1170 | 233 |  | 05/25/2023 | 65912 | 211780134 | 05/25/2023
Carrier Corp. - Indianapolis | Carrier | GG96VTAA66120D | Federally-Regulated Consumer Product | Non-Weatherized, Condensing Ga | 2316 | 297 |  | 05/25/2023 | 77900 | 207207150 | 05/25/2023
Carrier Corp. - Indianapolis | Carrier | 58SB1B110M21--20 | Federally-Regulated Consumer Product | Non-Weatherized, Non-Condensin | 2444 | 290 |  | 05/25/2023 | 110371 | 211780486 | 05/25/2023
Carrier Corp. - Indianapolis | Carrier | 59SC5B040E14--10* | Federally-Regulated Consumer Product | Mobile Home Non-Weatherized, C | 950 | 237 |  | 05/25/2023 | 40146 | 203924682 | 05/25/2023
Carrier Corp. - Indianapolis | Carrier | 58SB1B110M24--20* | Federally-Regulated Consumer Product | Non-Weatherized, Non-Condensin | 2053 | 272 |  | 05/25/2023 | 110206 | 211780499 | 05/25/2023
Carrier Corp. - Indianapolis | Carrier | 59SC6A060M17--16**D | Federally-Regulated Consumer Product | Mobile Home Non-Weatherized, C | 1611 | 266 |  | 05/25/2023 | 59946 | 211779085 | 05/25/2023
Carrier Corp. - Indianapolis | Carrier | 59SC2E040M17--12* | Federally-Regulated Consumer Product | Mobile Home Non-Weatherized, C | 1092 | 243 |  | 05/25/2023 | 39895 | 211778810 | 05/25/2023
Carrier Corp. - Indianapolis | Carrier | 59SC6A140M24--22*D | Federally-Regulated Consumer Product | Non-Weatherized, Condensing Ga | 2292 | 296 |  | 05/25/2023 | 139864 | 211779106 | 05/25/2023
Carrier Corp. - Indianapolis | Carrier | 48VLNK240403* | Federally-Regulated Consumer Product | Weatherized Non-Condensing Gas | 1004 | 243 |  | 05/25/2023 | 39874 | 212005403 | 05/25/2023
Carrier Corp. - Indianapolis | Carrier | 48VL-E360603* | Federally-Regulated Consumer Product | Weatherized Non-Condensing Gas | 1508 | 265 |  | 05/25/2023 | 60188 | 204037097 | 05/25/2023
Carrier Corp. - Indianapolis | Carrier | 48VLNK240603* | Federally-Regulated Consumer Product | Weatherized Non-Condensing Gas | 1084 | 246 |  | 05/25/2023 | 60632 | 212005412 | 05/25/2023
Carrier Corp. - Indianapolis | Carrier | 48VLNK601303* | Federally-Regulated Consumer Product | Weatherized Non-Condensing Gas | 2038 | 288 |  | 05/25/2023 | 127500 | 212026734 | 05/25/2023
Carrier Corp. - Indianapolis | Carrier | 58SC1A090E17--14* | Federally-Regulated Consumer Product | Non-Weatherized, Non-Condensin | 1238 | 236 |  | 05/25/2023 | 88097 | 203360501 | 05/25/2023
Carrier Corp. - Indianapolis | Carrier | 59SC5B140E24--22 | Federally-Regulated Consumer Product | Non-Weatherized, Condensing Ga | 2328 | 297 |  | 05/25/2023 | 139741 | 203360193 | 05/25/2023
Carrier Corp. - Indianapolis | Carrier | 59SC6A026M14--10*D | Federally-Regulated Consumer Product | Non-Weatherized, Condensing Ga | 1012 | 240 |  | 05/25/2023 | 26115 | 211779070 | 05/25/2023
Carrier Corp. - Indianapolis | Carrier | 58SC0A090E24--20 | Federally-Regulated Consumer Product | Non-Weatherized, Non-Condensin | 1987 | 269 |  | 05/25/2023 | 88320 | 203360392 | 05/25/2023
Carrier Corp. - Indianapolis | Carrier | 59SC6A080M17--16*D | Federally-Regulated Consumer Product | Non-Weatherized, Condensing Ga | 1671 | 269 |  | 05/25/2023 | 79335 | 211779088 | 05/25/2023
Carrier Corp. - Indianapolis | Carrier | 59SU5B100M21--22 | Federally-Regulated Consumer Product | Non-Weatherized, Condensing Ga | 2338 | 298 |  | 05/25/2023 | 100165 | 211781231 | 05/25/2023
Carrier Corp. - Indianapolis | Carrier | 58SB0B045M17--14 | Federally-Regulated Consumer Product | Non-Weatherized, Non-Condensin | 1343 | 241 |  | 05/25/2023 | 43896 | 211779890 | 05/25/2023
Carrier Corp. - Indianapolis | Carrier | 58SC1A045E17--12 | Federally-Regulated Consumer Product | Non-Weatherized, Non-Condensin | 1206 | 235 |  | 05/25/2023 | 44058 | 203360440 | 05/25/2023
Carrier Corp. - Indianapolis | Carrier | 59SC6A120M24--22**D | Federally-Regulated Consumer Product | Mobile Home Non-Weatherized, C | 2308 | 297 |  | 05/25/2023 | 119661 | 211779103 | 05/25/2023
Carrier Corp. - Indianapolis | Carrier | 58SC0A090E21--16 | Federally-Regulated Consumer Product | Non-Weatherized, Non-Condensin | 1450 | 246 |  | 05/25/2023 | 87792 | 203360387 | 05/25/2023
Carrier Corp. - Indianapolis | Carrier | 59MN7B120C24--22 | Federally-Regulated Consumer Product | Non-Weatherized, Condensing Ga | 2271 | 295 |  | 05/25/2023 | 48091 | 204032250 | 05/25/2023
Carrier Corp. - Indianapolis | Carrier | 59SC5B120E24--22**D | Federally-Regulated Consumer Product | Mobile Home Non-Weatherized, C | 2161 | 290 |  | 05/25/2023 | 119834 | 203360599 | 05/25/2023
Carrier Corp. - Indianapolis | Carrier | 48VTNK420903* | Federally-Regulated Consumer Product | Weatherized Non-Condensing Gas | 1478 | 264 |  | 05/25/2023 | 90002 | 210589495 | 05/25/2023
Carrier Corp. - Indianapolis | Carrier | 59SC5B100E21--20**D | Federally-Regulated Consumer Product | Mobile Home Non-Weatherized, C | 2102 | 287 |  | 05/25/2023 | 99999 | 203360598 | 05/25/2023
Carrier Corp. - Indianapolis | Carrier | 58SB1A090E21--16 | Federally-Regulated Consumer Product | Non-Weatherized, Non-Condensin | 1450 | 246 |  | 05/25/2023 | 87792 | 203359912 | 05/25/2023
Carrier Corp. - Indianapolis | Carrier | 59SC2E100M21--22 | Federally-Regulated Consumer Product | Non-Weatherized, Condensing Ga | 2308 | 297 |  | 05/25/2023 | 99870 | 211778821 | 05/25/2023
Carrier Corp. - Indianapolis | Carrier | 48VT-K420903* | Federally-Regulated Consumer Product | Weatherized Non-Condensing Gas | 1478 | 264 |  | 05/25/2023 | 90002 | 210589489 | 05/25/2023
Carrier Corp. - Indianapolis | Carrier | 59SC5B080E17--16* | Federally-Regulated Consumer Product | Mobile Home Non-Weatherized, C | 1771 | 273 |  | 05/25/2023 | 80331 | 203360808 | 05/25/2023
Carrier Corp. - Indianapolis | Carrier | 59SC5B040E14--10**D | Federally-Regulated Consumer Product | Mobile Home Non-Weatherized, C | 950 | 237 |  | 05/25/2023 | 40146 | 203924683 | 05/25/2023
Carrier Corp. - Indianapolis | Carrier | 48VT-K360903* | Federally-Regulated Consumer Product | Weatherized Non-Condensing Gas | 1354 | 258 |  | 05/25/2023 | 90364 | 210589488 | 05/25/2023
Carrier Corp. - Indianapolis | Carrier | 59SC6A100M21--20 | Federally-Regulated Consumer Product | Non-Weatherized, Condensing Ga | 2215 | 292 |  | 05/25/2023 | 99728 | 211779093 | 05/25/2023
Carrier Corp. - Indianapolis | Carrier | 58SC1B110M21--20 | Federally-Regulated Consumer Product | Non-Weatherized, Non-Condensin | 2444 | 290 |  | 05/25/2023 | 110371 | 211780561 | 05/25/2023
Carrier Corp. - Indianapolis | Carrier | 59SC2E060M17--14 | Federally-Regulated Consumer Product | Non-Weatherized, Condensing Ga | 1381 | 256 |  | 05/25/2023 | 60143 | 211778813 | 05/25/2023
Carrier Corp. - Indianapolis | Carrier | 59SC6A040M14--10 | Federally-Regulated Consumer Product | Non-Weatherized, Condensing Ga | 1017 | 240 |  | 05/25/2023 | 40102 | 211779071 | 05/25/2023
Carrier Corp. - Indianapolis | Carrier | 48VG-K481153* | Federally-Regulated Consumer Product | Weatherized Non-Condensing Gas | 1746 | 275 |  | 05/25/2023 | 75885 | 212409596 | 05/25/2023
Carrier Corp. - Indianapolis | Carrier | 59SC2E120M24--20* | Federally-Regulated Consumer Product | Mobile Home Non-Weatherized, C | 1871 | 277 |  | 05/25/2023 | 120577 | 211778824 | 05/25/2023
Carrier Corp. - Indianapolis | Carrier | 48VTNK300603* | Federally-Regulated Consumer Product | Weatherized Non-Condensing Gas | 1118 | 248 |  | 05/25/2023 | 60738 | 210589493 | 05/25/2023
Carrier Corp. - Indianapolis | Carrier | 48VL-K240603* | Federally-Regulated Consumer Product | Weatherized Non-Condensing Gas | 1084 | 246 |  | 05/25/2023 | 60632 | 212005338 | 05/25/2023
Carrier Corp. - Indianapolis | Carrier | 48VLUK240603* | Federally-Regulated Consumer Product | Weatherized Non-Condensing Gas | 1073 | 246 |  | 05/25/2023 | 60498 | 212005500 | 05/25/2023
Carrier Corp. - Indianapolis | Carrier | 48VT-K240603* | Federally-Regulated Consumer Product | Weatherized Non-Condensing Gas | 1073 | 246 |  | 05/25/2023 | 60738 | 210589486 | 05/25/2023
Carrier Corp. - Indianapolis | Carrier | 58SC1B070M14--12* | Federally-Regulated Consumer Product | Non-Weatherized, Non-Condensin | 1170 | 233 |  | 05/25/2023 | 65912 | 211780539 | 05/25/2023
Carrier Corp. - Indianapolis | Carrier | 48VL-K300403* | Federally-Regulated Consumer Product | Weatherized Non-Condensing Gas | 1119 | 248 |  | 05/25/2023 | 40289 | 212005341 | 05/25/2023
Carrier Corp. - Indianapolis | Carrier | 48VT-K481153* | Federally-Regulated Consumer Product | Weatherized Non-Condensing Gas | 2156 | 293 |  | 05/25/2023 | 115206 | 210589491 | 05/25/2023
Carrier Corp. - Indianapolis | Carrier | 58SC1B090M17--14 | Federally-Regulated Consumer Product | Non-Weatherized, Non-Condensin | 1592 | 252 |  | 05/25/2023 | 88547 | 211780555 | 05/25/2023
Carrier Corp. - Indianapolis | Carrier | 59SC6A100M21--20*D | Federally-Regulated Consumer Product | Non-Weatherized, Condensing Ga | 2215 | 292 |  | 05/25/2023 | 99728 | 211779096 | 05/25/2023
Carrier Corp. - Indianapolis | Carrier | 58SB1B070M21--16 | Federally-Regulated Consumer Product | Non-Weatherized, Non-Condensin | 1949 | 268 |  | 05/25/2023 | 66143 | 211780478 | 05/25/2023
Carrier Corp. - Indianapolis | Carrier | 59SC6A060M17--16*D | Federally-Regulated Consumer Product | Non-Weatherized, Condensing Ga | 1611 | 266 |  | 05/25/2023 | 59946 | 211779086 | 05/25/2023
Carrier Corp. - Indianapolis | Carrier | 48VLNK420903* | Federally-Regulated Consumer Product | Weatherized Non-Condensing Gas | 1434 | 262 |  | 05/25/2023 | 89946 | 212005463 | 05/25/2023
Carrier Corp. - Indianapolis | Carrier | 59SC6A120M24--22* | Federally-Regulated Consumer Product | Mobile Home Non-Weatherized, C | 2308 | 297 |  | 05/25/2023 | 119661 | 211779102 | 05/25/2023
Carrier Corp. - Indianapolis | Carrier | 58SU0B100M21--20 | Federally-Regulated Consumer Product | Non-Weatherized, Non-Condensin | 2444 | 290 |  | 05/25/2023 | 99795 | 211781253 | 05/25/2023
Carrier Corp. - Indianapolis | Carrier | 59SC6A026M14--10 | Federally-Regulated Consumer Product | Non-Weatherized, Condensing Ga | 1012 | 240 |  | 05/25/2023 | 26115 | 211779069 | 05/25/2023
Carrier Corp. - Indianapolis | Carrier | 58SB1A090E24--20* | Federally-Regulated Consumer Product | Non-Weatherized, Non-Condensin | 1987 | 269 |  | 05/25/2023 | 88320 | 203360129 | 05/25/2023
Carrier Corp. - Indianapolis | Carrier | 59SC6A080M21--20* | Federally-Regulated Consumer Product | Mobile Home Non-Weatherized, C | 2169 | 290 |  | 05/25/2023 | 79638 | 211779090 | 05/25/2023
Carrier Corp. - Indianapolis | Carrier | 59SC6A080M21--20*D | Federally-Regulated Consumer Product | Non-Weatherized, Condensing Ga | 2169 | 290 |  | 05/25/2023 | 79638 | 211779092 | 05/25/2023
Carrier Corp. - Indianapolis | Carrier | 59SC6A080M17--16**D | Federally-Regulated Consumer Product | Mobile Home Non-Weatherized, C | 1671 | 269 |  | 05/25/2023 | 79335 | 211779087 | 05/25/2023
Carrier Corp. - Indianapolis | Carrier | GG96VTAA60100C | Federally-Regulated Consumer Product | Non-Weatherized, Condensing Ga | 2106 | 288 |  | 05/25/2023 | 65205 | 207207148 | 05/25/2023
Carrier Corp. - Indianapolis | Carrier | 48VL-K481153* | Federally-Regulated Consumer Product | Weatherized Non-Condensing Gas | 2156 | 293 |  | 05/25/2023 | 114957 | 212005388 | 05/25/2023
Carrier Corp. - Indianapolis | Carrier | 58SB1B070M17--16* | Federally-Regulated Consumer Product | Non-Weatherized, Non-Condensin | 1776 | 260 |  | 05/25/2023 | 65952 | 211780403 | 05/25/2023
Carrier Corp. - Indianapolis | Carrier | 59SC6A080M17--16 | Federally-Regulated Consumer Product | Non-Weatherized, Condensing Ga | 1671 | 269 |  | 05/25/2023 | 79335 | 211780722 | 05/25/2023
Nordyne, LLC | REVOLV | MG1E-056F1A*M2 | Federally-Regulated Consumer Product | Mobile Home Non-Weatherized, N | 1404 | 322 |  | 05/25/2023 | 55389 | 207643534 | 05/25/2023
Nordyne, LLC | REVOLV | MG2S-072T2ABM* | Federally-Regulated Consumer Product | Mobile Home Non-Weatherized, C | 1701 | 359 |  | 05/25/2023 | 46718 | 203049803 | 05/25/2023
Nordyne, LLC | REVOLV | MG2S-060F2ABM* | Federally-Regulated Consumer Product | Mobile Home Non-Weatherized, C | 1292 | 330 |  | 05/25/2023 | 39969 | 203049796 | 05/25/2023
Nordyne, LLC | REVOLV | MG2S-045F2ABM* | Federally-Regulated Consumer Product | Mobile Home Non-Weatherized, C | 1603 | 352 |  | 05/25/2023 | 29516 | 203049789 | 05/25/2023
Nordyne, LLC | REVOLV | MG1E-070F1A*M2 | Federally-Regulated Consumer Product | Mobile Home Non-Weatherized, N | 1431 | 324 |  | 05/25/2023 | 70411 | 207643535 | 05/25/2023
Nordyne, LLC | REVOLV | MG1E-077F1A*M1 | Federally-Regulated Consumer Product | Mobile Home Non-Weatherized, N | 1253 | 237 |  | 05/25/2023 | 77346 | 204235988 | 05/25/2023
Nordyne, LLC | REVOLV | MG2S-060T2ABM* | Federally-Regulated Consumer Product | Mobile Home Non-Weatherized, C | 1442 | 341 |  | 05/25/2023 | 39606 | 203049799 | 05/25/2023
Nordyne, LLC | REVOLV | MG2S-072F2ABM* | Federally-Regulated Consumer Product | Mobile Home Non-Weatherized, C | 1565 | 350 |  | 05/25/2023 | 46903 | 203049801 | 05/25/2023
Nordyne, LLC | REVOLV | MG1E-077F1A*M2 | Federally-Regulated Consumer Product | Mobile Home Non-Weatherized, N | 1253 | 237 |  | 05/25/2023 | 77346 | 207643536 | 05/25/2023
Nordyne, LLC | REVOLV | MG1E-090F1A*M2 | Federally-Regulated Consumer Product | Mobile Home Non-Weatherized, N | 1474 | 247 |  | 05/25/2023 | 85906 | 207643537 | 05/25/2023
Nordyne, LLC | REVOLV | MG2S-045T2ABM* | Federally-Regulated Consumer Product | Mobile Home Non-Weatherized, C | 1603 | 352 |  | 05/25/2023 | 29096 | 203049794 | 05/25/2023
Johnson Controls, Inc. | COLEMAN BY JOHNSON CONTROLS | PCG6B481252X4 | Federally-Regulated Consumer Product | Weatherized Non-Condensing Gas | 1911 | 282 |  | 05/25/2023 | 82020 | 206136971 | 05/25/2023
Johnson Controls, Inc. | COLEMAN BY JOHNSON CONTROLS | TM8E100C16MP11 | Federally-Regulated Consumer Product | Non-Weatherized, Non-Condensin | 1717 | 252 |  | 05/25/2023 | 99043 | 203324337 | 05/25/2023
Johnson Controls, Inc. | COLEMAN BY JOHNSON CONTROLS | PCG4A240752X4 | Federally-Regulated Consumer Product | Weatherized Non-Condensing Gas | 1221 | 251 |  | 05/25/2023 | 75841 | 206077370 | 05/25/2023
Johnson Controls, Inc. | COLEMAN BY JOHNSON CONTROLS | TM8E040A12MP11 | Federally-Regulated Consumer Product | Non-Weatherized, Non-Condensin | 1303 | 235 |  | 05/25/2023 | 39958 | 203324331 | 05/25/2023
Johnson Controls, Inc. | COLEMAN BY JOHNSON CONTROLS | PCG6A361002X4 | Federally-Regulated Consumer Product | Weatherized Non-Condensing Gas | 1620 | 269 |  | 05/25/2023 | 64980 | 206168427 | 05/25/2023
Johnson Controls, Inc. | COLEMAN BY JOHNSON CONTROLS | PCG4A240502L1 | Federally-Regulated Consumer Product | Weatherized Non-Condensing Gas | 1178 | 250 |  | 05/25/2023 | 50589 | 205963005 | 05/25/2023
Johnson Controls, Inc. | COLEMAN BY JOHNSON CONTROLS | TM9E100C20MP12 | Federally-Regulated Consumer Product | Non-Weatherized, Condensing Ga | 2077 | 281 |  | 05/25/2023 | 99242 | 203324426 | 05/25/2023
Johnson Controls, Inc. | COLEMAN BY JOHNSON CONTROLS | PCG4A421002X4 | Federally-Regulated Consumer Product | Weatherized Non-Condensing Gas | 1919 | 282 |  | 05/25/2023 | 99730 | 206077440 | 05/25/2023
Johnson Controls, Inc. | COLEMAN BY JOHNSON CONTROLS | PHG4B361002X4 | Federally-Regulated Consumer Product | Weatherized Non-Condensing Gas | 1564 | 266 |  | 05/25/2023 | 99580 | 206338244 | 05/25/2023
Johnson Controls, Inc. | COLEMAN BY JOHNSON CONTROLS | PCG6A240752X4 | Federally-Regulated Consumer Product | Weatherized Non-Condensing Gas | 1137 | 248 |  | 05/25/2023 | 49870 | 206136943 | 05/25/2023
Johnson Controls, Inc. | COLEMAN BY JOHNSON CONTROLS | Z8ESE060A12SMPS1 | Federally-Regulated Consumer Product | Non-Weatherized, Non-Condensin | 1336 | 240 |  | 05/25/2023 | 60538 | 211900167 | 05/25/2023
Johnson Controls, Inc. | COLEMAN BY JOHNSON CONTROLS | PCG4B481252X4 | Federally-Regulated Consumer Product | Weatherized Non-Condensing Gas | 2013 | 286 |  | 05/25/2023 | 125150 | 206077560 | 05/25/2023
Johnson Controls, Inc. | COLEMAN BY JOHNSON CONTROLS | Z8ES080C20LMPS1 | Federally-Regulated Consumer Product | Non-Weatherized, Non-Condensin | 1904 | 264 |  | 05/25/2023 | 79768 | 211900225 | 05/25/2023
Johnson Controls, Inc. | COLEMAN BY JOHNSON CONTROLS | TM8V080B12MP12 | Federally-Regulated Consumer Product | Non-Weatherized, Non-Condensin | 1479 | 242 |  | 05/25/2023 | 51960 | 204829717 | 05/25/2023
Johnson Controls, Inc. | COLEMAN BY JOHNSON CONTROLS | TM8E120C20MP11 | Federally-Regulated Consumer Product | Non-Weatherized, Non-Condensin | 2201 | 273 |  | 05/25/2023 | 119730 | 203324340 | 05/25/2023
Johnson Controls, Inc. | COLEMAN BY JOHNSON CONTROLS | TM9E080C16MP12 | Federally-Regulated Consumer Product | Non-Weatherized, Condensing Ga | 1641 | 262 |  | 05/25/2023 | 80008 | 203324423 | 05/25/2023
Johnson Controls, Inc. | COLEMAN BY JOHNSON CONTROLS | TM9E060B12MP12 | Federally-Regulated Consumer Product | Non-Weatherized, Condensing Ga | 1333 | 249 |  | 05/25/2023 | 60177 | 203324421 | 05/25/2023
Johnson Controls, Inc. | COLEMAN BY JOHNSON CONTROLS | Z8ESE060A12LMPS1 | Federally-Regulated Consumer Product | Non-Weatherized, Non-Condensin | 1336 | 240 |  | 05/25/2023 | 60538 | 211900222 | 05/25/2023
Johnson Controls, Inc. | COLEMAN BY JOHNSON CONTROLS | TL9E080C16UH11 | Federally-Regulated Consumer Product | Non-Weatherized, Condensing Ga | 1604 | 260 |  | 05/25/2023 | 81007 | 203324252 | 05/25/2023
Johnson Controls, Inc. | COLEMAN BY JOHNSON CONTROLS | TM8E080B12MP11 | Federally-Regulated Consumer Product | Non-Weatherized, Non-Condensin | 1290 | 234 |  | 05/25/2023 | 79548 | 203324333 | 05/25/2023
Johnson Controls, Inc. | COLEMAN BY JOHNSON CONTROLS | TM8E100C20MP11 | Federally-Regulated Consumer Product | Non-Weatherized, Non-Condensin | 2196 | 273 |  | 05/25/2023 | 99867 | 203324338 | 05/25/2023
Johnson Controls, Inc. | COLEMAN BY JOHNSON CONTROLS | PCG4B480652L1 | Federally-Regulated Consumer Product | Weatherized Non-Condensing Gas | 2004 | 286 |  | 05/25/2023 | 65012 | 205963015 | 05/25/2023
Johnson Controls, Inc. | COLEMAN BY JOHNSON CONTROLS | TM8Y080C16MP11 | Federally-Regulated Consumer Product | Non-Weatherized, Non-Condensin | 1628 | 249 |  | 05/25/2023 | 51991 | 8413049 | 05/25/2023
Johnson Controls, Inc. | COLEMAN BY JOHNSON CONTROLS | PCG6A240502X4 | Federally-Regulated Consumer Product | Weatherized Non-Condensing Gas | 1106 | 246 |  | 05/25/2023 | 32930 | 206136936 | 05/25/2023
Johnson Controls, Inc. | COLEMAN BY JOHNSON CONTROLS | TM9Y100C16MP11 | Federally-Regulated Consumer Product | Non-Weatherized, Condensing Ga | 1497 | 256 |  | 05/25/2023 | 64620 | 8412980 | 05/25/2023
Johnson Controls, Inc. | COLEMAN BY JOHNSON CONTROLS | CPLC100C20MP13 | Federally-Regulated Consumer Product | Non-Weatherized, Non-Condensin | 2229 | 274 |  | 05/25/2023 | 48317 | 207783435 | 05/25/2023
Johnson Controls, Inc. | COLEMAN BY JOHNSON CONTROLS | PHG4B420652X4 | Federally-Regulated Consumer Product | Weatherized Non-Condensing Gas | 1679 | 272 |  | 05/25/2023 | 65170 | 206338251 | 05/25/2023
Johnson Controls, Inc. | COLEMAN BY JOHNSON CONTROLS | TM9Y120D20MP11 | Federally-Regulated Consumer Product | Non-Weatherized, Condensing Ga | 1931 | 274 |  | 05/25/2023 | 78281 | 8412982 | 05/25/2023
Johnson Controls, Inc. | COLEMAN BY JOHNSON CONTROLS | PCG4A420752X4 | Federally-Regulated Consumer Product | Weatherized Non-Condensing Gas | 2008 | 286 |  | 05/25/2023 | 74590 | 206077430 | 05/25/2023
Johnson Controls, Inc. | COLEMAN BY JOHNSON CONTROLS | TM8E120C16MP11 | Federally-Regulated Consumer Product | Non-Weatherized, Non-Condensin | 1719 | 252 |  | 05/25/2023 | 118964 | 203324339 | 05/25/2023
Johnson Controls, Inc. | COLEMAN BY JOHNSON CONTROLS | PCG4A300752X4 | Federally-Regulated Consumer Product | Weatherized Non-Condensing Gas | 1418 | 260 |  | 05/25/2023 | 75070 | 206077392 | 05/25/2023
Johnson Controls, Inc. | COLEMAN BY JOHNSON CONTROLS | PCG4B600652L1 | Federally-Regulated Consumer Product | Weatherized Non-Condensing Gas | 2399 | 303 |  | 05/25/2023 | 65483 | 205963020 | 05/25/2023
Johnson Controls, Inc. | COLEMAN BY JOHNSON CONTROLS | TM9Y040A10MP11 | Federally-Regulated Consumer Product | Non-Weatherized, Condensing Ga | 1080 | 238 |  | 05/25/2023 | 26037 | 8412975 | 05/25/2023
Johnson Controls, Inc. | COLEMAN BY JOHNSON CONTROLS | TMLE080B12MP11 | Federally-Regulated Consumer Product | Non-Weatherized, Non-Condensin | 1311 | 235 |  | 05/25/2023 | 79634 | 203489604 | 05/25/2023
Johnson Controls, Inc. | COLEMAN BY JOHNSON CONTROLS | PHG4B421002X4 | Federally-Regulated Consumer Product | Weatherized Non-Condensing Gas | 1590 | 268 |  | 05/25/2023 | 98490 | 206338258 | 05/25/2023
Johnson Controls, Inc. | COLEMAN BY JOHNSON CONTROLS | TL8E100C20UH11 | Federally-Regulated Consumer Product | Non-Weatherized, Non-Condensin | 1956 | 263 |  | 05/25/2023 | 100850 | 204463269 | 05/25/2023
Johnson Controls, Inc. | COLEMAN BY JOHNSON CONTROLS | TM8E060A12MP11 | Federally-Regulated Consumer Product | Non-Weatherized, Non-Condensin | 1311 | 235 |  | 05/25/2023 | 60267 | 203324332 | 05/25/2023
Johnson Controls, Inc. | COLEMAN BY JOHNSON CONTROLS | TM8E080C16MP11 | Federally-Regulated Consumer Product | Non-Weatherized, Non-Condensin | 1616 | 248 |  | 05/25/2023 | 79634 | 203324334 | 05/25/2023
Johnson Controls, Inc. | COLEMAN BY JOHNSON CONTROLS | TM9Y060B12MP11 | Federally-Regulated Consumer Product | Non-Weatherized, Condensing Ga | 1273 | 246 |  | 05/25/2023 | 38955 | 8412976 | 05/25/2023
Johnson Controls, Inc. | COLEMAN BY JOHNSON CONTROLS | TM9Y080C16MP11 | Federally-Regulated Consumer Product | Non-Weatherized, Condensing Ga | 1404 | 252 |  | 05/25/2023 | 52617 | 8412979 | 05/25/2023
Johnson Controls, Inc. | COLEMAN BY JOHNSON CONTROLS | TM8V060A12MP12 | Federally-Regulated Consumer Product | Non-Weatherized, Non-Condensin | 1387 | 238 |  | 05/25/2023 | 39193 | 204829713 | 05/25/2023
Johnson Controls, Inc. | COLEMAN BY JOHNSON CONTROLS | Z8ES100C20LMPS1 | Federally-Regulated Consumer Product | Non-Weatherized, Non-Condensin | 1937 | 266 |  | 05/25/2023 | 99769 | 211900228 | 05/25/2023
Johnson Controls, Inc. | COLEMAN BY JOHNSON CONTROLS | PHG4B481252X4 | Federally-Regulated Consumer Product | Weatherized Non-Condensing Gas | 2057 | 288 |  | 05/25/2023 | 125500 | 206338272 | 05/25/2023
Johnson Controls, Inc. | COLEMAN BY JOHNSON CONTROLS | TM9E120D20MP12 | Federally-Regulated Consumer Product | Non-Weatherized, Condensing Ga | 2082 | 281 |  | 05/25/2023 | 121927 | 203324427 | 05/25/2023
Johnson Controls, Inc. | COLEMAN BY JOHNSON CONTROLS | Z8ES080B12SMPS1 | Federally-Regulated Consumer Product | Non-Weatherized, Non-Condensin | 1601 | 251 |  | 05/25/2023 | 80463 | 211900168 | 05/25/2023
Johnson Controls, Inc. | COLEMAN BY JOHNSON CONTROLS | TM9E100C16MP12 | Federally-Regulated Consumer Product | Non-Weatherized, Condensing Ga | 1672 | 263 |  | 05/25/2023 | 99431 | 203324425 | 05/25/2023
Johnson Controls, Inc. | COLEMAN BY JOHNSON CONTROLS | TM8E080C20MP11 | Federally-Regulated Consumer Product | Non-Weatherized, Non-Condensin | 2104 | 269 |  | 05/25/2023 | 80073 | 203324335 | 05/25/2023
Johnson Controls, Inc. | COLEMAN BY JOHNSON CONTROLS | TM9Y100C20MP11 | Federally-Regulated Consumer Product | Non-Weatherized, Condensing Ga | 1827 | 270 |  | 05/25/2023 | 65485 | 8412981 | 05/25/2023
Johnson Controls, Inc. | COLEMAN BY JOHNSON CONTROLS | PCG4A360502L1 | Federally-Regulated Consumer Product | Weatherized Non-Condensing Gas | 1495 | 263 |  | 05/25/2023 | 50177 | 205963010 | 05/25/2023
Johnson Controls, Inc. | COLEMAN BY JOHNSON CONTROLS | TL9E100C20UH11 | Federally-Regulated Consumer Product | Non-Weatherized, Condensing Ga | 2139 | 283 |  | 05/25/2023 | 100777 | 204577676 | 05/25/2023
Johnson Controls, Inc. | COLEMAN BY JOHNSON CONTROLS | PCG4B601002X4 | Federally-Regulated Consumer Product | Weatherized Non-Condensing Gas | 2310 | 299 |  | 05/25/2023 | 99590 | 206077574 | 05/25/2023
Johnson Controls, Inc. | COLEMAN BY JOHNSON CONTROLS | Z8ES120C16LMPS1 | Federally-Regulated Consumer Product | Non-Weatherized, Non-Condensin | 2014 | 269 |  | 05/25/2023 | 120343 | 211900229 | 05/25/2023
Johnson Controls, Inc. | COLEMAN BY JOHNSON CONTROLS | TL8E080C16UH11 | Federally-Regulated Consumer Product | Non-Weatherized, Non-Condensin | 1616 | 248 |  | 05/25/2023 | 79486 | 203324241 | 05/25/2023
Johnson Controls, Inc. | COLEMAN BY JOHNSON CONTROLS | Z8ES120C20SMPS1 | Federally-Regulated Consumer Product | Non-Weatherized, Non-Condensin | 1968 | 267 |  | 05/25/2023 | 119627 | 211900175 | 05/25/2023
Johnson Controls, Inc. | COLEMAN BY JOHNSON CONTROLS | PCG4A240502X4 | Federally-Regulated Consumer Product | Weatherized Non-Condensing Gas | 1157 | 249 |  | 05/25/2023 | 50486 | 206077360 | 05/25/2023
Johnson Controls, Inc. | COLEMAN BY JOHNSON CONTROLS | Z8ES100C16SMPS1 | Federally-Regulated Consumer Product | Non-Weatherized, Non-Condensin | 1748 | 258 |  | 05/25/2023 | 101093 | 211900172 | 05/25/2023
Johnson Controls, Inc. | COLEMAN BY JOHNSON CONTROLS | TMLE040A12MP11 | Federally-Regulated Consumer Product | Non-Weatherized, Non-Condensin | 1303 | 235 |  | 05/25/2023 | 39958 | 203489592 | 05/25/2023
Johnson Controls, Inc. | COLEMAN BY JOHNSON CONTROLS | PHG4B481002X4 | Federally-Regulated Consumer Product | Weatherized Non-Condensing Gas | 1939 | 283 |  | 05/25/2023 | 100440 | 206338265 | 05/25/2023
Johnson Controls, Inc. | COLEMAN BY JOHNSON CONTROLS | PCG4B481002X4 | Federally-Regulated Consumer Product | Weatherized Non-Condensing Gas | 1965 | 284 |  | 05/25/2023 | 99130 | 206077553 | 05/25/2023
Johnson Controls, Inc. | COLEMAN BY JOHNSON CONTROLS | PCG4A361002X4 | Federally-Regulated Consumer Product | Weatherized Non-Condensing Gas | 1579 | 267 |  | 05/25/2023 | 99090 | 206077421 | 05/25/2023
Johnson Controls, Inc. | COLEMAN BY JOHNSON CONTROLS | Z8ES130D20LMPS1 | Federally-Regulated Consumer Product | Non-Weatherized, Non-Condensin | 2041 | 270 |  | 05/25/2023 | 131773 | 211900231 | 05/25/2023
Johnson Controls, Inc. | COLEMAN BY JOHNSON CONTROLS | TM9E080B12MP12 | Federally-Regulated Consumer Product | Non-Weatherized, Condensing Ga | 1468 | 254 |  | 05/25/2023 | 80561 | 203324422 | 05/25/2023
Johnson Controls, Inc. | COLEMAN BY JOHNSON CONTROLS | TL9E060B12UH11 | Federally-Regulated Consumer Product | Non-Weatherized, Condensing Ga | 1192 | 242 |  | 05/25/2023 | 60502 | 204577671 | 05/25/2023
Johnson Controls, Inc. | COLEMAN BY JOHNSON CONTROLS | CPLC080B12MP13 | Federally-Regulated Consumer Product | Non-Weatherized, Non-Condensin | 1599 | 247 |  | 05/25/2023 | 40519 | 204829705 | 05/25/2023
Johnson Controls, Inc. | COLEMAN BY JOHNSON CONTROLS | TM9E040A10MP12 | Federally-Regulated Consumer Product | Non-Weatherized, Condensing Ga | 1058 | 237 |  | 05/25/2023 | 39882 | 203324419 | 05/25/2023
Johnson Controls, Inc. | COLEMAN BY JOHNSON CONTROLS | TM9E080C20MP12 | Federally-Regulated Consumer Product | Non-Weatherized, Condensing Ga | 1871 | 272 |  | 05/25/2023 | 78901 | 203324424 | 05/25/2023
Johnson Controls, Inc. | COLEMAN BY JOHNSON CONTROLS | TM9E060A10MP12 | Federally-Regulated Consumer Product | Non-Weatherized, Condensing Ga | 1353 | 249 |  | 05/25/2023 | 60123 | 203324420 | 05/25/2023
Johnson Controls, Inc. | COLEMAN BY JOHNSON CONTROLS | PCG4A300502X4 | Federally-Regulated Consumer Product | Weatherized Non-Condensing Gas | 1205 | 251 |  | 05/25/2023 | 50202 | 206077381 | 05/25/2023
Johnson Controls, Inc. | COLEMAN BY JOHNSON CONTROLS | PCG4B480652X4 | Federally-Regulated Consumer Product | Weatherized Non-Condensing Gas | 1990 | 285 |  | 05/25/2023 | 65280 | 206077546 | 05/25/2023
Johnson Controls, Inc. | COLEMAN BY JOHNSON CONTROLS | TM8E100B12MP11 | Federally-Regulated Consumer Product | Non-Weatherized, Non-Condensin | 1560 | 246 |  | 05/25/2023 | 100501 | 203324336 | 05/25/2023
Johnson Controls, Inc. | COLEMAN BY JOHNSON CONTROLS | CP9C100C20MP13 | Federally-Regulated Consumer Product | Non-Weatherized, Condensing Ga | 2115 | 282 |  | 05/25/2023 | 35610 | 204829757 | 05/25/2023
Johnson Controls, Inc. | COLEMAN BY JOHNSON CONTROLS | TM8Y080B12MP11 | Federally-Regulated Consumer Product | Non-Weatherized, Non-Condensin | 1373 | 238 |  | 05/25/2023 | 52180 | 8413048 | 05/25/2023
Johnson Controls, Inc. | COLEMAN BY JOHNSON CONTROLS | CP9C080C16MP13 | Federally-Regulated Consumer Product | Non-Weatherized, Condensing Ga | 1794 | 268 |  | 05/25/2023 | 29263 | 204829755 | 05/25/2023
Johnson Controls, Inc. | COLEMAN BY JOHNSON CONTROLS | PCG4B601252X4 | Federally-Regulated Consumer Product | Weatherized Non-Condensing Gas | 2356 | 301 |  | 05/25/2023 | 124100 | 206077581 | 05/25/2023
Johnson Controls, Inc. | COLEMAN BY JOHNSON CONTROLS | PCG6B481002X4 | Federally-Regulated Consumer Product | Weatherized Non-Condensing Gas | 1847 | 279 |  | 05/25/2023 | 64960 | 206136964 | 05/25/2023
Johnson Controls, Inc. | COLEMAN BY JOHNSON CONTROLS | Z8ES100C16LMPS1 | Federally-Regulated Consumer Product | Non-Weatherized, Non-Condensin | 1748 | 258 |  | 05/25/2023 | 101093 | 211900227 | 05/25/2023
Johnson Controls, Inc. | COLEMAN BY JOHNSON CONTROLS | Z8ES130D20SMPS1 | Federally-Regulated Consumer Product | Non-Weatherized, Non-Condensin | 2041 | 270 |  | 05/25/2023 | 131773 | 211900176 | 05/25/2023
Johnson Controls, Inc. | COLEMAN BY JOHNSON CONTROLS | PCG4A360752X4 | Federally-Regulated Consumer Product | Weatherized Non-Condensing Gas | 1506 | 264 |  | 05/25/2023 | 74580 | 206077411 | 05/25/2023
Johnson Controls, Inc. | COLEMAN BY JOHNSON CONTROLS | PCG6B601002X4 | Federally-Regulated Consumer Product | Weatherized Non-Condensing Gas | 2182 | 294 |  | 05/25/2023 | 65270 | 206136985 | 05/25/2023
Johnson Controls, Inc. | COLEMAN BY JOHNSON CONTROLS | CPLC060A12MP13 | Federally-Regulated Consumer Product | Non-Weatherized, Non-Condensin | 1330 | 236 |  | 05/25/2023 | 30082 | 207783433 | 05/25/2023
Johnson Controls, Inc. | COLEMAN BY JOHNSON CONTROLS | CPLC120C20MP13 | Federally-Regulated Consumer Product | Non-Weatherized, Non-Condensin | 2162 | 272 |  | 05/25/2023 | 59868 | 204829708 | 05/25/2023
Johnson Controls, Inc. | COLEMAN BY JOHNSON CONTROLS | Z8ES100C20SMPS1 | Federally-Regulated Consumer Product | Non-Weatherized, Non-Condensin | 1937 | 266 |  | 05/25/2023 | 99769 | 211900173 | 05/25/2023
Johnson Controls, Inc. | COLEMAN BY JOHNSON CONTROLS | TM8E130D20MP11 | Federally-Regulated Consumer Product | Non-Weatherized, Non-Condensin | 2178 | 272 |  | 05/25/2023 | 130606 | 203324341 | 05/25/2023
Johnson Controls, Inc. | COLEMAN BY JOHNSON CONTROLS | TM8Y100C16MP11 | Federally-Regulated Consumer Product | Non-Weatherized, Non-Condensin | 1600 | 247 |  | 05/25/2023 | 65143 | 8413050 | 05/25/2023
Johnson Controls, Inc. | COLEMAN BY JOHNSON CONTROLS | Z8ES120C20LMPS1 | Federally-Regulated Consumer Product | Non-Weatherized, Non-Condensin | 1968 | 267 |  | 05/25/2023 | 119627 | 211900230 | 05/25/2023
Johnson Controls, Inc. | COLEMAN BY JOHNSON CONTROLS | PCG4B600652X4 | Federally-Regulated Consumer Product | Weatherized Non-Condensing Gas | 2322 | 300 |  | 05/25/2023 | 64850 | 206077567 | 05/25/2023
Johnson Controls, Inc. | COLEMAN BY JOHNSON CONTROLS | PCG4A360502X4 | Federally-Regulated Consumer Product | Weatherized Non-Condensing Gas | 1645 | 270 |  | 05/25/2023 | 50100 | 206077401 | 05/25/2023
Johnson Controls, Inc. | COLEMAN BY JOHNSON CONTROLS | CP9C060B12MP13 | Federally-Regulated Consumer Product | Non-Weatherized, Condensing Ga | 1359 | 250 |  | 05/25/2023 | 21059 | 204829753 | 05/25/2023
Carrier Corp. - Indianapolis | Tempstar | PGD430060K**2K* | Federally-Regulated Consumer Product | Weatherized Non-Condensing Gas | 1188 | 251 |  | 05/25/2023 | 60125 | 212006715 | 05/25/2023
Carrier Corp. - Indianapolis | Tempstar | PGD436060K**0K* | Federally-Regulated Consumer Product | Weatherized Non-Condensing Gas | 1312 | 256 |  | 05/25/2023 | 60638 | 212006678 | 05/25/2023
Carrier Corp. - Indianapolis | Tempstar | PGD436090K**0K* | Federally-Regulated Consumer Product | Weatherized Non-Condensing Gas | 1353 | 258 |  | 05/25/2023 | 89606 | 212006679 | 05/25/2023
Carrier Corp. - Indianapolis | Tempstar | PGD430040K**0K* | Federally-Regulated Consumer Product | Weatherized Non-Condensing Gas | 1119 | 248 |  | 05/25/2023 | 40289 | 212006674 | 05/25/2023
Carrier Corp. - Indianapolis | Tempstar | PGD460115K**0K* | Federally-Regulated Consumer Product | Weatherized Non-Condensing Gas | 2156 | 293 |  | 05/25/2023 | 114957 | 212028294 | 05/25/2023
Carrier Corp. - Indianapolis | Tempstar | PGD442060K**2K* | Federally-Regulated Consumer Product | Weatherized Non-Condensing Gas | 1413 | 261 |  | 05/25/2023 | 59753 | 212006719 | 05/25/2023
Carrier Corp. - Indianapolis | Tempstar | PGD442090K**1K* | Federally-Regulated Consumer Product | Weatherized Non-Condensing Gas | 1434 | 262 |  | 05/25/2023 | 89946 | 212006704 | 05/25/2023
Carrier Corp. - Indianapolis | Tempstar | PGD460130K**1K* | Federally-Regulated Consumer Product | Weatherized Non-Condensing Gas | 2038 | 288 |  | 05/25/2023 | 127500 | 212028302 | 05/25/2023
Carrier Corp. - Indianapolis | Tempstar | PGR524060K**1K* | Federally-Regulated Consumer Product | Weatherized Non-Condensing Gas | 1151 | 249 |  | 05/25/2023 | 39299 | 212409821 | 05/25/2023
Carrier Corp. - Indianapolis | Tempstar | PGR548090K**0K* | Federally-Regulated Consumer Product | Weatherized Non-Condensing Gas | 1763 | 276 |  | 05/25/2023 | 58303 | 212409815 | 05/25/2023
Carrier Corp. - Indianapolis | Tempstar | PGD460090K**2K* | Federally-Regulated Consumer Product | Weatherized Non-Condensing Gas | 2114 | 292 |  | 05/25/2023 | 89429 | 212028303 | 05/25/2023
Carrier Corp. - Indianapolis | Tempstar | PGD448090K**1K* | Federally-Regulated Consumer Product | Weatherized Non-Condensing Gas | 2142 | 293 |  | 05/25/2023 | 89758 | 212006706 | 05/25/2023
Carrier Corp. - Indianapolis | Tempstar | PGR548090K**1K* | Federally-Regulated Consumer Product | Weatherized Non-Condensing Gas | 1763 | 276 |  | 05/25/2023 | 58303 | 212409824 | 05/25/2023
Carrier Corp. - Indianapolis | Tempstar | PGD442060K**1K* | Federally-Regulated Consumer Product | Weatherized Non-Condensing Gas | 1478 | 264 |  | 05/25/2023 | 60485 | 212006702 | 05/25/2023
Carrier Corp. - Indianapolis | Tempstar | PGR536060K**0K* | Federally-Regulated Consumer Product | Weatherized Non-Condensing Gas | 1416 | 261 |  | 05/25/2023 | 39812 | 212409813 | 05/25/2023
Carrier Corp. - Indianapolis | Tempstar | PGD424040K**0K* | Federally-Regulated Consumer Product | Weatherized Non-Condensing Gas | 1004 | 243 |  | 05/25/2023 | 39874 | 212006669 | 05/25/2023
Carrier Corp. - Indianapolis | Tempstar | PGD442090K**0K* | Federally-Regulated Consumer Product | Weatherized Non-Condensing Gas | 1434 | 262 |  | 05/25/2023 | 89946 | 212006682 | 05/25/2023
Carrier Corp. - Indianapolis | Tempstar | PGD442060K**0K* | Federally-Regulated Consumer Product | Weatherized Non-Condensing Gas | 1478 | 264 |  | 05/25/2023 | 60485 | 212006681 | 05/25/2023
Carrier Corp. - Indianapolis | Tempstar | PGD430040K**2K* | Federally-Regulated Consumer Product | Weatherized Non-Condensing Gas | 1121 | 248 |  | 05/25/2023 | 45305 | 212006713 | 05/25/2023
Carrier Corp. - Indianapolis | Tempstar | PGD430060K**1K* | Federally-Regulated Consumer Product | Weatherized Non-Condensing Gas | 1248 | 253 |  | 05/25/2023 | 60151 | 212006695 | 05/25/2023
Carrier Corp. - Indianapolis | Tempstar | PGR536060K**1K* | Federally-Regulated Consumer Product | Weatherized Non-Condensing Gas | 1416 | 261 |  | 05/25/2023 | 39812 | 212409822 | 05/25/2023
Carrier Corp. - Indianapolis | Tempstar | PGD424060K**1K* | Federally-Regulated Consumer Product | Weatherized Non-Condensing Gas | 1084 | 246 |  | 05/25/2023 | 60632 | 212006691 | 05/25/2023
Carrier Corp. - Indianapolis | Tempstar | PGD430040K**1K* | Federally-Regulated Consumer Product | Weatherized Non-Condensing Gas | 1119 | 248 |  | 05/25/2023 | 40289 | 212006694 | 05/25/2023
Carrier Corp. - Indianapolis | Tempstar | PGR536090K**0K* | Federally-Regulated Consumer Product | Weatherized Non-Condensing Gas | 1355 | 258 |  | 05/25/2023 | 59892 | 212409814 | 05/25/2023
Carrier Corp. - Indianapolis | Tempstar | PGR560115K**1K* | Federally-Regulated Consumer Product | Weatherized Non-Condensing Gas | 1746 | 275 |  | 05/25/2023 | 75885 | 212409827 | 05/25/2023
Carrier Corp. - Indianapolis | Tempstar | PGD448115K**0K* | Federally-Regulated Consumer Product | Weatherized Non-Condensing Gas | 2156 | 293 |  | 05/25/2023 | 114957 | 212006686 | 05/25/2023
Carrier Corp. - Indianapolis | Tempstar | PGD460115K**1K* | Federally-Regulated Consumer Product | Weatherized Non-Condensing Gas | 2156 | 293 |  | 05/25/2023 | 114957 | 212028300 | 05/25/2023
Carrier Corp. - Indianapolis | Tempstar | PGR548090K**2K* | Federally-Regulated Consumer Product | Weatherized Non-Condensing Gas | 1628 | 270 |  | 05/25/2023 | 90600 | 212410573 | 05/25/2023
Carrier Corp. - Indianapolis | Tempstar | PGD436060K**1K* | Federally-Regulated Consumer Product | Weatherized Non-Condensing Gas | 1312 | 256 |  | 05/25/2023 | 60638 | 212006696 | 05/25/2023
Carrier Corp. - Indianapolis | Tempstar | PGD460130K**0K* | Federally-Regulated Consumer Product | Weatherized Non-Condensing Gas | 2038 | 288 |  | 05/25/2023 | 127500 | 212028297 | 05/25/2023
Carrier Corp. - Indianapolis | Tempstar | PGD448130K**1K* | Federally-Regulated Consumer Product | Weatherized Non-Condensing Gas | 2038 | 288 |  | 05/25/2023 | 127500 | 212006709 | 05/25/2023
Carrier Corp. - Indianapolis | Tempstar | PGD442090K**2K* | Federally-Regulated Consumer Product | Weatherized Non-Condensing Gas | 1479 | 264 |  | 05/25/2023 | 89913 | 212006720 | 05/25/2023
Carrier Corp. - Indianapolis | Tempstar | PGR560090K**1K* | Federally-Regulated Consumer Product | Weatherized Non-Condensing Gas | 1763 | 276 |  | 05/25/2023 | 58303 | 212409826 | 05/25/2023
Carrier Corp. - Indianapolis | Tempstar | PGR548115K**1K* | Federally-Regulated Consumer Product | Weatherized Non-Condensing Gas | 1746 | 275 |  | 05/25/2023 | 75885 | 212409825 | 05/25/2023
Carrier Corp. - Indianapolis | Tempstar | PGR548115K**0K* | Federally-Regulated Consumer Product | Weatherized Non-Condensing Gas | 1746 | 275 |  | 05/25/2023 | 75885 | 212409816 | 05/25/2023
Carrier Corp. - Indianapolis | Tempstar | PGR536090K**1K* | Federally-Regulated Consumer Product | Weatherized Non-Condensing Gas | 1355 | 258 |  | 05/25/2023 | 59892 | 212409823 | 05/25/2023
Carrier Corp. - Indianapolis | Tempstar | PGD460090K**1K* | Federally-Regulated Consumer Product | Weatherized Non-Condensing Gas | 2142 | 293 |  | 05/25/2023 | 89758 | 212028298 | 05/25/2023
Carrier Corp. - Indianapolis | Tempstar | PGR524060K**0K* | Federally-Regulated Consumer Product | Weatherized Non-Condensing Gas | 1151 | 249 |  | 05/25/2023 | 39299 | 212409812 | 05/25/2023
Carrier Corp. - Indianapolis | Tempstar | PGR560130K**0K* | Federally-Regulated Consumer Product | Weatherized Non-Condensing Gas | 1857 | 280 |  | 05/25/2023 | 84458 | 212409819 | 05/25/2023
Carrier Corp. - Indianapolis | Tempstar | PGD448130K**0K* | Federally-Regulated Consumer Product | Weatherized Non-Condensing Gas | 2038 | 288 |  | 05/25/2023 | 127500 | 212006687 | 05/25/2023
Carrier Corp. - Indianapolis | Tempstar | PGD424060K**2K* | Federally-Regulated Consumer Product | Weatherized Non-Condensing Gas | 1073 | 246 |  | 05/25/2023 | 60498 | 212006712 | 05/25/2023
Carrier Corp. - Indianapolis | Tempstar | PGR560090K**0K* | Federally-Regulated Consumer Product | Weatherized Non-Condensing Gas | 1763 | 276 |  | 05/25/2023 | 58303 | 212409817 | 05/25/2023
Carrier Corp. - Indianapolis | Tempstar | PGD436060K**2K* | Federally-Regulated Consumer Product | Weatherized Non-Condensing Gas | 1442 | 262 |  | 05/25/2023 | 60044 | 212006717 | 05/25/2023
Carrier Corp. - Indianapolis | Tempstar | PGR524040K**2K* | Federally-Regulated Consumer Product | Weatherized Non-Condensing Gas | 1117 | 248 |  | 05/25/2023 | 44623 | 212410570 | 05/25/2023
Carrier Corp. - Indianapolis | Tempstar | PGD448115K**1K* | Federally-Regulated Consumer Product | Weatherized Non-Condensing Gas | 2156 | 293 |  | 05/25/2023 | 114957 | 212006708 | 05/25/2023
Carrier Corp. - Indianapolis | Tempstar | PGD430060K**0K* | Federally-Regulated Consumer Product | Weatherized Non-Condensing Gas | 1248 | 253 |  | 05/25/2023 | 60151 | 212006676 | 05/25/2023
Carrier Corp. - Indianapolis | Tempstar | PGD448090K**0K* | Federally-Regulated Consumer Product | Weatherized Non-Condensing Gas | 2142 | 293 |  | 05/25/2023 | 89758 | 212006684 | 05/25/2023
Carrier Corp. - Indianapolis | Tempstar | PGD424060K**0K* | Federally-Regulated Consumer Product | Weatherized Non-Condensing Gas | 1084 | 246 |  | 05/25/2023 | 60632 | 212006671 | 05/25/2023
Carrier Corp. - Indianapolis | Tempstar | PGR560115K**0K* | Federally-Regulated Consumer Product | Weatherized Non-Condensing Gas | 1746 | 275 |  | 05/25/2023 | 75885 | 212409818 | 05/25/2023
Carrier Corp. - Indianapolis | Tempstar | PGR560130K**1K* | Federally-Regulated Consumer Product | Weatherized Non-Condensing Gas | 1857 | 280 |  | 05/25/2023 | 84458 | 212409828 | 05/25/2023
Carrier Corp. - Indianapolis | Tempstar | PGR524040K**1K* | Federally-Regulated Consumer Product | Weatherized Non-Condensing Gas | 1066 | 245 |  | 05/25/2023 | 26216 | 212409820 | 05/25/2023
Carrier Corp. - Indianapolis | Tempstar | PGR536060K**2K* | Federally-Regulated Consumer Product | Weatherized Non-Condensing Gas | 1489 | 264 |  | 05/25/2023 | 60874 | 212410572 | 05/25/2023
Carrier Corp. - Indianapolis | Tempstar | PGD436090K**1K* | Federally-Regulated Consumer Product | Weatherized Non-Condensing Gas | 1353 | 258 |  | 05/25/2023 | 89606 | 212006699 | 05/25/2023
Carrier Corp. - Indianapolis | Tempstar | PGD424040K**1K* | Federally-Regulated Consumer Product | Weatherized Non-Condensing Gas | 1004 | 243 |  | 05/25/2023 | 39874 | 212006689 | 05/25/2023
Carrier Corp. - Indianapolis | Tempstar | PGR524040K**0K* | Federally-Regulated Consumer Product | Weatherized Non-Condensing Gas | 1066 | 245 |  | 05/25/2023 | 26216 | 212409811 | 05/25/2023
Carrier Corp. - Indianapolis | Tempstar | PGD448090K**2K* | Federally-Regulated Consumer Product | Weatherized Non-Condensing Gas | 2114 | 292 |  | 05/25/2023 | 89429 | 212006722 | 05/25/2023
Carrier Corp. - Indianapolis | Tempstar | PGD460090K**0K* | Federally-Regulated Consumer Product | Weatherized Non-Condensing Gas | 2142 | 293 |  | 05/25/2023 | 89758 | 212028293 | 05/25/2023
Carrier Corp. - Indianapolis | Tempstar | PGR524060K**2K* | Federally-Regulated Consumer Product | Weatherized Non-Condensing Gas | 1136 | 248 |  | 05/25/2023 | 59157 | 212410571 | 05/25/2023
Carrier Corp. - Indianapolis | Tempstar | PGD424040K**2K* | Federally-Regulated Consumer Product | Weatherized Non-Condensing Gas | 933 | 240 |  | 05/25/2023 | 45607 | 212006710 | 05/25/2023
Carrier Corp. - Syracuse | ICP Commercial | RGW036KH* | Federally-Regulated Consumer Product | Weatherized Non-Condensing Gas | 1520 | 262 |  | 05/25/2023 | 82000 | 208131913 | 05/25/2023
Carrier Corp. - Syracuse | ICP Commercial | RGW048KS* | Federally-Regulated Consumer Product | Weatherized Non-Condensing Gas | 2640 | 312 |  | 05/25/2023 | 53 | 202535071 | 05/25/2023
Carrier Corp. - Syracuse | ICP Commercial | RGV036KG* | Federally-Regulated Consumer Product | Weatherized Non-Condensing Gas | 1889 | 281 |  | 05/25/2023 | 49 | 208034345 | 05/25/2023
Carrier Corp. - Syracuse | ICP Commercial | RGW060KT* | Federally-Regulated Consumer Product | Weatherized Non-Condensing Gas | 2694 | 302 |  | 05/25/2023 | 106 | 202535077 | 05/25/2023
Carrier Corp. - Syracuse | ICP Commercial | RGV036KR* | Federally-Regulated Consumer Product | Weatherized Non-Condensing Gas | 1889 | 281 |  | 05/25/2023 | 73 | 202535057 | 05/25/2023
Carrier Corp. - Syracuse | ICP Commercial | RGW048KH* | Federally-Regulated Consumer Product | Weatherized Non-Condensing Gas | 2280 | 295 |  | 05/25/2023 | 82000 | 208131914 | 05/25/2023
Carrier Corp. - Syracuse | ICP Commercial | RGW060KG* | Federally-Regulated Consumer Product | Weatherized Non-Condensing Gas | 2694 | 302 |  | 05/25/2023 | 49 | 208034351 | 05/25/2023
Carrier Corp. - Syracuse | ICP Commercial | RGW036KG* | Federally-Regulated Consumer Product | Weatherized Non-Condensing Gas | 1889 | 281 |  | 05/25/2023 | 49 | 208034349 | 05/25/2023
Carrier Corp. - Syracuse | ICP Commercial | RGW048KT* | Federally-Regulated Consumer Product | Weatherized Non-Condensing Gas | 2640 | 312 |  | 05/25/2023 | 106 | 202535076 | 05/25/2023
Carrier Corp. - Syracuse | ICP Commercial | RGW060KS* | Federally-Regulated Consumer Product | Weatherized Non-Condensing Gas | 2694 | 302 |  | 05/25/2023 | 53 | 202535072 | 05/25/2023
Carrier Corp. - Syracuse | ICP Commercial | RGV060KR* | Federally-Regulated Consumer Product | Weatherized Non-Condensing Gas | 2694 | 302 |  | 05/25/2023 | 73 | 202535059 | 05/25/2023
Nordyne, LLC | AMERICAN STANDARD | 4YCL4060A1100A | Federally-Regulated Consumer Product | Weatherized Non-Condensing Gas | 2041 | 289 |  | 05/25/2023 | 101000 | 207341412 | 05/25/2023
Nordyne, LLC | AMERICAN STANDARD | 4YCL4030B1070A | Federally-Regulated Consumer Product | Weatherized Non-Condensing Gas | 1655 | 264 |  | 05/25/2023 | 69854 | 209938319 | 05/25/2023
Nordyne, LLC | AMERICAN STANDARD | 4YCL4024A1055A | Federally-Regulated Consumer Product | Weatherized Non-Condensing Gas | 1304 | 240 |  | 05/25/2023 | 55721 | 207341407 | 05/25/2023
Nordyne, LLC | AMERICAN STANDARD | 4YCL4042A1100A | Federally-Regulated Consumer Product | Weatherized Non-Condensing Gas | 1913 | 275 |  | 05/25/2023 | 100561 | 207341410 | 05/25/2023
Nordyne, LLC | AMERICAN STANDARD | 4YCL4036A1070A | Federally-Regulated Consumer Product | Weatherized Non-Condensing Gas | 1655 | 264 |  | 05/25/2023 | 69854 | 207341409 | 05/25/2023
Nordyne, LLC | AMERICAN STANDARD | 4YCL4036B1070A | Federally-Regulated Consumer Product | Weatherized Non-Condensing Gas | 1655 | 264 |  | 05/25/2023 | 69854 | 209938320 | 05/25/2023
Nordyne, LLC | AMERICAN STANDARD | L9X1C100U5VSABA | Federally-Regulated Consumer Product | Non-Weatherized, Condensing Ga | 2088 | 287 |  | 05/25/2023 | 100330 | 207769499 | 05/25/2023
Nordyne, LLC | AMERICAN STANDARD | 4YCL4048B1100A | Federally-Regulated Consumer Product | Weatherized Non-Condensing Gas | 2128 | 293 |  | 05/25/2023 | 100965 | 209938322 | 05/25/2023
Nordyne, LLC | AMERICAN STANDARD | 4YCL4048A1100A | Federally-Regulated Consumer Product | Weatherized Non-Condensing Gas | 1913 | 275 |  | 05/25/2023 | 100561 | 207341411 | 05/25/2023
Nordyne, LLC | AMERICAN STANDARD | L8X1B070U4XSAC | Federally-Regulated Consumer Product | Non-Weatherized, Non-Condensin | 1597 | 252 |  | 05/25/2023 | 70859 | 207465531 | 05/25/2023
Nordyne, LLC | AMERICAN STANDARD | 4YCL4060B1100A | Federally-Regulated Consumer Product | Weatherized Non-Condensing Gas | 2041 | 289 |  | 05/25/2023 | 101000 | 209938323 | 05/25/2023
Nordyne, LLC | AMERICAN STANDARD | L9X1A050U3VSABA | Federally-Regulated Consumer Product | Non-Weatherized, Condensing Ga | 1446 | 259 |  | 05/25/2023 | 50148 | 207769498 | 05/25/2023
Nordyne, LLC | AMERICAN STANDARD | 4YCL4042B1100A | Federally-Regulated Consumer Product | Weatherized Non-Condensing Gas | 1913 | 275 |  | 05/25/2023 | 100561 | 209938321 | 05/25/2023
Nordyne, LLC | AMERICAN STANDARD | L9X1C100U5VSAAA | Federally-Regulated Consumer Product | Non-Weatherized, Condensing Ga | 2088 | 287 |  | 05/25/2023 | 100330 | 206711232 | 05/25/2023
Nordyne, LLC | AMERICAN STANDARD | 4YCL4024B1055A | Federally-Regulated Consumer Product | Weatherized Non-Condensing Gas | 1304 | 240 |  | 05/25/2023 | 55721 | 209938318 | 05/25/2023
Nordyne, LLC | AMERICAN STANDARD | L9X1A050U3VSAAA | Federally-Regulated Consumer Product | Non-Weatherized, Condensing Ga | 1446 | 259 |  | 05/25/2023 | 50148 | 206711231 | 05/25/2023
Nordyne, LLC | AMERICAN STANDARD | L8X1A055U3XSAC | Federally-Regulated Consumer Product | Non-Weatherized, Non-Condensin | 1100 | 230 |  | 05/25/2023 | 54989 | 207465530 | 05/25/2023
Nordyne, LLC | AMERICAN STANDARD | 4YCL4030A1070A | Federally-Regulated Consumer Product | Weatherized Non-Condensing Gas | 1655 | 264 |  | 05/25/2023 | 69854 | 207341408 | 05/25/2023
Carrier Corp. - Indianapolis | Heil | N96MSN0801716A*D | Federally-Regulated Consumer Product | Non-Weatherized, Condensing Ga | 1671 | 269 |  | 05/25/2023 | 79335 | 211779326 | 05/25/2023
Carrier Corp. - Indianapolis | Heil | N80ESL0451712A | Federally-Regulated Consumer Product | Non-Weatherized, Non-Condensin | 1206 | 235 |  | 05/25/2023 | 44058 | 203360045 | 05/25/2023
Carrier Corp. - Indianapolis | Heil | N92ESN0401712A | Federally-Regulated Consumer Product | Non-Weatherized, Condensing Ga | 1024 | 240 |  | 05/25/2023 | 39894 | 203359670 | 05/25/2023
Carrier Corp. - Indianapolis | Heil | N95ESN0261410A | Federally-Regulated Consumer Product | Non-Weatherized, Condensing Ga | 890 | 234 |  | 05/25/2023 | 26050 | 203360389 | 05/25/2023
Carrier Corp. - Indianapolis | Heil | N95MSU1002120A | Federally-Regulated Consumer Product | Non-Weatherized, Condensing Ga | 2049 | 285 |  | 05/25/2023 | 100109 | 211781305 | 05/25/2023
Carrier Corp. - Indianapolis | Heil | N92MSN0401412A | Federally-Regulated Consumer Product | Non-Weatherized, Condensing Ga | 1089 | 243 |  | 05/25/2023 | 39846 | 211778847 | 05/25/2023
Carrier Corp. - Indianapolis | Heil | N80MSL0701712A | Federally-Regulated Consumer Product | Non-Weatherized, Non-Condensin | 1209 | 235 |  | 05/25/2023 | 65992 | 211780070 | 05/25/2023
Carrier Corp. - Indianapolis | Heil | N92ESN1002120A* | Federally-Regulated Consumer Product | Mobile Home Non-Weatherized, C | 1821 | 275 |  | 05/25/2023 | 99460 | 203359860 | 05/25/2023
Carrier Corp. - Indianapolis | Heil | N95MSU0802120A | Federally-Regulated Consumer Product | Non-Weatherized, Condensing Ga | 2132 | 289 |  | 05/25/2023 | 80309 | 211781294 | 05/25/2023
Carrier Corp. - Indianapolis | Heil | N80MSU0401712A | Federally-Regulated Consumer Product | Non-Weatherized, Non-Condensin | 1440 | 245 |  | 05/25/2023 | 40185 | 211781244 | 05/25/2023
Carrier Corp. - Indianapolis | Heil | N96MSN0401410A* | Federally-Regulated Consumer Product | Mobile Home Non-Weatherized, C | 1017 | 240 |  | 05/25/2023 | 40102 | 211779182 | 05/25/2023
Carrier Corp. - Indianapolis | Heil | N95ESN0261410A*D | Federally-Regulated Consumer Product | Non-Weatherized, Condensing Ga | 890 | 234 |  | 05/25/2023 | 26050 | 203360402 | 05/25/2023
Carrier Corp. - Indianapolis | Heil | N96MSN0601412A**D | Federally-Regulated Consumer Product | Mobile Home Non-Weatherized, C | 1218 | 249 |  | 05/25/2023 | 60319 | 211779263 | 05/25/2023
Carrier Corp. - Indianapolis | Heil | PDD460115K**0G* | Federally-Regulated Consumer Product | Weatherized Non-Condensing Gas | 2187 | 295 |  | 05/25/2023 | 115163 | 204037846 | 05/25/2023
Carrier Corp. - Indianapolis | Heil | N96MSN0802120A**D | Federally-Regulated Consumer Product | Mobile Home Non-Weatherized, C | 2169 | 290 |  | 05/25/2023 | 79638 | 211779353 | 05/25/2023
Carrier Corp. - Indianapolis | Heil | N80MSN0451714A | Federally-Regulated Consumer Product | Non-Weatherized, Non-Condensin | 1343 | 241 |  | 05/25/2023 | 43896 | 211779951 | 05/25/2023
Carrier Corp. - Indianapolis | Heil | N80MSL0902116A | Federally-Regulated Consumer Product | Non-Weatherized, Non-Condensin | 1569 | 251 |  | 05/25/2023 | 87754 | 211780073 | 05/25/2023
Carrier Corp. - Indianapolis | Heil | G97CMN0601714A | Federally-Regulated Consumer Product | Non-Weatherized, Condensing Ga | 1392 | 256 |  | 05/25/2023 | 23828 | 203924567 | 05/25/2023
Carrier Corp. - Indianapolis | Heil | N95MSU1002122A | Federally-Regulated Consumer Product | Non-Weatherized, Condensing Ga | 2338 | 298 |  | 05/25/2023 | 100165 | 211781315 | 05/25/2023
Carrier Corp. - Indianapolis | Heil | N96MSN1002122A* | Federally-Regulated Consumer Product | Mobile Home Non-Weatherized, C | 2283 | 295 |  | 05/25/2023 | 100454 | 211779416 | 05/25/2023
Carrier Corp. - Indianapolis | Heil | N96MSN1002122A | Federally-Regulated Consumer Product | Non-Weatherized, Condensing Ga | 2283 | 295 |  | 05/25/2023 | 100454 | 211779407 | 05/25/2023
Carrier Corp. - Indianapolis | Heil | N92ESN0601412A* | Federally-Regulated Consumer Product | Mobile Home Non-Weatherized, C | 945 | 237 |  | 05/25/2023 | 59375 | 203359725 | 05/25/2023
Carrier Corp. - Indianapolis | Heil | G97CMN0602120A | Federally-Regulated Consumer Product | Non-Weatherized, Condensing Ga | 1897 | 278 |  | 05/25/2023 | 24235 | 203924575 | 05/25/2023
Carrier Corp. - Indianapolis | Heil | N95ESN1202422A | Federally-Regulated Consumer Product | Non-Weatherized, Condensing Ga | 2161 | 290 |  | 05/25/2023 | 119834 | 203360399 | 05/25/2023
Carrier Corp. - Indianapolis | Heil | N92MSN0801716A | Federally-Regulated Consumer Product | Non-Weatherized, Condensing Ga | 1845 | 276 |  | 05/25/2023 | 80520 | 211778919 | 05/25/2023
Carrier Corp. - Indianapolis | Heil | N95ESN0601412A**D | Federally-Regulated Consumer Product | Mobile Home Non-Weatherized, C | 1176 | 247 |  | 05/25/2023 | 59961 | 203924775 | 05/25/2023
Carrier Corp. - Indianapolis | Heil | N92ESN0601714A | Federally-Regulated Consumer Product | Non-Weatherized, Condensing Ga | 1205 | 248 |  | 05/25/2023 | 60119 | 203359744 | 05/25/2023
Carrier Corp. - Indianapolis | Heil | N96MSN0801716A**D | Federally-Regulated Consumer Product | Mobile Home Non-Weatherized, C | 1671 | 269 |  | 05/25/2023 | 79335 | 211779317 | 05/25/2023
Carrier Corp. - Indianapolis | Heil | N96MSN0801716A | Federally-Regulated Consumer Product | Non-Weatherized, Condensing Ga | 1671 | 269 |  | 05/25/2023 | 79335 | 211780731 | 05/25/2023
Carrier Corp. - Indianapolis | Heil | N95ESN0802120A* | Federally-Regulated Consumer Product | Mobile Home Non-Weatherized, C | 1837 | 276 |  | 05/25/2023 | 79777 | 203360675 | 05/25/2023
Carrier Corp. - Indianapolis | Heil | N80MSL0701412A | Federally-Regulated Consumer Product | Non-Weatherized, Non-Condensin | 1170 | 233 |  | 05/25/2023 | 65912 | 211780069 | 05/25/2023
Carrier Corp. - Indianapolis | Heil | PDD430060K**1K* | Federally-Regulated Consumer Product | Weatherized Non-Condensing Gas | 1118 | 248 |  | 05/25/2023 | 60738 | 210589565 | 05/25/2023
Carrier Corp. - Indianapolis | Heil | N80MSL1102420A* | Federally-Regulated Consumer Product | Non-Weatherized, Non-Condensin | 2053 | 272 |  | 05/25/2023 | 110206 | 211780191 | 05/25/2023
Carrier Corp. - Indianapolis | Heil | N92ESN1202420A | Federally-Regulated Consumer Product | Non-Weatherized, Condensing Ga | 1904 | 279 |  | 05/25/2023 | 119302 | 203359878 | 05/25/2023
Carrier Corp. - Indianapolis | Heil | N95ESN1202422A**D | Federally-Regulated Consumer Product | Mobile Home Non-Weatherized, C | 2161 | 290 |  | 05/25/2023 | 119834 | 203360683 | 05/25/2023
Carrier Corp. - Indianapolis | Heil | G97CMN0601714A*D | Federally-Regulated Consumer Product | Non-Weatherized, Condensing Ga | 1392 | 256 |  | 05/25/2023 | 23828 | 203924633 | 05/25/2023
Carrier Corp. - Indianapolis | Heil | N92ESN0802120A* | Federally-Regulated Consumer Product | Mobile Home Non-Weatherized, C | 1832 | 276 |  | 05/25/2023 | 79860 | 203359828 | 05/25/2023
Carrier Corp. - Indianapolis | Heil | N96MSN1002122A*D | Federally-Regulated Consumer Product | Non-Weatherized, Condensing Ga | 2283 | 295 |  | 05/25/2023 | 100454 | 211779434 | 05/25/2023
Carrier Corp. - Indianapolis | Heil | N96MSN1002120A**D | Federally-Regulated Consumer Product | Mobile Home Non-Weatherized, C | 2215 | 292 |  | 05/25/2023 | 99728 | 211779389 | 05/25/2023
Carrier Corp. - Indianapolis | Heil | PDD442090K**1K* | Federally-Regulated Consumer Product | Weatherized Non-Condensing Gas | 1478 | 264 |  | 05/25/2023 | 90002 | 210589567 | 05/25/2023
Carrier Corp. - Indianapolis | Heil | PDD460115K**0K* | Federally-Regulated Consumer Product | Weatherized Non-Condensing Gas | 2156 | 294 |  | 05/25/2023 | 115163 | 212038617 | 05/25/2023
Carrier Corp. - Indianapolis | Heil | PDD436090K**1K* | Federally-Regulated Consumer Product | Weatherized Non-Condensing Gas | 1354 | 258 |  | 05/25/2023 | 90364 | 210589566 | 05/25/2023
Carrier Corp. - Indianapolis | Heil | N96MSN1202422A* | Federally-Regulated Consumer Product | Mobile Home Non-Weatherized, C | 2308 | 297 |  | 05/25/2023 | 119661 | 211779452 | 05/25/2023
Carrier Corp. - Indianapolis | Heil | N80MSN0701716A | Federally-Regulated Consumer Product | Non-Weatherized, Non-Condensin | 1776 | 260 |  | 05/25/2023 | 65952 | 211780355 | 05/25/2023
Carrier Corp. - Indianapolis | Heil | N92MSN0801716A* | Federally-Regulated Consumer Product | Mobile Home Non-Weatherized, C | 1845 | 276 |  | 05/25/2023 | 80520 | 211778928 | 05/25/2023
Carrier Corp. - Indianapolis | Heil | PDD424060K**1K* | Federally-Regulated Consumer Product | Weatherized Non-Condensing Gas | 1073 | 246 |  | 05/25/2023 | 60738 | 210589564 | 05/25/2023
Carrier Corp. - Indianapolis | Heil | N96MSN0802120A | Federally-Regulated Consumer Product | Non-Weatherized, Condensing Ga | 2169 | 290 |  | 05/25/2023 | 79638 | 211779335 | 05/25/2023
Carrier Corp. - Indianapolis | Heil | N80MSN0902116A | Federally-Regulated Consumer Product | Non-Weatherized, Non-Condensin | 1569 | 251 |  | 05/25/2023 | 87754 | 211779956 | 05/25/2023
Carrier Corp. - Indianapolis | Heil | N80ESL0451712A* | Federally-Regulated Consumer Product | Non-Weatherized, Non-Condensin | 1206 | 235 |  | 05/25/2023 | 44058 | 203360218 | 05/25/2023
Carrier Corp. - Indianapolis | Heil | N80ESN0701412A | Federally-Regulated Consumer Product | Non-Weatherized, Non-Condensin | 1106 | 231 |  | 05/25/2023 | 65995 | 203359743 | 05/25/2023
Carrier Corp. - Indianapolis | Heil | N80MSL0451412A | Federally-Regulated Consumer Product | Non-Weatherized, Non-Condensin | 1161 | 233 |  | 05/25/2023 | 44099 | 211780067 | 05/25/2023
Carrier Corp. - Indianapolis | Heil | N96MSN1202422A*D | Federally-Regulated Consumer Product | Non-Weatherized, Condensing Ga | 2308 | 297 |  | 05/25/2023 | 119661 | 211779470 | 05/25/2023
Carrier Corp. - Indianapolis | Heil | PDD448090K**0K* | Federally-Regulated Consumer Product | Weatherized Non-Condensing Gas | 2142 | 293 |  | 05/25/2023 | 90607 | 210589562 | 05/25/2023
Carrier Corp. - Indianapolis | Heil | N80MSN0701712A | Federally-Regulated Consumer Product | Non-Weatherized, Non-Condensin | 1209 | 235 |  | 05/25/2023 | 65992 | 211779953 | 05/25/2023
Carrier Corp. - Indianapolis | Heil | N95ESN1002120A* | Federally-Regulated Consumer Product | Mobile Home Non-Weatherized, C | 2102 | 287 |  | 05/25/2023 | 99999 | 203360676 | 05/25/2023
Carrier Corp. - Indianapolis | Heil | N80MSN0701412A | Federally-Regulated Consumer Product | Non-Weatherized, Non-Condensin | 1170 | 233 |  | 05/25/2023 | 65912 | 211779952 | 05/25/2023
Carrier Corp. - Indianapolis | Heil | N92MSN0601714A* | Federally-Regulated Consumer Product | Mobile Home Non-Weatherized, C | 1381 | 256 |  | 05/25/2023 | 60143 | 211778910 | 05/25/2023
Carrier Corp. - Indianapolis | Heil | PDD460130K**1K* | Federally-Regulated Consumer Product | Weatherized Non-Condensing Gas | 2038 | 289 |  | 05/25/2023 | 126976 | 212038622 | 05/25/2023
Carrier Corp. - Indianapolis | Heil | G97CMN0802120A*D | Federally-Regulated Consumer Product | Non-Weatherized, Condensing Ga | 2026 | 284 |  | 05/25/2023 | 31724 | 203924657 | 05/25/2023
Carrier Corp. - Indianapolis | Heil | N80ESN0701712A | Federally-Regulated Consumer Product | Non-Weatherized, Non-Condensin | 1051 | 228 |  | 05/25/2023 | 65904 | 203359745 | 05/25/2023
Carrier Corp. - Indianapolis | Heil | N80MSU0601716A | Federally-Regulated Consumer Product | Non-Weatherized, Non-Condensin | 1955 | 268 |  | 05/25/2023 | 60649 | 211781373 | 05/25/2023
Carrier Corp. - Indianapolis | Heil | N96MSN1002120A | Federally-Regulated Consumer Product | Non-Weatherized, Condensing Ga | 2215 | 292 |  | 05/25/2023 | 99728 | 211779371 | 05/25/2023
Carrier Corp. - Indianapolis | Heil | G97CMN1002122A | Federally-Regulated Consumer Product | Non-Weatherized, Condensing Ga | 2192 | 291 |  | 05/25/2023 | 39903 | 203924599 | 05/25/2023
Carrier Corp. - Indianapolis | Heil | N80ESN0451712A | Federally-Regulated Consumer Product | Non-Weatherized, Non-Condensin | 1206 | 235 |  | 05/25/2023 | 44058 | 203359742 | 05/25/2023
Carrier Corp. - Indianapolis | Heil | N96MSN0601716A**D | Federally-Regulated Consumer Product | Mobile Home Non-Weatherized, C | 1611 | 266 |  | 05/25/2023 | 59946 | 211779299 | 05/25/2023
Carrier Corp. - Indianapolis | Heil | G97CMN1202422A | Federally-Regulated Consumer Product | Non-Weatherized, Condensing Ga | 2271 | 295 |  | 05/25/2023 | 48091 | 203924607 | 05/25/2023
Carrier Corp. - Indianapolis | Heil | PDD436090K**0K* | Federally-Regulated Consumer Product | Weatherized Non-Condensing Gas | 1354 | 258 |  | 05/25/2023 | 90364 | 210589560 | 05/25/2023
Carrier Corp. - Indianapolis | Heil | PGS460115K**0G* | Federally-Regulated Consumer Product | Weatherized Non-Condensing Gas | 2187 | 295 |  | 05/25/2023 | 115163 | 204037924 | 05/25/2023
Carrier Corp. - Indianapolis | Heil | N96MSN0401712A**D | Federally-Regulated Consumer Product | Mobile Home Non-Weatherized, C | 1097 | 243 |  | 05/25/2023 | 40216 | 211779227 | 05/25/2023
Carrier Corp. - Indianapolis | Heil | N80MSL0451714A | Federally-Regulated Consumer Product | Non-Weatherized, Non-Condensin | 1343 | 241 |  | 05/25/2023 | 43896 | 211780068 | 05/25/2023
Carrier Corp. - Indianapolis | Heil | N80MSL0702116A | Federally-Regulated Consumer Product | Non-Weatherized, Non-Condensin | 1949 | 268 |  | 05/25/2023 | 66143 | 211780071 | 05/25/2023
Carrier Corp. - Indianapolis | Heil | N96MSN0601412A* | Federally-Regulated Consumer Product | Mobile Home Non-Weatherized, C | 1218 | 249 |  | 05/25/2023 | 60319 | 211779254 | 05/25/2023
Carrier Corp. - Indianapolis | Heil | N92ESN0401712A* | Federally-Regulated Consumer Product | Mobile Home Non-Weatherized, C | 1024 | 240 |  | 05/25/2023 | 39894 | 203359688 | 05/25/2023
Carrier Corp. - Indianapolis | Heil | N96MSN0401712A* | Federally-Regulated Consumer Product | Mobile Home Non-Weatherized, C | 1097 | 243 |  | 05/25/2023 | 40216 | 211779218 | 05/25/2023
Carrier Corp. - Indianapolis | Heil | N80MSL1552420A | Federally-Regulated Consumer Product | Non-Weatherized, Non-Condensin | 2004 | 270 |  | 05/25/2023 | 153757 | 211780078 | 05/25/2023
Carrier Corp. - Indianapolis | Heil | N92MSN0401712A | Federally-Regulated Consumer Product | Non-Weatherized, Condensing Ga | 1092 | 243 |  | 05/25/2023 | 39895 | 211778865 | 05/25/2023
Carrier Corp. - Indianapolis | Heil | N80MSN0702116A | Federally-Regulated Consumer Product | Non-Weatherized, Non-Condensin | 1949 | 268 |  | 05/25/2023 | 66143 | 211779954 | 05/25/2023
Carrier Corp. - Indianapolis | Heil | N95ESN0601412A* | Federally-Regulated Consumer Product | Mobile Home Non-Weatherized, C | 1176 | 247 |  | 05/25/2023 | 59961 | 203924774 | 05/25/2023
Carrier Corp. - Indianapolis | Heil | G97CMN0802120A | Federally-Regulated Consumer Product | Non-Weatherized, Condensing Ga | 2026 | 284 |  | 05/25/2023 | 31724 | 203924591 | 05/25/2023
Carrier Corp. - Indianapolis | Tempstar | N96MSN0401410A*D | Federally-Regulated Consumer Product | Non-Weatherized, Condensing Ga | 1017 | 240 |  | 05/25/2023 | 40102 | 211779204 | 05/25/2023
Carrier Corp. - Indianapolis | Tempstar | N95ESN1402422A | Federally-Regulated Consumer Product | Non-Weatherized, Condensing Ga | 2328 | 297 |  | 05/25/2023 | 139741 | 203360500 | 05/25/2023
Carrier Corp. - Indianapolis | Tempstar | N92MSN0801716A | Federally-Regulated Consumer Product | Non-Weatherized, Condensing Ga | 1845 | 276 |  | 05/25/2023 | 80520 | 211778923 | 05/25/2023
Carrier Corp. - Indianapolis | Tempstar | N96MSN1002122A**D | Federally-Regulated Consumer Product | Mobile Home Non-Weatherized, C | 2283 | 295 |  | 05/25/2023 | 100454 | 211779429 | 05/25/2023
Carrier Corp. - Indianapolis | Tempstar | N96MSN1402422A*D | Federally-Regulated Consumer Product | Non-Weatherized, Condensing Ga | 2292 | 296 |  | 05/25/2023 | 139864 | 211779492 | 05/25/2023
Carrier Corp. - Indianapolis | Tempstar | N92ESN0601714A* | Federally-Regulated Consumer Product | Mobile Home Non-Weatherized, C | 1205 | 248 |  | 05/25/2023 | 60119 | 203359771 | 05/25/2023
Carrier Corp. - Indianapolis | Tempstar | N95ESN1202422A*D | Federally-Regulated Consumer Product | Non-Weatherized, Condensing Ga | 2161 | 290 |  | 05/25/2023 | 119834 | 203360512 | 05/25/2023
Carrier Corp. - Indianapolis | Tempstar | N80MSL0902120A | Federally-Regulated Consumer Product | Non-Weatherized, Non-Condensin | 2438 | 289 |  | 05/25/2023 | 88368 | 211780122 | 05/25/2023
Carrier Corp. - Indianapolis | Tempstar | N92ESN0801716A | Federally-Regulated Consumer Product | Non-Weatherized, Condensing Ga | 1390 | 256 |  | 05/25/2023 | 79599 | 203359789 | 05/25/2023
Carrier Corp. - Indianapolis | Tempstar | N80VSL0451716A | Federally-Regulated Consumer Product | Non-Weatherized, Non-Condensin | 1431 | 244 |  | 05/25/2023 | 44106 | 204278364 | 05/25/2023
Carrier Corp. - Indianapolis | Tempstar | N80ESL0701712A | Federally-Regulated Consumer Product | Non-Weatherized, Non-Condensin | 1051 | 228 |  | 05/25/2023 | 65904 | 203360099 | 05/25/2023
Carrier Corp. - Indianapolis | Tempstar | N80ESL1102420A | Federally-Regulated Consumer Product | Non-Weatherized, Non-Condensin | 2027 | 271 |  | 05/25/2023 | 109826 | 203360106 | 05/25/2023
Carrier Corp. - Indianapolis | Tempstar | N92MSN1002120A | Federally-Regulated Consumer Product | Non-Weatherized, Condensing Ga | 1931 | 280 |  | 05/25/2023 | 100411 | 211778959 | 05/25/2023
Carrier Corp. - Indianapolis | Tempstar | N80MSL1552420A | Federally-Regulated Consumer Product | Non-Weatherized, Non-Condensin | 2004 | 270 |  | 05/25/2023 | 153757 | 211780126 | 05/25/2023
Carrier Corp. - Indianapolis | Tempstar | N92MSN1002122A* | Federally-Regulated Consumer Product | Mobile Home Non-Weatherized, C | 2308 | 297 |  | 05/25/2023 | 99870 | 211778986 | 05/25/2023
Carrier Corp. - Indianapolis | Tempstar | F80CTL0902120A* | Federally-Regulated Consumer Product | Non-Weatherized, Non-Condensin | 2488 | 291 |  | 05/25/2023 | 57811 | 203358972 | 05/25/2023
Carrier Corp. - Indianapolis | Tempstar | N80VSL1102422A* | Federally-Regulated Consumer Product | Non-Weatherized, Non-Condensin | 2478 | 290 |  | 05/25/2023 | 110020 | 204278435 | 05/25/2023
Carrier Corp. - Indianapolis | Tempstar | N80VSL0702120A | Federally-Regulated Consumer Product | Non-Weatherized, Non-Condensin | 2147 | 275 |  | 05/25/2023 | 65668 | 204278366 | 05/25/2023
Carrier Corp. - Indianapolis | Tempstar | N96MSN0401410A | Federally-Regulated Consumer Product | Non-Weatherized, Condensing Ga | 1017 | 240 |  | 05/25/2023 | 40102 | 211779177 | 05/25/2023
Carrier Corp. - Indianapolis | Tempstar | N96MSN0261410A*D | Federally-Regulated Consumer Product | Non-Weatherized, Condensing Ga | 1012 | 240 |  | 05/25/2023 | 26115 | 211779168 | 05/25/2023
Carrier Corp. - Indianapolis | Tempstar | N80MSN0701412A | Federally-Regulated Consumer Product | Non-Weatherized, Non-Condensin | 1170 | 233 |  | 05/25/2023 | 65912 | 211780004 | 05/25/2023
Carrier Corp. - Indianapolis | Tempstar | N95ESN1002120A**D | Federally-Regulated Consumer Product | Mobile Home Non-Weatherized, C | 2102 | 287 |  | 05/25/2023 | 99999 | 203360730 | 05/25/2023
Carrier Corp. - Indianapolis | Tempstar | N92MSN0802120A | Federally-Regulated Consumer Product | Non-Weatherized, Condensing Ga | 2018 | 284 |  | 05/25/2023 | 81104 | 211778941 | 05/25/2023
Carrier Corp. - Indianapolis | Tempstar | N95ESN0401712A**D | Federally-Regulated Consumer Product | Mobile Home Non-Weatherized, C | 998 | 239 |  | 05/25/2023 | 40139 | 203360726 | 05/25/2023
Carrier Corp. - Indianapolis | Tempstar | N80MSL1102420A | Federally-Regulated Consumer Product | Non-Weatherized, Non-Condensin | 2053 | 272 |  | 05/25/2023 | 110206 | 211780124 | 05/25/2023
Carrier Corp. - Indianapolis | Tempstar | N80ESL1552420A* | Federally-Regulated Consumer Product | Non-Weatherized, Non-Condensin | 2000 | 270 |  | 05/25/2023 | 153106 | 203360343 | 05/25/2023
Carrier Corp. - Indianapolis | Tempstar | N80MSN0451412A | Federally-Regulated Consumer Product | Non-Weatherized, Non-Condensin | 1161 | 233 |  | 05/25/2023 | 44099 | 211780002 | 05/25/2023
Carrier Corp. - Indianapolis | Tempstar | N92MSN1202420A* | Federally-Regulated Consumer Product | Mobile Home Non-Weatherized, C | 1871 | 277 |  | 05/25/2023 | 120577 | 211779004 | 05/25/2023
Carrier Corp. - Indianapolis | Tempstar | N80MSN1552420A | Federally-Regulated Consumer Product | Non-Weatherized, Non-Condensin | 2004 | 270 |  | 05/25/2023 | 153757 | 211780014 | 05/25/2023
Carrier Corp. - Indianapolis | Tempstar | N80ESN1552420A | Federally-Regulated Consumer Product | Non-Weatherized, Non-Condensin | 2000 | 270 |  | 05/25/2023 | 153106 | 203359876 | 05/25/2023
Carrier Corp. - Indianapolis | Tempstar | N95ESN1402422A*D | Federally-Regulated Consumer Product | Non-Weatherized, Condensing Ga | 2328 | 297 |  | 05/25/2023 | 139741 | 203360514 | 05/25/2023
Carrier Corp. - Indianapolis | Tempstar | N95ESN0801716A**D | Federally-Regulated Consumer Product | Mobile Home Non-Weatherized, C | 1771 | 273 |  | 05/25/2023 | 80331 | 203360728 | 05/25/2023
Carrier Corp. - Indianapolis | Tempstar | PDD460130K**0K* | Federally-Regulated Consumer Product | Weatherized Non-Condensing Gas | 2038 | 289 |  | 05/25/2023 | 126976 | 212038648 | 05/25/2023
Carrier Corp. - Indianapolis | Tempstar | N80VSL0451716A* | Federally-Regulated Consumer Product | Non-Weatherized, Non-Condensin | 1431 | 244 |  | 05/25/2023 | 44106 | 204278430 | 05/25/2023
Carrier Corp. - Indianapolis | Tempstar | N80ESL0901714A | Federally-Regulated Consumer Product | Non-Weatherized, Non-Condensin | 1238 | 236 |  | 05/25/2023 | 88097 | 203360101 | 05/25/2023
Carrier Corp. - Indianapolis | Tempstar | N80ESL1552420A | Federally-Regulated Consumer Product | Non-Weatherized, Non-Condensin | 2000 | 270 |  | 05/25/2023 | 153106 | 203360108 | 05/25/2023
Carrier Corp. - Indianapolis | Tempstar | N80ESN1102420A | Federally-Regulated Consumer Product | Non-Weatherized, Non-Condensin | 2027 | 271 |  | 05/25/2023 | 109826 | 203359873 | 05/25/2023
Carrier Corp. - Indianapolis | Tempstar | N80MSL0701716A* | Federally-Regulated Consumer Product | Non-Weatherized, Non-Condensin | 1776 | 260 |  | 05/25/2023 | 65952 | 211780393 | 05/25/2023
Carrier Corp. - Indianapolis | Tempstar | N95ESN0802120A* | Federally-Regulated Consumer Product | Mobile Home Non-Weatherized, C | 1837 | 276 |  | 05/25/2023 | 79777 | 203360723 | 05/25/2023
Carrier Corp. - Indianapolis | Tempstar | N80MSN0451714A | Federally-Regulated Consumer Product | Non-Weatherized, Non-Condensin | 1343 | 241 |  | 05/25/2023 | 43896 | 211780003 | 05/25/2023
Carrier Corp. - Indianapolis | Tempstar | N92ESN0802120A* | Federally-Regulated Consumer Product | Mobile Home Non-Weatherized, C | 1832 | 276 |  | 05/25/2023 | 79860 | 203359836 | 05/25/2023
Carrier Corp. - Indianapolis | Tempstar | N96MSN1202422A | Federally-Regulated Consumer Product | Non-Weatherized, Condensing Ga | 2308 | 297 |  | 05/25/2023 | 119661 | 211779447 | 05/25/2023
Carrier Corp. - Indianapolis | Tempstar | N80VSL0902420A | Federally-Regulated Consumer Product | Non-Weatherized, Non-Condensin | 2057 | 271 |  | 05/25/2023 | 88097 | 204278368 | 05/25/2023
Carrier Corp. - Indianapolis | Tempstar | F80VTL1102122A | Federally-Regulated Consumer Product | Non-Weatherized, Non-Condensin | 2435 | 289 |  | 05/25/2023 | 72702 | 207207198 | 05/25/2023
Carrier Corp. - Indianapolis | Tempstar | N96MSN1002120A | Federally-Regulated Consumer Product | Non-Weatherized, Condensing Ga | 2215 | 292 |  | 05/25/2023 | 99728 | 211779375 | 05/25/2023
Carrier Corp. - Indianapolis | Tempstar | N96MSN1002120A* | Federally-Regulated Consumer Product | Mobile Home Non-Weatherized, C | 2215 | 292 |  | 05/25/2023 | 99728 | 211779384 | 05/25/2023
Carrier Corp. - Indianapolis | Tempstar | N95ESN0802120A**D | Federally-Regulated Consumer Product | Mobile Home Non-Weatherized, C | 1837 | 276 |  | 05/25/2023 | 79777 | 203360729 | 05/25/2023
Carrier Corp. - Indianapolis | Tempstar | N96MSN0601716A* | Federally-Regulated Consumer Product | Mobile Home Non-Weatherized, C | 1611 | 266 |  | 05/25/2023 | 59946 | 211779294 | 05/25/2023
Carrier Corp. - Indianapolis | Tempstar | N80ESL1352420A | Federally-Regulated Consumer Product | Non-Weatherized, Non-Condensin | 1887 | 265 |  | 05/25/2023 | 131482 | 203360107 | 05/25/2023
Carrier Corp. - Indianapolis | Tempstar | N96MSN1202422A* | Federally-Regulated Consumer Product | Mobile Home Non-Weatherized, C | 2308 | 297 |  | 05/25/2023 | 119661 | 211779456 | 05/25/2023
Carrier Corp. - Indianapolis | Tempstar | N96MSN1002122A*D | Federally-Regulated Consumer Product | Non-Weatherized, Condensing Ga | 2283 | 295 |  | 05/25/2023 | 100454 | 211779438 | 05/25/2023
Carrier Corp. - Indianapolis | Tempstar | N80MSL0701716A | Federally-Regulated Consumer Product | Non-Weatherized, Non-Condensin | 1776 | 260 |  | 05/25/2023 | 65952 | 211780377 | 05/25/2023
Carrier Corp. - Indianapolis | Tempstar | N80ESN0451712A | Federally-Regulated Consumer Product | Non-Weatherized, Non-Condensin | 1206 | 235 |  | 05/25/2023 | 44058 | 203359855 | 05/25/2023
Carrier Corp. - Indianapolis | Tempstar | N80MSL1352420A* | Federally-Regulated Consumer Product | Non-Weatherized, Non-Condensin | 1907 | 266 |  | 05/25/2023 | 131914 | 211780240 | 05/25/2023
Carrier Corp. - Indianapolis | Tempstar | N92MSN1002122A | Federally-Regulated Consumer Product | Non-Weatherized, Condensing Ga | 2308 | 297 |  | 05/25/2023 | 99870 | 211778977 | 05/25/2023
Johnson Controls, Inc. | LUXAIRE BY JOHNSON CONTROLS | Z8ESE060A12LMPS1 | Federally-Regulated Consumer Product | Non-Weatherized, Non-Condensin | 1336 | 240 |  | 05/25/2023 | 60538 | 211900233 | 05/25/2023
Johnson Controls, Inc. | LUXAIRE BY JOHNSON CONTROLS | TMLE100C16MP11 | Federally-Regulated Consumer Product | Non-Weatherized, Non-Condensin | 1717 | 252 |  | 05/25/2023 | 99043 | 203489629 | 05/25/2023
Johnson Controls, Inc. | LUXAIRE BY JOHNSON CONTROLS | TMLE040A12MP11 | Federally-Regulated Consumer Product | Non-Weatherized, Non-Condensin | 1303 | 235 |  | 05/25/2023 | 39958 | 203489593 | 05/25/2023
Johnson Controls, Inc. | LUXAIRE BY JOHNSON CONTROLS | TM8Y100C16MP11 | Federally-Regulated Consumer Product | Non-Weatherized, Non-Condensin | 1600 | 247 |  | 05/25/2023 | 65143 | 8413068 | 05/25/2023
Johnson Controls, Inc. | LUXAIRE BY JOHNSON CONTROLS | Z8ES080C16SMPS1 | Federally-Regulated Consumer Product | Non-Weatherized, Non-Condensin | 1687 | 255 |  | 05/25/2023 | 79867 | 211900180 | 05/25/2023
Johnson Controls, Inc. | LUXAIRE BY JOHNSON CONTROLS | TM8Y060A12MP11 | Federally-Regulated Consumer Product | Non-Weatherized, Non-Condensin | 1332 | 236 |  | 05/25/2023 | 39003 | 8413065 | 05/25/2023
Johnson Controls, Inc. | LUXAIRE BY JOHNSON CONTROLS | Z8ES040A12SMPS1 | Federally-Regulated Consumer Product | Non-Weatherized, Non-Condensin | 1353 | 240 |  | 05/25/2023 | 40218 | 211900177 | 05/25/2023
Johnson Controls, Inc. | LUXAIRE BY JOHNSON CONTROLS | TM8Y100C20MP11 | Federally-Regulated Consumer Product | Non-Weatherized, Non-Condensin | 2060 | 267 |  | 05/25/2023 | 65024 | 8413069 | 05/25/2023
Johnson Controls, Inc. | LUXAIRE BY JOHNSON CONTROLS | LP9C060B12MP13 | Federally-Regulated Consumer Product | Non-Weatherized, Condensing Ga | 1359 | 250 |  | 05/25/2023 | 21059 | 204829759 | 05/25/2023
Johnson Controls, Inc. | LUXAIRE BY JOHNSON CONTROLS | TM9E100C20MP12 | Federally-Regulated Consumer Product | Non-Weatherized, Condensing Ga | 2077 | 281 |  | 05/25/2023 | 99242 | 203324435 | 05/25/2023
Johnson Controls, Inc. | LUXAIRE BY JOHNSON CONTROLS | TM8Y080B12MP11 | Federally-Regulated Consumer Product | Non-Weatherized, Non-Condensin | 1373 | 238 |  | 05/25/2023 | 52180 | 8413066 | 05/25/2023
Johnson Controls, Inc. | LUXAIRE BY JOHNSON CONTROLS | Z8ESE060A12SMPS1 | Federally-Regulated Consumer Product | Non-Weatherized, Non-Condensin | 1336 | 240 |  | 05/25/2023 | 60538 | 211900178 | 05/25/2023
Johnson Controls, Inc. | LUXAIRE BY JOHNSON CONTROLS | Z8ES080B12LMPS1 | Federally-Regulated Consumer Product | Non-Weatherized, Non-Condensin | 1601 | 251 |  | 05/25/2023 | 80463 | 211900234 | 05/25/2023
Johnson Controls, Inc. | LUXAIRE BY JOHNSON CONTROLS | LP9C100C20MP13 | Federally-Regulated Consumer Product | Non-Weatherized, Condensing Ga | 2115 | 282 |  | 05/25/2023 | 35610 | 204829763 | 05/25/2023
Johnson Controls, Inc. | LUXAIRE BY JOHNSON CONTROLS | PHG6B601252X4 | Federally-Regulated Consumer Product | Weatherized Non-Condensing Gas | 1911 | 282 |  | 05/25/2023 | 82710 | 207886753 | 05/25/2023
Johnson Controls, Inc. | LUXAIRE BY JOHNSON CONTROLS | TM9Y060B12MP11 | Federally-Regulated Consumer Product | Non-Weatherized, Condensing Ga | 1273 | 246 |  | 05/25/2023 | 38955 | 8413002 | 05/25/2023
Johnson Controls, Inc. | LUXAIRE BY JOHNSON CONTROLS | TMLE100C20MP11 | Federally-Regulated Consumer Product | Non-Weatherized, Non-Condensin | 2201 | 273 |  | 05/25/2023 | 99043 | 203489635 | 05/25/2023
Johnson Controls, Inc. | LUXAIRE BY JOHNSON CONTROLS | Z8ES120C20LMPS1 | Federally-Regulated Consumer Product | Non-Weatherized, Non-Condensin | 1968 | 267 |  | 05/25/2023 | 119627 | 211900241 | 05/25/2023
Johnson Controls, Inc. | LUXAIRE BY JOHNSON CONTROLS | TM8Y080C16MP11 | Federally-Regulated Consumer Product | Non-Weatherized, Non-Condensin | 1628 | 249 |  | 05/25/2023 | 51991 | 8413067 | 05/25/2023
Johnson Controls, Inc. | LUXAIRE BY JOHNSON CONTROLS | Z8ES040A12LMPS1 | Federally-Regulated Consumer Product | Non-Weatherized, Non-Condensin | 1353 | 240 |  | 05/25/2023 | 40218 | 211900232 | 05/25/2023
Johnson Controls, Inc. | LUXAIRE BY JOHNSON CONTROLS | TMLE080C20MP11 | Federally-Regulated Consumer Product | Non-Weatherized, Non-Condensin | 2104 | 269 |  | 05/25/2023 | 80073 | 203489617 | 05/25/2023
Johnson Controls, Inc. | LUXAIRE BY JOHNSON CONTROLS | TMLE080B12MP11 | Federally-Regulated Consumer Product | Non-Weatherized, Non-Condensin | 1311 | 235 |  | 05/25/2023 | 79634 | 203489605 | 05/25/2023
Johnson Controls, Inc. | LUXAIRE BY JOHNSON CONTROLS | Z8ES100C20SMPS1 | Federally-Regulated Consumer Product | Non-Weatherized, Non-Condensin | 1937 | 266 |  | 05/25/2023 | 99769 | 211900184 | 05/25/2023
Johnson Controls, Inc. | LUXAIRE BY JOHNSON CONTROLS | TMLE130D20MP11 | Federally-Regulated Consumer Product | Non-Weatherized, Non-Condensin | 2178 | 272 |  | 05/25/2023 | 130606 | 203489653 | 05/25/2023
Johnson Controls, Inc. | LUXAIRE BY JOHNSON CONTROLS | Z8ES100C16LMPS1 | Federally-Regulated Consumer Product | Non-Weatherized, Non-Condensin | 1748 | 258 |  | 05/25/2023 | 101093 | 211900238 | 05/25/2023
Johnson Controls, Inc. | LUXAIRE BY JOHNSON CONTROLS | Z8ES130D20LMPS1 | Federally-Regulated Consumer Product | Non-Weatherized, Non-Condensin | 2041 | 270 |  | 05/25/2023 | 131773 | 211900242 | 05/25/2023
Johnson Controls, Inc. | LUXAIRE BY JOHNSON CONTROLS | Z8ES100B12LMPS1 | Federally-Regulated Consumer Product | Non-Weatherized, Non-Condensin | 1557 | 249 |  | 05/25/2023 | 100520 | 211900237 | 05/25/2023
Johnson Controls, Inc. | LUXAIRE BY JOHNSON CONTROLS | TMLE060A12MP11 | Federally-Regulated Consumer Product | Non-Weatherized, Non-Condensin | 1311 | 235 |  | 05/25/2023 | 60267 | 203489599 | 05/25/2023
Johnson Controls, Inc. | LUXAIRE BY JOHNSON CONTROLS | TM9Y100C20MP11 | Federally-Regulated Consumer Product | Non-Weatherized, Condensing Ga | 1827 | 270 |  | 05/25/2023 | 65485 | 8413006 | 05/25/2023
Johnson Controls, Inc. | LUXAIRE BY JOHNSON CONTROLS | TMLE100B12MP11 | Federally-Regulated Consumer Product | Non-Weatherized, Non-Condensin | 1560 | 246 |  | 05/25/2023 | 100501 | 203489623 | 05/25/2023
Lennox Industries Inc. | Lennox | SL280UH090XV48B-* | Federally-Regulated Consumer Product | Non-Weatherized, Non-Condensin | 1830 | 263 |  | 05/25/2023 | 56900 | 3858306 | 05/25/2023
Lennox Industries Inc. | Lennox | LGH060**EY*P | Federally-Regulated Consumer Product | Weatherized Non-Condensing Gas | 2366 | 294 |  | 05/25/2023 | 107032 | 3660004 | 05/25/2023
Lennox Industries Inc. | Lennox | ML296UH070XV36B-* | Federally-Regulated Consumer Product | Non-Weatherized, Condensing Ga | 1413 | 257 |  | 05/25/2023 | 43058 | 202575921 | 05/25/2023
Lennox Industries Inc. | Lennox | SL280UH110V60C-* | Federally-Regulated Consumer Product | Non-Weatherized, Non-Condensin | 2330 | 285 |  | 05/25/2023 | 71206 | 3858308 | 05/25/2023
Lennox Industries Inc. | Lennox | SL280UH090XV60C-* | Federally-Regulated Consumer Product | Non-Weatherized, Non-Condensin | 2291 | 283 |  | 05/25/2023 | 57219 | 4239538 | 05/25/2023
Lennox Industries Inc. | Lennox | LGT060**EQ*P | Federally-Regulated Consumer Product | Weatherized Non-Condensing Gas | 2446 | 299 |  | 05/25/2023 | 82289 | 211128532 | 05/25/2023
Lennox Industries Inc. | Lennox | KGB048**EY*P | Federally-Regulated Consumer Product | Weatherized Non-Condensing Gas | 2249 | 237 |  | 05/25/2023 | 108592 | 204033696 | 05/25/2023
Lennox Industries Inc. | Lennox | KGB024**EW*P | Federally-Regulated Consumer Product | Weatherized Non-Condensing Gas | 972 | 192 |  | 05/25/2023 | 64890 | 204033687 | 05/25/2023
Lennox Industries Inc. | Lennox | ML180DF045E36A** | Federally-Regulated Consumer Product | Non-Weatherized, Non-Condensin | 1233 | 236 |  | 05/25/2023 | 44020 | 10581924 | 05/25/2023
Lennox Industries Inc. | Lennox | LGT036**EA*P | Federally-Regulated Consumer Product | Weatherized Non-Condensing Gas | 1733 | 271 |  | 05/25/2023 | 45542 | 211128878 | 05/25/2023
Lennox Industries Inc. | Lennox | KGB048**EW*P | Federally-Regulated Consumer Product | Weatherized Non-Condensing Gas | 2278 | 231 |  | 05/25/2023 | 64876 | 204033695 | 05/25/2023
Lennox Industries Inc. | Lennox | ML180UH110XE60C** | Federally-Regulated Consumer Product | Non-Weatherized, Non-Condensin | 2053 | 272 |  | 05/25/2023 | 109478 | 10581936 | 05/25/2023
Lennox Industries Inc. | Lennox | ML196DF110XE60C-* | Federally-Regulated Consumer Product | Non-Weatherized, Condensing Ga | 2033 | 284 |  | 05/25/2023 | 111365 | 205991400 | 05/25/2023
Lennox Industries Inc. | Lennox | ML193UH070XE36B-* | Federally-Regulated Consumer Product | Non-Weatherized, Condensing Ga | 1277 | 251 |  | 05/25/2023 | 65742 | 202568879 | 05/25/2023
Lennox Industries Inc. | Lennox | KGB036**EB*P | Federally-Regulated Consumer Product | Weatherized Non-Condensing Gas | 1352 | 227 |  | 05/25/2023 | 52487 | 204033688 | 05/25/2023
Lennox Industries Inc. | Lennox | SL280UH080NV60C-* | Federally-Regulated Consumer Product | Non-Weatherized, Non-Condensin | 2330 | 285 |  | 05/25/2023 | 52501 | 10276457 | 05/25/2023
Lennox Industries Inc. | Lennox | ML196DF070XE48B-* | Federally-Regulated Consumer Product | Non-Weatherized, Condensing Ga | 1473 | 260 |  | 05/25/2023 | 66322 | 204454172 | 05/25/2023
Lennox Industries Inc. | Lennox | LGH048**EY*P | Federally-Regulated Consumer Product | Weatherized Non-Condensing Gas | 2142 | 282 |  | 05/25/2023 | 106954 | 3660002 | 05/25/2023
Lennox Industries Inc. | Lennox | SLP99DF090XV60C-* | Federally-Regulated Consumer Product | Non-Weatherized, Condensing Ga | 2232 | 293 |  | 05/25/2023 | 30917 | 205534332 | 05/25/2023
Lennox Industries Inc. | Lennox | EL180UH080NE48B-* | Federally-Regulated Consumer Product | Non-Weatherized, Non-Condensin | 1688 | 256 |  | 05/25/2023 | 79662 | 202028474 | 05/25/2023
Lennox Industries Inc. | Lennox | ML196UH030XE36B-* | Federally-Regulated Consumer Product | Non-Weatherized, Condensing Ga | 1312 | 252 |  | 05/25/2023 | 29941 | 206338227 | 05/25/2023
Lennox Industries Inc. | Lennox | ML296UH045XV36B-* | Federally-Regulated Consumer Product | Non-Weatherized, Condensing Ga | 1310 | 253 |  | 05/25/2023 | 28806 | 202575920 | 05/25/2023
Lennox Industries Inc. | Lennox | SL280UH110XV60C-* | Federally-Regulated Consumer Product | Non-Weatherized, Non-Condensin | 2330 | 285 |  | 05/25/2023 | 71206 | 3858309 | 05/25/2023
Lennox Industries Inc. | Lennox | ZGB060**EQ*P | Federally-Regulated Consumer Product | Weatherized Non-Condensing Gas | 2260 | 277 |  | 05/25/2023 | 80534 | 204022648 | 05/25/2023
Lennox Industries Inc. | Lennox | ML296DF045XV36B-* | Federally-Regulated Consumer Product | Non-Weatherized, Condensing Ga | 1325 | 253 |  | 05/25/2023 | 28499 | 202575917 | 05/25/2023
Lennox Industries Inc. | Lennox | KGB030**EW*P | Federally-Regulated Consumer Product | Weatherized Non-Condensing Gas | 972 | 192 |  | 05/25/2023 | 64890 | 204034161 | 05/25/2023
Lennox Industries Inc. | Lennox | KGB048**EQ*P | Federally-Regulated Consumer Product | Weatherized Non-Condensing Gas | 2167 | 282 |  | 05/25/2023 | 80936 | 204033694 | 05/25/2023
Lennox Industries Inc. | Lennox | EL280DF070E36A-* | Federally-Regulated Consumer Product | Non-Weatherized, Non-Condensin | 1328 | 240 |  | 05/25/2023 | 43102 | 202866990 | 05/25/2023
Lennox Industries Inc. | Lennox | EL280UH110E60C-* | Federally-Regulated Consumer Product | Non-Weatherized, Non-Condensin | 2048 | 272 |  | 05/25/2023 | 72123 | 202866999 | 05/25/2023
Lennox Industries Inc. | Lennox | LDT036**EB*P | Federally-Regulated Consumer Product | Weatherized Non-Condensing Gas | 1614 | 270 |  | 05/25/2023 | 52597 | 211642097 | 05/25/2023
Lennox Industries Inc. | Lennox | EL280UH110XE60C-* | Federally-Regulated Consumer Product | Non-Weatherized, Non-Condensin | 2048 | 272 |  | 05/25/2023 | 72123 | 202867000 | 05/25/2023
Lennox Industries Inc. | Lennox | EL196UH030XE36B-* | Federally-Regulated Consumer Product | Non-Weatherized, Condensing Ga | 1312 | 252 |  | 05/25/2023 | 29941 | 206425207 | 05/25/2023
Lennox Industries Inc. | Lennox | ML180UH090XE48B** | Federally-Regulated Consumer Product | Non-Weatherized, Non-Condensin | 1628 | 254 |  | 05/25/2023 | 87272 | 10581934 | 05/25/2023
Lennox Industries Inc. | Lennox | EL296DF045XE36B-* | Federally-Regulated Consumer Product | Non-Weatherized, Condensing Ga | 1241 | 250 |  | 05/25/2023 | 29295 | 5625722 | 05/25/2023
Lennox Industries Inc. | Lennox | KGB048**EB*P | Federally-Regulated Consumer Product | Weatherized Non-Condensing Gas | 2276 | 264 |  | 05/25/2023 | 52928 | 204033693 | 05/25/2023
Lennox Industries Inc. | Lennox | SL280DF090V60C-* | Federally-Regulated Consumer Product | Non-Weatherized, Non-Condensin | 2327 | 284 |  | 05/25/2023 | 56921 | 3845342 | 05/25/2023
Lennox Industries Inc. | Lennox | EL280UH090E36B-* | Federally-Regulated Consumer Product | Non-Weatherized, Non-Condensin | 1476 | 247 |  | 05/25/2023 | 57525 | 202866995 | 05/25/2023
Lennox Industries Inc. | Lennox | ML196UH090XE60C-* | Federally-Regulated Consumer Product | Non-Weatherized, Condensing Ga | 1888 | 278 |  | 05/25/2023 | 88383 | 205991398 | 05/25/2023
Lennox Industries Inc. | Lennox | SL280DF110V60C-* | Federally-Regulated Consumer Product | Non-Weatherized, Non-Condensin | 2001 | 270 |  | 05/25/2023 | 72397 | 3845343 | 05/25/2023
Lennox Industries Inc. | Lennox | LGH036**EY*P | Federally-Regulated Consumer Product | Weatherized Non-Condensing Gas | 1676 | 248 |  | 05/25/2023 | 107355 | 3660000 | 05/25/2023
Lennox Industries Inc. | Lennox | EL280DF090E48B-* | Federally-Regulated Consumer Product | Non-Weatherized, Non-Condensin | 1614 | 253 |  | 05/25/2023 | 57301 | 202866991 | 05/25/2023
Lennox Industries Inc. | Lennox | SLP99DF090XV36C-* | Federally-Regulated Consumer Product | Non-Weatherized, Condensing Ga | 1377 | 256 |  | 05/25/2023 | 31145 | 205534330 | 05/25/2023
Lennox Industries Inc. | Lennox | SL280UH100NV60C-* | Federally-Regulated Consumer Product | Non-Weatherized, Non-Condensin | 2180 | 278 |  | 05/25/2023 | 65611 | 10276458 | 05/25/2023
Lennox Industries Inc. | Lennox | LGH036**EB*P | Federally-Regulated Consumer Product | Weatherized Non-Condensing Gas | 1557 | 264 |  | 05/25/2023 | 52845 | 8992674 | 05/25/2023
Lennox Industries Inc. | Lennox | EL180UH060NE36A-* | Federally-Regulated Consumer Product | Non-Weatherized, Non-Condensin | 1277 | 238 |  | 05/25/2023 | 59863 | 202028473 | 05/25/2023
Lennox Industries Inc. | Lennox | LGT060**EX*P | Federally-Regulated Consumer Product | Weatherized Non-Condensing Gas | 2252 | 290 |  | 05/25/2023 | 113812 | 211128534 | 05/25/2023
Lennox Industries Inc. | Lennox | LGH060**EZ*P | Federally-Regulated Consumer Product | Weatherized Non-Condensing Gas | 2651 | 291 |  | 05/25/2023 | 149428 | 3660008 | 05/25/2023
Lennox Industries Inc. | Lennox | KGB036**EQ*P | Federally-Regulated Consumer Product | Weatherized Non-Condensing Gas | 1644 | 262 |  | 05/25/2023 | 80985 | 204033689 | 05/25/2023
Lennox Industries Inc. | Lennox | EL180UH040NE36A-* | Federally-Regulated Consumer Product | Non-Weatherized, Non-Condensin | 1322 | 240 |  | 05/25/2023 | 40067 | 202028472 | 05/25/2023
Lennox Industries Inc. | Lennox | LDT048**EX*P | Federally-Regulated Consumer Product | Weatherized Non-Condensing Gas | 2252 | 290 |  | 05/25/2023 | 113812 | 211642104 | 05/25/2023
Lennox Industries Inc. | Lennox | LGH036**EW*P | Federally-Regulated Consumer Product | Weatherized Non-Condensing Gas | 1688 | 255 |  | 05/25/2023 | 65000 | 3659994 | 05/25/2023
Lennox Industries Inc. | Lennox | KDB024**EW*P | Federally-Regulated Consumer Product | Weatherized Non-Condensing Gas | 972 | 192 |  | 05/25/2023 | 64890 | 10032521 | 05/25/2023
Lennox Industries Inc. | Lennox | LDT048**EB*P | Federally-Regulated Consumer Product | Weatherized Non-Condensing Gas | 2286 | 299 |  | 05/25/2023 | 52104 | 211642098 | 05/25/2023
Lennox Industries Inc. | Lennox | EL296DF110XE60C-* | Federally-Regulated Consumer Product | Non-Weatherized, Condensing Ga | 2109 | 288 |  | 05/25/2023 | 71791 | 5625725 | 05/25/2023
Lennox Industries Inc. | Lennox | ML180UH070V48B** | Federally-Regulated Consumer Product | Non-Weatherized, Non-Condensin | 1735 | 258 |  | 05/25/2023 | 65792 | 204457114 | 05/25/2023
Lennox Industries Inc. | Lennox | ML196UH070XE36B-* | Federally-Regulated Consumer Product | Non-Weatherized, Condensing Ga | 1298 | 252 |  | 05/25/2023 | 65683 | 204454168 | 05/25/2023
Lennox Industries Inc. | Lennox | ML193UH110XE48C-* | Federally-Regulated Consumer Product | Non-Weatherized, Condensing Ga | 1574 | 264 |  | 05/25/2023 | 109805 | 202568882 | 05/25/2023
Lennox Industries Inc. | Lennox | ML180UH070V36A** | Federally-Regulated Consumer Product | Non-Weatherized, Non-Condensin | 1500 | 248 |  | 05/25/2023 | 65652 | 204457112 | 05/25/2023
Lennox Industries Inc. | Lennox | SL297UH040NV36B-* | Federally-Regulated Consumer Product | Non-Weatherized, Condensing Ga | 1397 | 256 |  | 05/25/2023 | 25747 | 201834794 | 05/25/2023
Lennox Industries Inc. | Lennox | EL296DF090XV60C-* | Federally-Regulated Consumer Product | Non-Weatherized, Condensing Ga | 2247 | 294 |  | 05/25/2023 | 57246 | 5625146 | 05/25/2023
Lennox Industries Inc. | Lennox | EL296DF090XE48C-* | Federally-Regulated Consumer Product | Non-Weatherized, Condensing Ga | 1608 | 266 |  | 05/25/2023 | 57408 | 5940633 | 05/25/2023
Lennox Industries Inc. | Lennox | LGT036**EQ*P | Federally-Regulated Consumer Product | Weatherized Non-Condensing Gas | 1777 | 262 |  | 05/25/2023 | 82153 | 211128530 | 05/25/2023
Lennox Industries Inc. | Lennox | SL280UH060NV36A-* | Federally-Regulated Consumer Product | Non-Weatherized, Non-Condensin | 1366 | 242 |  | 05/25/2023 | 39546 | 10276455 | 05/25/2023
Lennox Industries Inc. | Lennox | LGH036**EQ*P | Federally-Regulated Consumer Product | Weatherized Non-Condensing Gas | 1777 | 262 |  | 05/25/2023 | 82153 | 8008179 | 05/25/2023
Lennox Industries Inc. | Lennox | ZGB048**EW*P | Federally-Regulated Consumer Product | Weatherized Non-Condensing Gas | 1972 | 278 |  | 05/25/2023 | 65125 | 204022646 | 05/25/2023
Lennox Industries Inc. | Lennox | ML180UH070E36A** | Federally-Regulated Consumer Product | Non-Weatherized, Non-Condensin | 1317 | 240 |  | 05/25/2023 | 65588 | 204454152 | 05/25/2023
Lennox Industries Inc. | Lennox | SL280UH090V48B-* | Federally-Regulated Consumer Product | Non-Weatherized, Non-Condensin | 1830 | 263 |  | 05/25/2023 | 56900 | 3858305 | 05/25/2023
Lennox Industries Inc. | Lennox | SLP99UH135XV60D-* | Federally-Regulated Consumer Product | Non-Weatherized, Condensing Ga | 2384 | 300 |  | 05/25/2023 | 46474 | 205534328 | 05/25/2023
Lennox Industries Inc. | Lennox | LGH060**ED*P | Federally-Regulated Consumer Product | Weatherized Non-Condensing Gas | 2797 | 302 |  | 05/25/2023 | 115243 | 8992678 | 05/25/2023
Lennox Industries Inc. | Lennox | ML296DF090XV60C-* | Federally-Regulated Consumer Product | Non-Weatherized, Condensing Ga | 2123 | 288 |  | 05/25/2023 | 56779 | 202575919 | 05/25/2023
Lennox Industries Inc. | Lennox | EL280UH110E48C-* | Federally-Regulated Consumer Product | Non-Weatherized, Non-Condensin | 1658 | 255 |  | 05/25/2023 | 72173 | 204501579 | 05/25/2023
Lennox Industries Inc. | Lennox | ML196UH135XE60D-* | Federally-Regulated Consumer Product | Non-Weatherized, Condensing Ga | 2388 | 300 |  | 05/25/2023 | 132320 | 205991399 | 05/25/2023
Lennox Industries Inc. | Lennox | ML193DF070XE36B-* | Federally-Regulated Consumer Product | Non-Weatherized, Condensing Ga | 1331 | 254 |  | 05/25/2023 | 66519 | 202568885 | 05/25/2023
Lennox Industries Inc. | Lennox | LGH048**EB*P | Federally-Regulated Consumer Product | Weatherized Non-Condensing Gas | 2309 | 283 |  | 05/25/2023 | 53223 | 8992675 | 05/25/2023
Lennox Industries Inc. | Lennox | KGB036**EY*P | Federally-Regulated Consumer Product | Weatherized Non-Condensing Gas | 1526 | 239 |  | 05/25/2023 | 108439 | 204033692 | 05/25/2023
Lennox Industries Inc. | Lennox | LGT036**EB*P | Federally-Regulated Consumer Product | Weatherized Non-Condensing Gas | 1614 | 270 |  | 05/25/2023 | 52597 | 211128527 | 05/25/2023
Lennox Industries Inc. | Lennox | EL296UH110XE60C-* | Federally-Regulated Consumer Product | Non-Weatherized, Condensing Ga | 1970 | 282 |  | 05/25/2023 | 72043 | 5625720 | 05/25/2023
Lennox Industries Inc. | Lennox | EL296UH135XE60D-* | Federally-Regulated Consumer Product | Non-Weatherized, Condensing Ga | 2344 | 298 |  | 05/25/2023 | 86592 | 5625721 | 05/25/2023
Lennox Industries Inc. | Lennox | KGB060**EQ*P | Federally-Regulated Consumer Product | Weatherized Non-Condensing Gas | 2204 | 273 |  | 05/25/2023 | 79781 | 204033699 | 05/25/2023
Lennox Industries Inc. | Lennox | ZGB036**EY*P | Federally-Regulated Consumer Product | Weatherized Non-Condensing Gas | 1702 | 246 |  | 05/25/2023 | 109205 | 204022645 | 05/25/2023
Lennox Industries Inc. | Lennox | SL280UH090V60C-* | Federally-Regulated Consumer Product | Non-Weatherized, Non-Condensin | 2291 | 283 |  | 05/25/2023 | 57219 | 3858307 | 05/25/2023
Lennox Industries Inc. | Lennox | LDT060**EX*P | Federally-Regulated Consumer Product | Weatherized Non-Condensing Gas | 2252 | 290 |  | 05/25/2023 | 113812 | 211642105 | 05/25/2023
Lennox Industries Inc. | Lennox | ZGB048**EY*P | Federally-Regulated Consumer Product | Weatherized Non-Condensing Gas | 1987 | 277 |  | 05/25/2023 | 109949 | 204022647 | 05/25/2023
Lennox Industries Inc. | Lennox | ZGB060**EX*P | Federally-Regulated Consumer Product | Weatherized Non-Condensing Gas | 2261 | 281 |  | 05/25/2023 | 113912 | 204022649 | 05/25/2023
Lennox Industries Inc. | Lennox | ML296DF070XV48B-* | Federally-Regulated Consumer Product | Non-Weatherized, Condensing Ga | 1882 | 278 |  | 05/25/2023 | 43013 | 202575918 | 05/25/2023
Lennox Industries Inc. | Lennox | ML180UH045V36A** | Federally-Regulated Consumer Product | Non-Weatherized, Non-Condensin | 1506 | 248 |  | 05/25/2023 | 44126 | 204457111 | 05/25/2023
Lennox Industries Inc. | Lennox | ML196UH090XE36C-* | Federally-Regulated Consumer Product | Non-Weatherized, Condensing Ga | 1386 | 256 |  | 05/25/2023 | 88380 | 205991397 | 05/25/2023
Lennox Industries Inc. | Lennox | ML180DF070E36A** | Federally-Regulated Consumer Product | Non-Weatherized, Non-Condensin | 1312 | 240 |  | 05/25/2023 | 66105 | 204454151 | 05/25/2023
Lennox Industries Inc. | Lennox | EL296UH090XE48C-* | Federally-Regulated Consumer Product | Non-Weatherized, Condensing Ga | 1593 | 265 |  | 05/25/2023 | 57310 | 5625719 | 05/25/2023
Lennox Industries Inc. | Lennox | LGH060**EW*P | Federally-Regulated Consumer Product | Weatherized Non-Condensing Gas | 2537 | 303 |  | 05/25/2023 | 64859 | 3659998 | 05/25/2023
Lennox Industries Inc. | Lennox | EL180UH100NE60C-* | Federally-Regulated Consumer Product | Non-Weatherized, Non-Condensin | 2162 | 277 |  | 05/25/2023 | 100221 | 202028475 | 05/25/2023
Lennox Industries Inc. | Lennox | LGT060**EA*P | Federally-Regulated Consumer Product | Weatherized Non-Condensing Gas | 2423 | 302 |  | 05/25/2023 | 45561 | 211128880 | 05/25/2023
Lennox Industries Inc. | Lennox | EL296UH045XE36B-* | Federally-Regulated Consumer Product | Non-Weatherized, Condensing Ga | 1332 | 254 |  | 05/25/2023 | 28924 | 5625717 | 05/25/2023
Rheem Sales Company, Inc. | RUSSELL | RGEAZR036AJT06UNA | Federally-Regulated Consumer Product | Weatherized Non-Condensing Gas | 1434 | 262 |  | 05/25/2023 | 60723 | 208676515 | 05/25/2023
Rheem Sales Company, Inc. | RUSSELL | RGEAZR024AJT081NA | Federally-Regulated Consumer Product | Weatherized Non-Condensing Gas | 1202 | 252 |  | 05/25/2023 | 79659 | 208676400 | 05/25/2023
Rheem Sales Company, Inc. | RUSSELL | S951V0603A17M4 | Federally-Regulated Consumer Product | Non-Weatherized, Condensing Ga | 1356 | 249 |  | 05/25/2023 | 56054 | 208676314 | 05/25/2023
Rheem Sales Company, Inc. | RUSSELL | S802V0504A17UHNBAP | Federally-Regulated Consumer Product | Non-Weatherized, Non-Condensin | 1712 | 257 |  | 05/25/2023 | 34534 | 211806601 | 05/25/2023
Rheem Sales Company, Inc. | RUSSELL | S801V1005A21UHUBAP | Federally-Regulated Consumer Product | Non-Weatherized, Non-Condensin | 1966 | 269 |  | 05/25/2023 | 97612 | 211806591 | 05/25/2023
Rheem Sales Company, Inc. | RUSSELL | RGEAZS036AJV102CA | Federally-Regulated Consumer Product | Weatherized Non-Condensing Gas | 1707 | 268 |  | 05/25/2023 | 75935 | 211726917 | 05/25/2023
Rheem Sales Company, Inc. | RUSSELL | RGEAZS036ACV062CA | Federally-Regulated Consumer Product | Weatherized Non-Condensing Gas | 1702 | 248 |  | 05/25/2023 | 46772 | 211726892 | 05/25/2023
Rheem Sales Company, Inc. | RUSSELL | RGEAZS036ACV082CA | Federally-Regulated Consumer Product | Weatherized Non-Condensing Gas | 1662 | 272 |  | 05/25/2023 | 60830 | 211726897 | 05/25/2023
Rheem Sales Company, Inc. | RUSSELL | RGEAZR030AJT081NA | Federally-Regulated Consumer Product | Weatherized Non-Condensing Gas | 1216 | 253 |  | 05/25/2023 | 80365 | 208676415 | 05/25/2023
Rheem Sales Company, Inc. | RUSSELL | S921V1005A21M4 | Federally-Regulated Consumer Product | Non-Weatherized, Condensing Ga | 2153 | 271 |  | 05/25/2023 | 98911 | 208676284 | 05/25/2023
Rheem Sales Company, Inc. | RUSSELL | S801T0504A17UHSNAS | Federally-Regulated Consumer Product | Non-Weatherized, Non-Condensin | 1517 | 249 |  | 05/25/2023 | 50545 | 211806584 | 05/25/2023
Rheem Sales Company, Inc. | RUSSELL | RGEAZS036AJV10TCA | Federally-Regulated Consumer Product | Weatherized Non-Condensing Gas | 1707 | 268 |  | 05/25/2023 | 75935 | 211729597 | 05/25/2023
Rheem Sales Company, Inc. | RUSSELL | RGEAZR024AJT06XNA | Federally-Regulated Consumer Product | Weatherized Non-Condensing Gas | 1270 | 255 |  | 05/25/2023 | 61123 | 208676480 | 05/25/2023
Rheem Sales Company, Inc. | RUSSELL | RGEAZR048AJT081NA | Federally-Regulated Consumer Product | Weatherized Non-Condensing Gas | 1847 | 280 |  | 05/25/2023 | 80515 | 208676445 | 05/25/2023
Rheem Sales Company, Inc. | RUSSELL | RGEAZR042AJT10XNA | Federally-Regulated Consumer Product | Weatherized Non-Condensing Gas | 1774 | 277 |  | 05/25/2023 | 100987 | 208676550 | 05/25/2023
Rheem Sales Company, Inc. | RUSSELL | S802V1005A21DZNBAP | Federally-Regulated Consumer Product | Non-Weatherized, Non-Condensin | 2120 | 275 |  | 05/25/2023 | 69817 | 211806609 | 05/25/2023
Rheem Sales Company, Inc. | RUSSELL | S802V0754A17DZSBAP | Federally-Regulated Consumer Product | Non-Weatherized, Non-Condensin | 1628 | 254 |  | 05/25/2023 | 52707 | 211774717 | 05/25/2023
Rheem Sales Company, Inc. | RUSSELL | RGEAZR042AJT08XNA | Federally-Regulated Consumer Product | Weatherized Non-Condensing Gas | 1820 | 279 |  | 05/25/2023 | 81578 | 208676545 | 05/25/2023
Rheem Sales Company, Inc. | RUSSELL | RGEAZR048AJT10UNA | Federally-Regulated Consumer Product | Weatherized Non-Condensing Gas | 1832 | 280 |  | 05/25/2023 | 100370 | 208676565 | 05/25/2023
Rheem Sales Company, Inc. | RUSSELL | RGEAZR060AJT10UNA | Federally-Regulated Consumer Product | Weatherized Non-Condensing Gas | 1911 | 283 |  | 05/25/2023 | 99261 | 208676580 | 05/25/2023
Rheem Sales Company, Inc. | RUSSELL | S801V0504A17UHNBAP | Federally-Regulated Consumer Product | Non-Weatherized, Non-Condensin | 1682 | 256 |  | 05/25/2023 | 50501 | 211774696 | 05/25/2023
Rheem Sales Company, Inc. | RUSSELL | S921V1155A24M4 | Federally-Regulated Consumer Product | Non-Weatherized, Condensing Ga | 2137 | 231 |  | 05/25/2023 | 111605 | 208676285 | 05/25/2023
Rheem Sales Company, Inc. | RUSSELL | RGEAZR060AJT081NA | Federally-Regulated Consumer Product | Weatherized Non-Condensing Gas | 2041 | 289 |  | 05/25/2023 | 79422 | 208676455 | 05/25/2023
Rheem Sales Company, Inc. | RUSSELL | RGECZR036AJT10**C | Federally-Regulated Consumer Product | Weatherized Non-Condensing Gas | 1576 | 218 |  | 05/25/2023 | 100764 | 210279534 | 05/25/2023
Rheem Sales Company, Inc. | RUSSELL | S801V0504A17UHSBAP | Federally-Regulated Consumer Product | Non-Weatherized, Non-Condensin | 1682 | 256 |  | 05/25/2023 | 50501 | 211774701 | 05/25/2023
Rheem Sales Company, Inc. | RUSSELL | RGEAZR030AJT06XNA | Federally-Regulated Consumer Product | Weatherized Non-Condensing Gas | 1342 | 258 |  | 05/25/2023 | 61240 | 208676505 | 05/25/2023
Rheem Sales Company, Inc. | RUSSELL | RGEAZS036AJV06TCA | Federally-Regulated Consumer Product | Weatherized Non-Condensing Gas | 1702 | 248 |  | 05/25/2023 | 46772 | 211729589 | 05/25/2023
Rheem Sales Company, Inc. | RUSSELL | RGEAZR048AJT08UNA | Federally-Regulated Consumer Product | Weatherized Non-Condensing Gas | 2026 | 288 |  | 05/25/2023 | 80021 | 208676555 | 05/25/2023
Rheem Sales Company, Inc. | RUSSELL | S921T0703A17M4 | Federally-Regulated Consumer Product | Non-Weatherized, Condensing Ga | 1362 | 255 |  | 05/25/2023 | 69960 | 208663442 | 05/25/2023
Rheem Sales Company, Inc. | RUSSELL | S801V0503A14UH | Federally-Regulated Consumer Product | Non-Weatherized, Non-Condensin | 1308 | 184 |  | 05/25/2023 | 50472 | 208665955 | 05/25/2023
Rheem Sales Company, Inc. | RUSSELL | RGEAZR024AJT061NA | Federally-Regulated Consumer Product | Weatherized Non-Condensing Gas | 1270 | 255 |  | 05/25/2023 | 61123 | 208676395 | 05/25/2023
Rheem Sales Company, Inc. | RUSSELL | RGEAZS036ACV102CA | Federally-Regulated Consumer Product | Weatherized Non-Condensing Gas | 1707 | 268 |  | 05/25/2023 | 75935 | 211726902 | 05/25/2023
Rheem Sales Company, Inc. | RUSSELL | S801V0704A17UHUBAP | Federally-Regulated Consumer Product | Non-Weatherized, Non-Condensin | 1723 | 258 |  | 05/25/2023 | 70568 | 211774705 | 05/25/2023
Rheem Sales Company, Inc. | RUSSELL | S802V1255A24DZNBAP | Federally-Regulated Consumer Product | Non-Weatherized, Non-Condensin | 2179 | 278 |  | 05/25/2023 | 86625 | 211774729 | 05/25/2023
Rheem Sales Company, Inc. | RUSSELL | S802V0755A21DZNBAP | Federally-Regulated Consumer Product | Non-Weatherized, Non-Condensin | 2041 | 272 |  | 05/25/2023 | 52592 | 211774720 | 05/25/2023
Rheem Sales Company, Inc. | RUSSELL | S802V0755A21DZSBAP | Federally-Regulated Consumer Product | Non-Weatherized, Non-Condensin | 2041 | 272 |  | 05/25/2023 | 52592 | 211774726 | 05/25/2023
Rheem Sales Company, Inc. | RUSSELL | RGEAZR036AJT081NA | Federally-Regulated Consumer Product | Weatherized Non-Condensing Gas | 1387 | 260 |  | 05/25/2023 | 80632 | 208676425 | 05/25/2023
Rheem Sales Company, Inc. | RUSSELL | S951V0703A17M4 | Federally-Regulated Consumer Product | Non-Weatherized, Condensing Ga | 1166 | 246 |  | 05/25/2023 | 70001 | 208676315 | 05/25/2023
Rheem Sales Company, Inc. | RUSSELL | S802V1005A21DZSBAP | Federally-Regulated Consumer Product | Non-Weatherized, Non-Condensin | 2120 | 275 |  | 05/25/2023 | 69817 | 211806613 | 05/25/2023
Rheem Sales Company, Inc. | RUSSELL | RGEAZR030AJT04UNA | Federally-Regulated Consumer Product | Weatherized Non-Condensing Gas | 1189 | 251 |  | 05/25/2023 | 39887 | 208676490 | 05/25/2023
Rheem Sales Company, Inc. | RUSSELL | S801V0504A17UHUBAP | Federally-Regulated Consumer Product | Non-Weatherized, Non-Condensin | 1376 | 243 |  | 05/25/2023 | 50203 | 211806588 | 05/25/2023
Rheem Sales Company, Inc. | RUSSELL | S802V1255A24DZSBAP | Federally-Regulated Consumer Product | Non-Weatherized, Non-Condensin | 2179 | 278 |  | 05/25/2023 | 86625 | 211774735 | 05/25/2023
Rheem Sales Company, Inc. | RUSSELL | RGEAZR024AJT04XNA | Federally-Regulated Consumer Product | Weatherized Non-Condensing Gas | 1205 | 252 |  | 05/25/2023 | 40798 | 208676470 | 05/25/2023
Rheem Sales Company, Inc. | RUSSELL | RGEAZS036ACV08TCA | Federally-Regulated Consumer Product | Weatherized Non-Condensing Gas | 1662 | 272 |  | 05/25/2023 | 60830 | 211729581 | 05/25/2023
Rheem Sales Company, Inc. | RUSSELL | RGEAZR024AJT04UNA | Federally-Regulated Consumer Product | Weatherized Non-Condensing Gas | 1181 | 251 |  | 05/25/2023 | 40068 | 208676465 | 05/25/2023
Rheem Sales Company, Inc. | RUSSELL | S801T0504A17UHNNAS | Federally-Regulated Consumer Product | Non-Weatherized, Non-Condensin | 1517 | 249 |  | 05/25/2023 | 50545 | 211806580 | 05/25/2023
Rheem Sales Company, Inc. | RUSSELL | RGEAZR024AJT08XNA | Federally-Regulated Consumer Product | Weatherized Non-Condensing Gas | 1202 | 252 |  | 05/25/2023 | 79659 | 208676485 | 05/25/2023
Rheem Sales Company, Inc. | RUSSELL | RGEAZS036ACV10TCA | Federally-Regulated Consumer Product | Weatherized Non-Condensing Gas | 1707 | 268 |  | 05/25/2023 | 75935 | 211729585 | 05/25/2023
Rheem Sales Company, Inc. | RUSSELL | S802V0503A14DZSBAP | Federally-Regulated Consumer Product | Non-Weatherized, Non-Condensin | 1250 | 237 |  | 05/25/2023 | 34844 | 211806598 | 05/25/2023
Rheem Sales Company, Inc. | RUSSELL | RGEAZR048AJT08XNA | Federally-Regulated Consumer Product | Weatherized Non-Condensing Gas | 1847 | 280 |  | 05/25/2023 | 80515 | 208676560 | 05/25/2023
Rheem Sales Company, Inc. | RUSSELL | S802V0754A17DZNBAP | Federally-Regulated Consumer Product | Non-Weatherized, Non-Condensin | 1628 | 254 |  | 05/25/2023 | 52707 | 211774711 | 05/25/2023
Lennox Industries Inc. | Lennox | ML180DF090E48B** | Federally-Regulated Consumer Product | Non-Weatherized, Non-Condensin | 1639 | 254 |  | 05/25/2023 | 87767 | 10581926 | 05/25/2023
Lennox Industries Inc. | Lennox | ML196UH090XE48C-* | Federally-Regulated Consumer Product | Non-Weatherized, Condensing Ga | 1566 | 264 |  | 05/25/2023 | 87748 | 204454169 | 05/25/2023
Lennox Industries Inc. | Lennox | SL297UH080NV48C-* | Federally-Regulated Consumer Product | Non-Weatherized, Condensing Ga | 1789 | 274 |  | 05/25/2023 | 52127 | 201834797 | 05/25/2023
Lennox Industries Inc. | Lennox | EL280UH090XE48B-* | Federally-Regulated Consumer Product | Non-Weatherized, Non-Condensin | 1663 | 255 |  | 05/25/2023 | 57278 | 202866997 | 05/25/2023
Lennox Industries Inc. | Lennox | SLP99UH110XV60C-* | Federally-Regulated Consumer Product | Non-Weatherized, Condensing Ga | 2256 | 294 |  | 05/25/2023 | 39215 | 205534327 | 05/25/2023
Lennox Industries Inc. | Lennox | LDT048**EQ*P | Federally-Regulated Consumer Product | Weatherized Non-Condensing Gas | 2166 | 289 |  | 05/25/2023 | 82037 | 211642102 | 05/25/2023
Lennox Industries Inc. | Lennox | EL280UH090E48B-* | Federally-Regulated Consumer Product | Non-Weatherized, Non-Condensin | 1663 | 255 |  | 05/25/2023 | 57278 | 202866996 | 05/25/2023
Lennox Industries Inc. | Lennox | LGT048**EB*P | Federally-Regulated Consumer Product | Weatherized Non-Condensing Gas | 2286 | 299 |  | 05/25/2023 | 52104 | 211128528 | 05/25/2023
Lennox Industries Inc. | Lennox | EL280UH070E36A-* | Federally-Regulated Consumer Product | Non-Weatherized, Non-Condensin | 1397 | 243 |  | 05/25/2023 | 43054 | 202866993 | 05/25/2023
Lennox Industries Inc. | Lennox | EL296UH110XV48C-* | Federally-Regulated Consumer Product | Non-Weatherized, Condensing Ga | 1752 | 272 |  | 05/25/2023 | 71078 | 4988515 | 05/25/2023
Lennox Industries Inc. | Lennox | EL196UH070XE36B-* | Federally-Regulated Consumer Product | Non-Weatherized, Condensing Ga | 1298 | 252 |  | 05/25/2023 | 65683 | 201849570 | 05/25/2023
Lennox Industries Inc. | Lennox | ML180UH070V36B** | Federally-Regulated Consumer Product | Non-Weatherized, Non-Condensin | 1455 | 246 |  | 05/25/2023 | 66220 | 204457113 | 05/25/2023
Lennox Industries Inc. | Lennox | ML296UH110XV60C-* | Federally-Regulated Consumer Product | Non-Weatherized, Condensing Ga | 2083 | 287 |  | 05/25/2023 | 71341 | 202575923 | 05/25/2023
Lennox Industries Inc. | Lennox | SLP99UH090XV60C-* | Federally-Regulated Consumer Product | Non-Weatherized, Condensing Ga | 2473 | 304 |  | 05/25/2023 | 30734 | 205534326 | 05/25/2023
Lennox Industries Inc. | Lennox | ML180UH135E60D** | Federally-Regulated Consumer Product | Non-Weatherized, Non-Condensin | 2248 | 281 |  | 05/25/2023 | 132455 | 10581937 | 05/25/2023
Lennox Industries Inc. | Lennox | ML180UH090E60C** | Federally-Regulated Consumer Product | Non-Weatherized, Non-Condensin | 2081 | 274 |  | 05/25/2023 | 87931 | 10581933 | 05/25/2023
Lennox Industries Inc. | Lennox | EL196UH110XE60C-* | Federally-Regulated Consumer Product | Non-Weatherized, Condensing Ga | 2018 | 284 |  | 05/25/2023 | 110619 | 201849572 | 05/25/2023
Lennox Industries Inc. | Lennox | LGT036**EF*P | Federally-Regulated Consumer Product | Weatherized Non-Condensing Gas | 1712 | 272 |  | 05/25/2023 | 75853 | 211128881 | 05/25/2023
Lennox Industries Inc. | Lennox | EL296UH090XV48C-* | Federally-Regulated Consumer Product | Non-Weatherized, Condensing Ga | 1764 | 273 |  | 05/25/2023 | 57721 | 4988513 | 05/25/2023
Lennox Industries Inc. | Lennox | ML180UH090E48B** | Federally-Regulated Consumer Product | Non-Weatherized, Non-Condensin | 1628 | 254 |  | 05/25/2023 | 87272 | 10581932 | 05/25/2023
Lennox Industries Inc. | Lennox | ML180UH070XE36B** | Federally-Regulated Consumer Product | Non-Weatherized, Non-Condensin | 1361 | 242 |  | 05/25/2023 | 65645 | 10581931 | 05/25/2023
Lennox Industries Inc. | Lennox | SL280UH080NV48B-* | Federally-Regulated Consumer Product | Non-Weatherized, Non-Condensin | 1760 | 259 |  | 05/25/2023 | 51919 | 10276456 | 05/25/2023
Lennox Industries Inc. | Lennox | ML180DF070E36B** | Federally-Regulated Consumer Product | Non-Weatherized, Non-Condensin | 1369 | 242 |  | 05/25/2023 | 66107 | 10581925 | 05/25/2023
Lennox Industries Inc. | Lennox | ML196UH110XE60C-* | Federally-Regulated Consumer Product | Non-Weatherized, Condensing Ga | 2018 | 284 |  | 05/25/2023 | 110619 | 204454170 | 05/25/2023
Lennox Industries Inc. | Lennox | EL296DF110XV60C-* | Federally-Regulated Consumer Product | Non-Weatherized, Condensing Ga | 2263 | 295 |  | 05/25/2023 | 71480 | 4988230 | 05/25/2023
Lennox Industries Inc. | Lennox | SLP99DF110XV60C-* | Federally-Regulated Consumer Product | Non-Weatherized, Condensing Ga | 2283 | 295 |  | 05/25/2023 | 39262 | 205534333 | 05/25/2023
Lennox Industries Inc. | Lennox | LGT048**EQ*P | Federally-Regulated Consumer Product | Weatherized Non-Condensing Gas | 2166 | 289 |  | 05/25/2023 | 82037 | 211128531 | 05/25/2023
Lennox Industries Inc. | Lennox | LDT024**EQ*P | Federally-Regulated Consumer Product | Weatherized Non-Condensing Gas | 1777 | 262 |  | 05/25/2023 | 82153 | 211642100 | 05/25/2023
Lennox Industries Inc. | Lennox | KGB060**EB*P | Federally-Regulated Consumer Product | Weatherized Non-Condensing Gas | 2195 | 247 |  | 05/25/2023 | 53047 | 204033697 | 05/25/2023
Lennox Industries Inc. | Lennox | LGH060**EQ*P | Federally-Regulated Consumer Product | Weatherized Non-Condensing Gas | 2446 | 299 |  | 05/25/2023 | 82289 | 8008183 | 05/25/2023
Lennox Industries Inc. | Lennox | EL296DF070XV48B-* | Federally-Regulated Consumer Product | Non-Weatherized, Condensing Ga | 1755 | 272 |  | 05/25/2023 | 43625 | 4988228 | 05/25/2023
Lennox Industries Inc. | Lennox | SLP99UH090XV48C-* | Federally-Regulated Consumer Product | Non-Weatherized, Condensing Ga | 1948 | 281 |  | 05/25/2023 | 31311 | 205534325 | 05/25/2023
Lennox Industries Inc. | Lennox | ML193UH090XE36C-* | Federally-Regulated Consumer Product | Non-Weatherized, Condensing Ga | 1295 | 252 |  | 05/25/2023 | 88167 | 202568880 | 05/25/2023
Lennox Industries Inc. | Lennox | KGB036**EW*P | Federally-Regulated Consumer Product | Weatherized Non-Condensing Gas | 1490 | 241 |  | 05/25/2023 | 64026 | 204033691 | 05/25/2023
Lennox Industries Inc. | Lennox | EL280UH070XE36A-* | Federally-Regulated Consumer Product | Non-Weatherized, Non-Condensin | 1397 | 243 |  | 05/25/2023 | 43054 | 202866994 | 05/25/2023
Lennox Industries Inc. | Lennox | EL296UH090XV36C-* | Federally-Regulated Consumer Product | Non-Weatherized, Condensing Ga | 1394 | 256 |  | 05/25/2023 | 57911 | 4988512 | 05/25/2023
Lennox Industries Inc. | Lennox | EL296UH135XV60D-* | Federally-Regulated Consumer Product | Non-Weatherized, Condensing Ga | 2361 | 299 |  | 05/25/2023 | 86440 | 4988517 | 05/25/2023
Lennox Industries Inc. | Lennox | ML193DF045XE36B-* | Federally-Regulated Consumer Product | Non-Weatherized, Condensing Ga | 1307 | 253 |  | 05/25/2023 | 43616 | 202568884 | 05/25/2023
Lennox Industries Inc. | Lennox | LGT048**EA*P | Federally-Regulated Consumer Product | Weatherized Non-Condensing Gas | 2423 | 302 |  | 05/25/2023 | 45561 | 211128879 | 05/25/2023
Lennox Industries Inc. | Lennox | EL296DF045XV36B-* | Federally-Regulated Consumer Product | Non-Weatherized, Condensing Ga | 1331 | 254 |  | 05/25/2023 | 28604 | 4988227 | 05/25/2023
Lennox Industries Inc. | Lennox | LDT060**EB*P | Federally-Regulated Consumer Product | Weatherized Non-Condensing Gas | 2286 | 299 |  | 05/25/2023 | 52104 | 211642099 | 05/25/2023
Lennox Industries Inc. | Lennox | SL280UH070V36A-* | Federally-Regulated Consumer Product | Non-Weatherized, Non-Condensin | 1394 | 243 |  | 05/25/2023 | 42853 | 3858301 | 05/25/2023
Lennox Industries Inc. | Lennox | ML193UH045XE36B-* | Federally-Regulated Consumer Product | Non-Weatherized, Condensing Ga | 1276 | 251 |  | 05/25/2023 | 44281 | 202568878 | 05/25/2023
Lennox Industries Inc. | Lennox | ML196UH045XE36B-* | Federally-Regulated Consumer Product | Non-Weatherized, Condensing Ga | 1284 | 251 |  | 05/25/2023 | 44162 | 204454167 | 05/25/2023
Lennox Industries Inc. | Lennox | LGH060**EB*P | Federally-Regulated Consumer Product | Weatherized Non-Condensing Gas | 2558 | 308 |  | 05/25/2023 | 53018 | 8992676 | 05/25/2023
Lennox Industries Inc. | Lennox | ML193UH110XE60C-* | Federally-Regulated Consumer Product | Non-Weatherized, Condensing Ga | 1966 | 282 |  | 05/25/2023 | 110142 | 202568883 | 05/25/2023
Lennox Industries Inc. | Lennox | ML180UH045E36A** | Federally-Regulated Consumer Product | Non-Weatherized, Non-Condensin | 1249 | 237 |  | 05/25/2023 | 43950 | 10581928 | 05/25/2023
Lennox Industries Inc. | Lennox | EL296UH110XV60C-* | Federally-Regulated Consumer Product | Non-Weatherized, Condensing Ga | 2307 | 297 |  | 05/25/2023 | 71185 | 4988516 | 05/25/2023
Lennox Industries Inc. | Lennox | LGH048**EZ*P | Federally-Regulated Consumer Product | Weatherized Non-Condensing Gas | 2186 | 280 |  | 05/25/2023 | 151659 | 3660006 | 05/25/2023
Lennox Industries Inc. | Lennox | ML193UH030XE36B-* | Federally-Regulated Consumer Product | Non-Weatherized, Condensing Ga | 1311 | 253 |  | 05/25/2023 | 29941 | 202568877 | 05/25/2023
Lennox Industries Inc. | Lennox | EL280UH045E36A-* | Federally-Regulated Consumer Product | Non-Weatherized, Non-Condensin | 1377 | 243 |  | 05/25/2023 | 29164 | 202866992 | 05/25/2023
Lennox Industries Inc. | Lennox | SLP99DF070XV36B-* | Federally-Regulated Consumer Product | Non-Weatherized, Condensing Ga | 1416 | 257 |  | 05/25/2023 | 23254 | 205534329 | 05/25/2023
Lennox Industries Inc. | Lennox | ML180UH045XE36A** | Federally-Regulated Consumer Product | Non-Weatherized, Non-Condensin | 1249 | 237 |  | 05/25/2023 | 43950 | 10581929 | 05/25/2023
Lennox Industries Inc. | Lennox | EL195UH080NE48C-* | Federally-Regulated Consumer Product | Non-Weatherized, Condensing Ga | 1573 | 264 |  | 05/25/2023 | 60222 | 201834896 | 05/25/2023
Lennox Industries Inc. | Lennox | SL280UH135V60D-* | Federally-Regulated Consumer Product | Non-Weatherized, Non-Condensin | 2445 | 290 |  | 05/25/2023 | 86870 | 3858310 | 05/25/2023
Lennox Industries Inc. | Lennox | ML196DF090XE48C-* | Federally-Regulated Consumer Product | Non-Weatherized, Condensing Ga | 1542 | 263 |  | 05/25/2023 | 88229 | 204454173 | 05/25/2023
Lennox Industries Inc. | Lennox | ML296UH090XV48C-* | Federally-Regulated Consumer Product | Non-Weatherized, Condensing Ga | 1820 | 275 |  | 05/25/2023 | 57582 | 202735180 | 05/25/2023
Lennox Industries Inc. | Lennox | EL296UH045XV36B-* | Federally-Regulated Consumer Product | Non-Weatherized, Condensing Ga | 1270 | 251 |  | 05/25/2023 | 28998 | 4988231 | 05/25/2023
Lennox Industries Inc. | Lennox | ML193UH090XE48C-* | Federally-Regulated Consumer Product | Non-Weatherized, Condensing Ga | 1652 | 268 |  | 05/25/2023 | 87424 | 202568881 | 05/25/2023
Lennox Industries Inc. | Lennox | SLP99DF090XV48C-* | Federally-Regulated Consumer Product | Non-Weatherized, Condensing Ga | 1823 | 275 |  | 05/25/2023 | 31136 | 205534331 | 05/25/2023
Lennox Industries Inc. | Lennox | SLP99UH090XV36C-* | Federally-Regulated Consumer Product | Non-Weatherized, Condensing Ga | 1503 | 261 |  | 05/25/2023 | 31527 | 205534324 | 05/25/2023
Lennox Industries Inc. | Lennox | LDT060**EQ*P | Federally-Regulated Consumer Product | Weatherized Non-Condensing Gas | 2446 | 299 |  | 05/25/2023 | 82289 | 211642103 | 05/25/2023
Lennox Industries Inc. | Lennox | EL296DF070XE48B-* | Federally-Regulated Consumer Product | Non-Weatherized, Condensing Ga | 1638 | 267 |  | 05/25/2023 | 43233 | 5625723 | 05/25/2023
Lennox Industries Inc. | Lennox | ML180UH070E36B** | Federally-Regulated Consumer Product | Non-Weatherized, Non-Condensin | 1361 | 242 |  | 05/25/2023 | 65645 | 10581930 | 05/25/2023
Lennox Industries Inc. | Lennox | ML193DF090XE48C-* | Federally-Regulated Consumer Product | Non-Weatherized, Condensing Ga | 1659 | 268 |  | 05/25/2023 | 87251 | 202568886 | 05/25/2023
Lennox Industries Inc. | Lennox | ML180DF110E60C** | Federally-Regulated Consumer Product | Non-Weatherized, Non-Condensin | 2147 | 276 |  | 05/25/2023 | 111057 | 10581927 | 05/25/2023
Lennox Industries Inc. | Lennox | LGH048**EX*P | Federally-Regulated Consumer Product | Weatherized Non-Condensing Gas | 2252 | 290 |  | 05/25/2023 | 113812 | 3660010 | 05/25/2023
Lennox Industries Inc. | Lennox | LGT060**EF*P | Federally-Regulated Consumer Product | Weatherized Non-Condensing Gas | 2535 | 306 |  | 05/25/2023 | 75457 | 211154915 | 05/25/2023
Lennox Industries Inc. | Lennox | LGH048**EW*P | Federally-Regulated Consumer Product | Weatherized Non-Condensing Gas | 2116 | 285 |  | 05/25/2023 | 64786 | 3659996 | 05/25/2023
Lennox Industries Inc. | Lennox | ML196DF045XE36B-* | Federally-Regulated Consumer Product | Non-Weatherized, Condensing Ga | 1250 | 250 |  | 05/25/2023 | 44206 | 204454171 | 05/25/2023
Lennox Industries Inc. | Lennox | EL195UH040NE36B-* | Federally-Regulated Consumer Product | Non-Weatherized, Condensing Ga | 1288 | 252 |  | 05/25/2023 | 40446 | 201834895 | 05/25/2023
Lennox Industries Inc. | Lennox | SLP99UH070XV36B-* | Federally-Regulated Consumer Product | Non-Weatherized, Condensing Ga | 1492 | 261 |  | 05/25/2023 | 23104 | 205534323 | 05/25/2023
Lennox Industries Inc. | Lennox | SL297UH080NV60C-* | Federally-Regulated Consumer Product | Non-Weatherized, Condensing Ga | 2327 | 297 |  | 05/25/2023 | 51978 | 201834798 | 05/25/2023
Lennox Industries Inc. | Lennox | ML180UH090V48B** | Federally-Regulated Consumer Product | Non-Weatherized, Non-Condensin | 1730 | 258 |  | 05/25/2023 | 87660 | 204457115 | 05/25/2023
Lennox Industries Inc. | Lennox | EL296UH070XE36B-* | Federally-Regulated Consumer Product | Non-Weatherized, Condensing Ga | 1293 | 252 |  | 05/25/2023 | 42936 | 5625718 | 05/25/2023
Lennox Industries Inc. | Lennox | ZGB036**EW*P | Federally-Regulated Consumer Product | Weatherized Non-Condensing Gas | 1689 | 235 |  | 05/25/2023 | 65183 | 204022644 | 05/25/2023
Lennox Industries Inc. | Lennox | ML180UH110E60C** | Federally-Regulated Consumer Product | Non-Weatherized, Non-Condensin | 2053 | 272 |  | 05/25/2023 | 109478 | 10581935 | 05/25/2023
Lennox Industries Inc. | Lennox | ML180UH110V60C** | Federally-Regulated Consumer Product | Non-Weatherized, Non-Condensin | 2188 | 278 |  | 05/25/2023 | 111586 | 204457116 | 05/25/2023
Lennox Industries Inc. | Lennox | EL195UH100NE60C-* | Federally-Regulated Consumer Product | Non-Weatherized, Condensing Ga | 1957 | 281 |  | 05/25/2023 | 80908 | 201834897 | 05/25/2023
Lennox Industries Inc. | Lennox | SL280UH070XV36A-* | Federally-Regulated Consumer Product | Non-Weatherized, Non-Condensin | 1394 | 243 |  | 05/25/2023 | 42853 | 3858302 | 05/25/2023
Lennox Industries Inc. | Lennox | EL296UH070XV36B-* | Federally-Regulated Consumer Product | Non-Weatherized, Condensing Ga | 1473 | 260 |  | 05/25/2023 | 43248 | 4988511 | 05/25/2023
Lennox Industries Inc. | Lennox | LDT036**EQ*P | Federally-Regulated Consumer Product | Weatherized Non-Condensing Gas | 1777 | 262 |  | 05/25/2023 | 82153 | 211642101 | 05/25/2023
Lennox Industries Inc. | Lennox | SL297UH060NV36B-* | Federally-Regulated Consumer Product | Non-Weatherized, Condensing Ga | 1502 | 261 |  | 05/25/2023 | 38935 | 201834796 | 05/25/2023
Lennox Industries Inc. | Lennox | LGT048**EF*P | Federally-Regulated Consumer Product | Weatherized Non-Condensing Gas | 2535 | 306 |  | 05/25/2023 | 75457 | 211128882 | 05/25/2023
Lennox Industries Inc. | Lennox | SL280DF070V36A-* | Federally-Regulated Consumer Product | Non-Weatherized, Non-Condensin | 1405 | 244 |  | 05/25/2023 | 43075 | 3845340 | 05/25/2023
Lennox Industries Inc. | Lennox | SL280UH090V36B-* | Federally-Regulated Consumer Product | Non-Weatherized, Non-Condensin | 1455 | 246 |  | 05/25/2023 | 57397 | 3858304 | 05/25/2023
Lennox Industries Inc. | Lennox | EL195UH060NE36B-* | Federally-Regulated Consumer Product | Non-Weatherized, Condensing Ga | 1313 | 253 |  | 05/25/2023 | 60222 | 201834898 | 05/25/2023
Lennox Industries Inc. | Lennox | ML196UH070XE48B-* | Federally-Regulated Consumer Product | Non-Weatherized, Condensing Ga | 1693 | 269 |  | 05/25/2023 | 66189 | 205991396 | 05/25/2023
Lennox Industries Inc. | Lennox | LGH048**EQ*P | Federally-Regulated Consumer Product | Weatherized Non-Condensing Gas | 2166 | 289 |  | 05/25/2023 | 82037 | 8008181 | 05/25/2023
Lennox Industries Inc. | Lennox | ML180UH070XE36A** | Federally-Regulated Consumer Product | Non-Weatherized, Non-Condensin | 1317 | 240 |  | 05/25/2023 | 65588 | 204454153 | 05/25/2023
Lennox Industries Inc. | Lennox | LGT048**EX*P | Federally-Regulated Consumer Product | Weatherized Non-Condensing Gas | 2252 | 290 |  | 05/25/2023 | 113812 | 211128533 | 05/25/2023
Lennox Industries Inc. | Lennox | LGT060**EB*P | Federally-Regulated Consumer Product | Weatherized Non-Condensing Gas | 2286 | 299 |  | 05/25/2023 | 52104 | 211128529 | 05/25/2023
Lennox Industries Inc. | Lennox | ML180UH030V36A** | Federally-Regulated Consumer Product | Non-Weatherized, Non-Condensin | 1319 | 240 |  | 05/25/2023 | 29985 | 204457110 | 05/25/2023
Lennox Industries Inc. | Lennox | EL196UH045XE36B-* | Federally-Regulated Consumer Product | Non-Weatherized, Condensing Ga | 1284 | 251 |  | 05/25/2023 | 44162 | 201849569 | 05/25/2023
Lennox Industries Inc. | Lennox | SL280DF090V48B-* | Federally-Regulated Consumer Product | Non-Weatherized, Non-Condensin | 1740 | 259 |  | 05/25/2023 | 56622 | 3845341 | 05/25/2023
Lennox Industries Inc. | Lennox | LGH060**EX*P | Federally-Regulated Consumer Product | Weatherized Non-Condensing Gas | 2797 | 302 |  | 05/25/2023 | 115243 | 3660012 | 05/25/2023
Lennox Industries Inc. | Lennox | LDT024**EB*P | Federally-Regulated Consumer Product | Weatherized Non-Condensing Gas | 1614 | 270 |  | 05/25/2023 | 52597 | 211642096 | 05/25/2023
Lennox Industries Inc. | Lennox | KGB060**EX*P | Federally-Regulated Consumer Product | Weatherized Non-Condensing Gas | 2386 | 271 |  | 05/25/2023 | 114357 | 204033700 | 05/25/2023
Lennox Industries Inc. | Lennox | EL196UH090XE48C-* | Federally-Regulated Consumer Product | Non-Weatherized, Condensing Ga | 1566 | 264 |  | 05/25/2023 | 87748 | 201849571 | 05/25/2023
Lennox Industries Inc. | Lennox | EL296UH090XV60C-* | Federally-Regulated Consumer Product | Non-Weatherized, Condensing Ga | 2339 | 298 |  | 05/25/2023 | 57122 | 4988514 | 05/25/2023
Nordyne, LLC | Maytag | R8GE-X60K120C1 | Federally-Regulated Consumer Product | Weatherized Non-Condensing Gas | 2073 | 290 |  | 05/25/2023 | 119379 | 204040797 | 05/25/2023
Nordyne, LLC | Maytag | MGC2SA108CT35C1 | Federally-Regulated Consumer Product | Non-Weatherized, Non-Condensin | 2230 | 238 |  | 05/25/2023 | 108250 | 205770227 | 05/25/2023
Nordyne, LLC | Maytag | MGC2SA054CT23A1 | Federally-Regulated Consumer Product | Non-Weatherized, Non-Condensin | 1278 | 238 |  | 05/25/2023 | 52950 | 204834975 | 05/25/2023
Nordyne, LLC | Maytag | PPG3GEX60K120C1 | Federally-Regulated Consumer Product | Weatherized Non-Condensing Gas | 2073 | 290 |  | 05/25/2023 | 119379 | 204040758 | 05/25/2023
Nordyne, LLC | Maytag | PPG3GE024K045C1 | Federally-Regulated Consumer Product | Weatherized Non-Condensing Gas | 1024 | 244 |  | 05/25/2023 | 45216 | 204040759 | 05/25/2023
Nordyne, LLC | Maytag | R104GD-030K045C | Federally-Regulated Consumer Product | Weatherized Non-Condensing Gas | 1024 | 244 |  | 05/25/2023 | 45216 | 209333960 | 05/25/2023
Nordyne, LLC | Maytag | R104GD-048K100U | Federally-Regulated Consumer Product | Weatherized Non-Condensing Gas | 2128 | 293 |  | 05/25/2023 | 100965 | 209550361 | 05/25/2023
Nordyne, LLC | Maytag | R8GE-024K072C1 | Federally-Regulated Consumer Product | Weatherized Non-Condensing Gas | 1280 | 255 |  | 05/25/2023 | 71272 | 204040773 | 05/25/2023
Nordyne, LLC | Maytag | MGC2SC090DT35CP | Federally-Regulated Consumer Product | Non-Weatherized, Condensing Ga | 1980 | 282 |  | 05/25/2023 | 90343 | 207456005 | 05/25/2023
Nordyne, LLC | Maytag | MGC2SA108CT35CP | Federally-Regulated Consumer Product | Non-Weatherized, Non-Condensin | 2230 | 238 |  | 05/25/2023 | 108250 | 207769467 | 05/25/2023
Nordyne, LLC | Maytag | MGC3SA070UT24B1 | Federally-Regulated Consumer Product | Non-Weatherized, Non-Condensin | 1597 | 252 |  | 05/25/2023 | 70859 | 204924133 | 05/25/2023
Nordyne, LLC | Maytag | PPG2GFX60K120XB | Federally-Regulated Consumer Product | Weatherized Non-Condensing Gas | 2121 | 292 |  | 05/25/2023 | 80078 | 8016126 | 05/25/2023
Nordyne, LLC | Maytag | MGC2SD090DT35CP | Federally-Regulated Consumer Product | Non-Weatherized, Condensing Ga | 1982 | 282 |  | 05/25/2023 | 86025 | 207456314 | 05/25/2023
Nordyne, LLC | Maytag | MG2R-045T1A*M* | Federally-Regulated Consumer Product | Mobile Home Non-Weatherized, C | 1624 | 337 |  | 05/25/2023 | 44484 | 204600215 | 05/25/2023
Nordyne, LLC | Maytag | MGC2SK108CT35CP | Federally-Regulated Consumer Product | Non-Weatherized, Non-Condensin | 2216 | 280 |  | 05/25/2023 | 109081 | 207456036 | 05/25/2023
Nordyne, LLC | Maytag | MGC2SK126CT45DP | Federally-Regulated Consumer Product | Non-Weatherized, Non-Condensin | 1904 | 266 |  | 05/25/2023 | 119921 | 207456067 | 05/25/2023
Nordyne, LLC | Maytag | MGC2SK090CT24BP | Federally-Regulated Consumer Product | Non-Weatherized, Non-Condensin | 1564 | 251 |  | 05/25/2023 | 90265 | 207455998 | 05/25/2023
Nordyne, LLC | Maytag | R104GD-042K100U | Federally-Regulated Consumer Product | Weatherized Non-Condensing Gas | 1913 | 275 |  | 05/25/2023 | 100561 | 209550360 | 05/25/2023
Nordyne, LLC | Maytag | PPG3GEX60K096C1 | Federally-Regulated Consumer Product | Weatherized Non-Condensing Gas | 2028 | 288 |  | 05/25/2023 | 94398 | 204040761 | 05/25/2023
Nordyne, LLC | Maytag | R8GE-X60K096C1 | Federally-Regulated Consumer Product | Weatherized Non-Condensing Gas | 2028 | 288 |  | 05/25/2023 | 94398 | 204093439 | 05/25/2023
Nordyne, LLC | Maytag | MGC2SA090CT35CP | Federally-Regulated Consumer Product | Non-Weatherized, Non-Condensin | 1992 | 270 |  | 05/25/2023 | 85266 | 207455991 | 05/25/2023
Nordyne, LLC | Maytag | MGC2SA072CT35C1 | Federally-Regulated Consumer Product | Non-Weatherized, Non-Condensin | 1719 | 257 |  | 05/25/2023 | 73962 | 205751670 | 05/25/2023
Nordyne, LLC | Maytag | PGC2TA-120C-V35CP | Federally-Regulated Consumer Product | Non-Weatherized, Non-Condensin | 2383 | 287 |  | 05/25/2023 | 76546 | 207456080 | 05/25/2023
Nordyne, LLC | Maytag | PGC2TE100DV35CP | Federally-Regulated Consumer Product | Non-Weatherized, Condensing Ga | 1819 | 275 |  | 05/25/2023 | 65338 | 207456316 | 05/25/2023
Nordyne, LLC | Maytag | R104GD-048K120C | Federally-Regulated Consumer Product | Weatherized Non-Condensing Gas | 1526 | 266 |  | 05/25/2023 | 121831 | 209333969 | 05/25/2023
Nordyne, LLC | Maytag | PGC2TE100DE35CP | Federally-Regulated Consumer Product | Non-Weatherized, Condensing Ga | 1783 | 273 |  | 05/25/2023 | 64758 | 207456277 | 05/25/2023
Nordyne, LLC | Maytag | R8GE-030K072C1 | Federally-Regulated Consumer Product | Weatherized Non-Condensing Gas | 1280 | 255 |  | 05/25/2023 | 71272 | 204040785 | 05/25/2023
Nordyne, LLC | Maytag | R8GE-036K072C1 | Federally-Regulated Consumer Product | Weatherized Non-Condensing Gas | 1349 | 258 |  | 05/25/2023 | 72437 | 204093430 | 05/25/2023
Nordyne, LLC | Maytag | MGC3SAP00UT35CP | Federally-Regulated Consumer Product | Non-Weatherized, Non-Condensin | 2074 | 273 |  | 05/25/2023 | 101890 | 207455929 | 05/25/2023
Nordyne, LLC | Maytag | PGC2TE080DE35CP | Federally-Regulated Consumer Product | Non-Weatherized, Condensing Ga | 1764 | 273 |  | 05/25/2023 | 52933 | 207456276 | 05/25/2023
Nordyne, LLC | Maytag | PPG3GE030K072C1 | Federally-Regulated Consumer Product | Weatherized Non-Condensing Gas | 1280 | 255 |  | 05/25/2023 | 71272 | 204040757 | 05/25/2023
Nordyne, LLC | Maytag | PPG3GE024K072C1 | Federally-Regulated Consumer Product | Weatherized Non-Condensing Gas | 1280 | 255 |  | 05/25/2023 | 71272 | 204040756 | 05/25/2023
Nordyne, LLC | Maytag | R104GD-X60K120C | Federally-Regulated Consumer Product | Weatherized Non-Condensing Gas | 2073 | 290 |  | 05/25/2023 | 119379 | 209333971 | 05/25/2023
Nordyne, LLC | Maytag | PGC2TE115DV45DP | Federally-Regulated Consumer Product | Non-Weatherized, Condensing Ga | 1999 | 283 |  | 05/25/2023 | 74875 | 207456324 | 05/25/2023
Nordyne, LLC | Maytag | PPG3GE036K072C1 | Federally-Regulated Consumer Product | Weatherized Non-Condensing Gas | 1349 | 258 |  | 05/25/2023 | 72437 | 204040760 | 05/25/2023
Nordyne, LLC | Maytag | R104GD-024K055U | Federally-Regulated Consumer Product | Weatherized Non-Condensing Gas | 1304 | 240 |  | 05/25/2023 | 55721 | 209550357 | 05/25/2023
Nordyne, LLC | Maytag | MGC2SA045CT23AP | Federally-Regulated Consumer Product | Non-Weatherized, Non-Condensin | 1249 | 235 |  | 05/25/2023 | 45676 | 207456059 | 05/25/2023
Nordyne, LLC | Maytag | PPG2GFX48K120XB | Federally-Regulated Consumer Product | Weatherized Non-Condensing Gas | 2121 | 292 |  | 05/25/2023 | 80078 | 8015398 | 05/25/2023
Nordyne, LLC | Maytag | MGC2SC072DT24BP | Federally-Regulated Consumer Product | Non-Weatherized, Condensing Ga | 1603 | 266 |  | 05/25/2023 | 71640 | 207455957 | 05/25/2023
Nordyne, LLC | Maytag | PGC2TN115DV45DP | Federally-Regulated Consumer Product | Non-Weatherized, Condensing Ga | 1798 | 274 |  | 05/25/2023 | 74070 | 207456169 | 05/25/2023
Rheem Sales Company, Inc. | Mainline | ML802V0754A17UHN | Federally-Regulated Consumer Product | Non-Weatherized, Non-Condensin | 1458 | 246 | 246 | 05/25/2022 | 52564 | 208430197 | 05/25/2023
Rheem Sales Company, Inc. | Mainline | RGEA14036AJT081AC | Federally-Regulated Consumer Product | Weatherized Non-Condensing Gas | 1430 | 262 |  | 06/30/2022 | 99665 | 206606702 | 05/25/2023
Rheem Sales Company, Inc. | Mainline | ML921T1155A24M4 | Federally-Regulated Consumer Product | Non-Weatherized, Condensing Ga | 2041 | 285 |  | 06/22/2022 | 111488 | 208676646 | 05/25/2023
Rheem Sales Company, Inc. | Mainline | MP801T1005A21UHN | Federally-Regulated Consumer Product | Non-Weatherized, Non-Condensin | 1812 | 262 | 262 | 05/25/2022 | 99863 | 208430167 | 05/25/2023
Rheem Sales Company, Inc. | Mainline | MP801T0503A14UHS | Federally-Regulated Consumer Product | Non-Weatherized, Non-Condensin | 1388 | 243 | 243 | 05/25/2022 | 49660 | 208430151 | 05/25/2023
Rheem Sales Company, Inc. | Mainline | ML921V1005A21M4 | Federally-Regulated Consumer Product | Non-Weatherized, Condensing Ga | 2153 | 271 |  | 06/24/2022 | 98911 | 208676673 | 05/25/2023
Rheem Sales Company, Inc. | Mainline | ML96VA0702521MSA | Federally-Regulated Consumer Product | Non-Weatherized, Condensing Ga | 1923 | 280 |  | 01/20/2021 | 49235 | 203261714 | 05/25/2023
Rheem Sales Company, Inc. | Mainline | MP802W0755A21UHS | Federally-Regulated Consumer Product | Non-Weatherized, Non-Condensin | 1718 | 258 |  | 01/17/2023 | 52500 | 210728631 | 05/25/2023
Rheem Sales Company, Inc. | Mainline | MP801T0754A17UHN | Federally-Regulated Consumer Product | Non-Weatherized, Non-Condensin | 1496 | 248 | 248 | 05/25/2022 | 75177 | 208430163 | 05/25/2023
Rheem Sales Company, Inc. | Mainline | ML801CA125524ZSA | Federally-Regulated Consumer Product | Non-Weatherized, Non-Condensin | 1835 | 263 |  | 01/20/2021 | 124289 | 203327241 | 05/25/2023
Rheem Sales Company, Inc. | Mainline | RGECZR048AJT12**B | Federally-Regulated Consumer Product | Weatherized Non-Condensing Gas | 1902 | 259 |  | 07/14/2022 | 84032 | 206778675 | 05/25/2023
Rheem Sales Company, Inc. | Mainline | RGEA14030AJT04UAA | Federally-Regulated Consumer Product | Weatherized Non-Condensing Gas | 1189 | 251 |  | 06/30/2022 | 39887 | 205965587 | 05/25/2023
Rheem Sales Company, Inc. | Mainline | ML801T0503A14DZN | Federally-Regulated Consumer Product | Non-Weatherized, Non-Condensin | 1223 | 236 | 236 | 05/25/2022 | 51119 | 208430180 | 05/25/2023
Rheem Sales Company, Inc. | Mainline | ML801CA050314MSA | Federally-Regulated Consumer Product | Non-Weatherized, Non-Condensin | 1388 | 184 |  | 01/20/2021 | 49660 | 203327225 | 05/25/2023
Rheem Sales Company, Inc. | Mainline | MP801W0754A17UHNBAS | Federally-Regulated Consumer Product | Non-Weatherized, Non-Condensin | 1830 | 223 |  | 01/17/2023 | 75693 | 210802815 | 05/25/2023
Rheem Sales Company, Inc. | Mainline | ML801T0754A17UHS | Federally-Regulated Consumer Product | Non-Weatherized, Non-Condensin | 1496 | 248 | 248 | 05/25/2022 | 75177 | 208430152 | 05/25/2023
Rheem Sales Company, Inc. | Mainline | ML92TA1001521MSA | Federally-Regulated Consumer Product | Non-Weatherized, Condensing Ga | 2066 | 286 | 286 | 01/20/2021 | 98023 | 10378206 | 05/25/2023
Rheem Sales Company, Inc. | Mainline | MP801TA070317MUA | Federally-Regulated Consumer Product | Non-Weatherized, Non-Condensin | 1189 | 234 | 234 | 01/20/2021 | 70542 | 205348201 | 05/25/2023
Rheem Sales Company, Inc. | Mainline | MP801T1255A24DZS | Federally-Regulated Consumer Product | Non-Weatherized, Non-Condensin | 1835 | 263 | 263 | 05/25/2022 | 124389 | 208430179 | 05/25/2023
Rheem Sales Company, Inc. | Mainline | MP801CA100521ZSA | Federally-Regulated Consumer Product | Non-Weatherized, Non-Condensin | 1895 | 265 |  | 01/20/2021 | 100302 | 205348186 | 05/25/2023
Rheem Sales Company, Inc. | Mainline | RGEA15036BJV101AA | Federally-Regulated Consumer Product | Weatherized Non-Condensing Gas | 1355 | 259 |  | 06/30/2022 | 99675 | 205724696 | 05/25/2023
Rheem Sales Company, Inc. | Mainline | ML802V0754A17UHS | Federally-Regulated Consumer Product | Non-Weatherized, Non-Condensin | 1458 | 246 | 246 | 05/25/2022 | 52564 | 208430191 | 05/25/2023
Rheem Sales Company, Inc. | Mainline | MP921T1155A24M4 | Federally-Regulated Consumer Product | Non-Weatherized, Condensing Ga | 2041 | 285 |  | 06/22/2022 | 111488 | 208676653 | 05/25/2023
Rheem Sales Company, Inc. | Mainline | ML962V0603A17M4S | Federally-Regulated Consumer Product | Non-Weatherized, Condensing Ga | 1372 | 255 | 255 | 05/25/2022 | 37932 | 208430203 | 05/25/2023
Rheem Sales Company, Inc. | Mainline | MP802W1004A17UHN | Federally-Regulated Consumer Product | Non-Weatherized, Non-Condensin | 1730 | 258 |  | 01/17/2023 | 70020 | 210727583 | 05/25/2023
Rheem Sales Company, Inc. | Mainline | RGECZR036AJT10**B | Federally-Regulated Consumer Product | Weatherized Non-Condensing Gas | 1576 | 218 |  | 07/14/2022 | 100764 | 206778673 | 05/25/2023
Rheem Sales Company, Inc. | Mainline | ML921T0703A17M4 | Federally-Regulated Consumer Product | Non-Weatherized, Condensing Ga | 1362 | 255 |  | 06/22/2022 | 69960 | 208676642 | 05/25/2023
Rheem Sales Company, Inc. | Mainline | MP801T1005A21UHS | Federally-Regulated Consumer Product | Non-Weatherized, Non-Condensin | 1812 | 262 | 262 | 05/25/2022 | 99863 | 208430157 | 05/25/2023
Rheem Sales Company, Inc. | Mainline | ML802V0503A14UHN | Federally-Regulated Consumer Product | Non-Weatherized, Non-Condensin | 1318 | 240 | 240 | 05/25/2022 | 35484 | 208430196 | 05/25/2023
Rheem Sales Company, Inc. | Mainline | MP962W0603A17M4S | Federally-Regulated Consumer Product | Non-Weatherized, Condensing Ga | 1372 | 255 | 255 | 07/21/2022 | 37932 | 209214523 | 05/25/2023
Rheem Sales Company, Inc. | Mainline | MP801T0753A17DZS | Federally-Regulated Consumer Product | Non-Weatherized, Non-Condensin | 1253 | 237 | 237 | 05/25/2022 | 74903 | 208430173 | 05/25/2023
Rheem Sales Company, Inc. | Mainline | ML801V0755A21UHNBAP | Federally-Regulated Consumer Product | Non-Weatherized, Non-Condensin | 1813 | 235 |  | 01/17/2023 | 75573 | 210802809 | 05/25/2023
Rheem Sales Company, Inc. | Mainline | MP801T0754A17UHS | Federally-Regulated Consumer Product | Non-Weatherized, Non-Condensin | 1496 | 248 | 248 | 05/25/2022 | 75177 | 208430153 | 05/25/2023
Rheem Sales Company, Inc. | Mainline | MP801T0503A14UHN | Federally-Regulated Consumer Product | Non-Weatherized, Non-Condensin | 1388 | 243 | 243 | 05/25/2022 | 49660 | 208430161 | 05/25/2023
Rheem Sales Company, Inc. | Mainline | ML97MV1155A24DHS | Federally-Regulated Consumer Product | Non-Weatherized, Condensing Ga | 1959 | 281 |  | 05/04/2022 | 44459 | 208157096 | 05/25/2023
Rheem Sales Company, Inc. | Mainline | ML962V0403A17M4S | Federally-Regulated Consumer Product | Non-Weatherized, Condensing Ga | 1248 | 250 | 250 | 05/25/2022 | 29623 | 208430202 | 05/25/2023
Rheem Sales Company, Inc. | Mainline | MP801T0754A21UHS | Federally-Regulated Consumer Product | Non-Weatherized, Non-Condensin | 1634 | 254 | 254 | 05/25/2022 | 75736 | 208430155 | 05/25/2023
Rheem Sales Company, Inc. | Mainline | ML802V0503A14UHS | Federally-Regulated Consumer Product | Non-Weatherized, Non-Condensin | 1318 | 240 | 240 | 05/25/2022 | 35484 | 208430190 | 05/25/2023
Rheem Sales Company, Inc. | Mainline | MP962W0403A17M4S | Federally-Regulated Consumer Product | Non-Weatherized, Condensing Ga | 1248 | 250 | 250 | 07/21/2022 | 29623 | 209214521 | 05/25/2023
Rheem Sales Company, Inc. | Mainline | ML801T1255A24DZS | Federally-Regulated Consumer Product | Non-Weatherized, Non-Condensin | 1835 | 263 | 263 | 05/25/2022 | 124389 | 208430178 | 05/25/2023
Rheem Sales Company, Inc. | Mainline | MP801T0503A14DZN | Federally-Regulated Consumer Product | Non-Weatherized, Non-Condensin | 1223 | 236 | 236 | 05/25/2022 | 51119 | 208430181 | 05/25/2023
Rheem Sales Company, Inc. | Mainline | MP801CA075417MXA | Federally-Regulated Consumer Product | Non-Weatherized, Non-Condensin | 1496 | 248 |  | 01/20/2021 | 75177 | 205348178 | 05/25/2023
Rheem Sales Company, Inc. | Mainline | ML801T1005A21UHS | Federally-Regulated Consumer Product | Non-Weatherized, Non-Condensin | 1812 | 262 | 262 | 05/25/2022 | 99863 | 208430156 | 05/25/2023
Rheem Sales Company, Inc. | Mainline | ML801CA075417MXA | Federally-Regulated Consumer Product | Non-Weatherized, Non-Condensin | 1496 | 248 |  | 01/20/2021 | 75177 | 203327228 | 05/25/2023
Rheem Sales Company, Inc. | Mainline | ML801CA075417MSA | Federally-Regulated Consumer Product | Non-Weatherized, Non-Condensin | 1496 | 248 |  | 01/20/2021 | 75177 | 203327227 | 05/25/2023
Rheem Sales Company, Inc. | Mainline | MP921T0703A17M4 | Federally-Regulated Consumer Product | Non-Weatherized, Condensing Ga | 1362 | 255 |  | 06/22/2022 | 69960 | 208676649 | 05/25/2023
Rheem Sales Company, Inc. | Mainline | MP802W0755A21UHN | Federally-Regulated Consumer Product | Non-Weatherized, Non-Condensin | 1718 | 258 |  | 01/17/2023 | 52500 | 210727581 | 05/25/2023
Rheem Sales Company, Inc. | Mainline | RGEA14042AJT08UAA | Federally-Regulated Consumer Product | Weatherized Non-Condensing Gas | 1635 | 271 |  | 06/30/2022 | 80943 | 205965593 | 05/25/2023
Rheem Sales Company, Inc. | Mainline | RGECZR036AJT07**B | Federally-Regulated Consumer Product | Weatherized Non-Condensing Gas | 1475 | 165 |  | 06/30/2022 | 53157 | 206778672 | 05/25/2023
Rheem Sales Company, Inc. | Mainline | ML801T1005A21UHN | Federally-Regulated Consumer Product | Non-Weatherized, Non-Condensin | 1812 | 262 | 262 | 05/25/2022 | 99863 | 208430166 | 05/25/2023
Rheem Sales Company, Inc. | Mainline | ML801V0503A14UHNBAP | Federally-Regulated Consumer Product | Non-Weatherized, Non-Condensin | 1308 | 184 |  | 01/17/2023 | 50472 | 210802807 | 05/25/2023
Rheem Sales Company, Inc. | Mainline | MP801CA075421MSA | Federally-Regulated Consumer Product | Non-Weatherized, Non-Condensin | 1634 | 254 |  | 01/20/2021 | 75736 | 205348179 | 05/25/2023
Rheem Sales Company, Inc. | Mainline | RGEA14042AJT101AC | Federally-Regulated Consumer Product | Weatherized Non-Condensing Gas | 1494 | 265 |  | 06/30/2022 | 99609 | 206606708 | 05/25/2023
Rheem Sales Company, Inc. | Mainline | ML801TA050314ZXA | Federally-Regulated Consumer Product | Non-Weatherized, Non-Condensin | 1223 | 236 |  | 12/01/2021 | 51119 | 205001027 | 05/25/2023
Rheem Sales Company, Inc. | Mainline | ML92TA0601317MSA | Federally-Regulated Consumer Product | Non-Weatherized, Condensing Ga | 1156 | 246 | 246 | 01/20/2021 | 55624 | 10378203 | 05/25/2023
Rheem Sales Company, Inc. | Mainline | RGEA14030AJT08XAC | Federally-Regulated Consumer Product | Weatherized Non-Condensing Gas | 1147 | 249 |  | 06/30/2022 | 79965 | 206606699 | 05/25/2023
Rheem Sales Company, Inc. | Mainline | ML96TA0702317MSA | Federally-Regulated Consumer Product | Non-Weatherized, Condensing Ga | 1321 | 253 |  | 01/20/2021 | 49242 | 10378198 | 05/25/2023
Rheem Sales Company, Inc. | Mainline | MP802W0503A14UHNBAS | Federally-Regulated Consumer Product | Non-Weatherized, Non-Condensin | 1318 | 240 |  | 01/17/2023 | 35484 | 210802819 | 05/25/2023
Rheem Sales Company, Inc. | Mainline | MP801T1005A21DZN | Federally-Regulated Consumer Product | Non-Weatherized, Non-Condensin | 1895 | 265 | 265 | 05/25/2022 | 100302 | 208430187 | 05/25/2023
Rheem Sales Company, Inc. | Mainline | ML802V1004A17UHN | Federally-Regulated Consumer Product | Non-Weatherized, Non-Condensin | 1730 | 258 | 258 | 05/25/2022 | 70020 | 208430199 | 05/25/2023
Rheem Sales Company, Inc. | Mainline | ML801T0753A17DZS | Federally-Regulated Consumer Product | Non-Weatherized, Non-Condensin | 1253 | 237 | 237 | 05/25/2022 | 74903 | 208430172 | 05/25/2023
Rheem Sales Company, Inc. | Mainline | MP801W0755A21UHS | Federally-Regulated Consumer Product | Non-Weatherized, Non-Condensin | 1813 | 235 |  | 06/22/2022 | 75573 | 208676703 | 05/25/2023
Rheem Sales Company, Inc. | Mainline | RGEA14030AJT061AC | Federally-Regulated Consumer Product | Weatherized Non-Condensing Gas | 1147 | 249 |  | 06/30/2022 | 79965 | 206606696 | 05/25/2023
Rheem Sales Company, Inc. | Mainline | ML801CA100521ZXA | Federally-Regulated Consumer Product | Non-Weatherized, Non-Condensin | 1895 | 265 |  | 01/20/2021 | 100302 | 203327240 | 05/25/2023
Rheem Sales Company, Inc. | Mainline | ML801T0754A21UHN | Federally-Regulated Consumer Product | Non-Weatherized, Non-Condensin | 1634 | 254 | 254 | 05/25/2022 | 75736 | 208430164 | 05/25/2023
Rheem Sales Company, Inc. | Mainline | ML802V0755A21UHS | Federally-Regulated Consumer Product | Non-Weatherized, Non-Condensin | 1718 | 258 | 258 | 05/25/2022 | 52500 | 208430192 | 05/25/2023
Rheem Sales Company, Inc. | Mainline | MP921W1005A21M4 | Federally-Regulated Consumer Product | Non-Weatherized, Condensing Ga | 2153 | 271 |  | 06/24/2022 | 98911 | 208676680 | 05/25/2023
Rheem Sales Company, Inc. | Mainline | RGECZR048AJT07**B | Federally-Regulated Consumer Product | Weatherized Non-Condensing Gas | 1873 | 167 |  | 06/30/2022 | 52596 | 206778674 | 05/25/2023
Rheem Sales Company, Inc. | Mainline | ML802V1255A24UHS | Federally-Regulated Consumer Product | Non-Weatherized, Non-Condensin | 2073 | 273 | 273 | 05/25/2022 | 87500 | 208430195 | 05/25/2023
Rheem Sales Company, Inc. | Mainline | RGEA14036AJT08XAC | Federally-Regulated Consumer Product | Weatherized Non-Condensing Gas | 1430 | 262 |  | 06/30/2022 | 99665 | 206606703 | 05/25/2023
Rheem Sales Company, Inc. | Mainline | ML92TA1151524MSA | Federally-Regulated Consumer Product | Non-Weatherized, Condensing Ga | 2041 | 285 | 285 | 01/20/2021 | 111488 | 10378207 | 05/25/2023
Rheem Sales Company, Inc. | Mainline | ML96TA1152524MSA | Federally-Regulated Consumer Product | Non-Weatherized, Condensing Ga | 1935 | 280 |  | 01/20/2021 | 78711 | 10378201 | 05/25/2023
Rheem Sales Company, Inc. | Mainline | ML801T0754A17UHN | Federally-Regulated Consumer Product | Non-Weatherized, Non-Condensin | 1496 | 248 | 248 | 05/25/2022 | 75177 | 208430162 | 05/25/2023
Rheem Sales Company, Inc. | Mainline | MP801T0754A21UHN | Federally-Regulated Consumer Product | Non-Weatherized, Non-Condensin | 1634 | 254 | 254 | 05/25/2022 | 75736 | 208430165 | 05/25/2023
Rheem Sales Company, Inc. | Mainline | MP802W0754A17UHSBAS | Federally-Regulated Consumer Product | Non-Weatherized, Non-Condensin | 1458 | 246 |  | 01/17/2023 | 52564 | 210802821 | 05/25/2023
Rheem Sales Company, Inc. | Mainline | ML801T0503A14UHS | Federally-Regulated Consumer Product | Non-Weatherized, Non-Condensin | 1388 | 243 | 243 | 05/25/2022 | 49660 | 208430150 | 05/25/2023
Rheem Sales Company, Inc. | Mainline | MP802W1255A24UHSBAS | Federally-Regulated Consumer Product | Non-Weatherized, Non-Condensin | 2073 | 273 |  | 01/17/2023 | 87500 | 210802823 | 05/25/2023
Rheem Sales Company, Inc. | Mainline | MP802W1505A24UHN | Federally-Regulated Consumer Product | Non-Weatherized, Non-Condensin | 2092 | 274 |  | 01/17/2023 | 104565 | 210727582 | 05/25/2023
Rheem Sales Company, Inc. | Mainline | RGEA14030AJT06UAA | Federally-Regulated Consumer Product | Weatherized Non-Condensing Gas | 1125 | 248 |  | 06/30/2022 | 60094 | 205965586 | 05/25/2023
Rheem Sales Company, Inc. | Mainline | ML97MV1005A21DHS | Federally-Regulated Consumer Product | Non-Weatherized, Condensing Ga | 1990 | 282 |  | 05/04/2022 | 39222 | 208157095 | 05/25/2023
Rheem Sales Company, Inc. | Mainline | ML96VA1002521MSA | Federally-Regulated Consumer Product | Non-Weatherized, Condensing Ga | 1858 | 277 | 277 | 01/20/2021 | 68679 | 10377967 | 05/25/2023
Rheem Sales Company, Inc. | Mainline | RGEA15024BJV06XAA | Federally-Regulated Consumer Product | Weatherized Non-Condensing Gas | 1395 | 260 |  | 06/30/2022 | 80305 | 205724689 | 05/25/2023
Rheem Sales Company, Inc. | Mainline | ML801CA050314MXA | Federally-Regulated Consumer Product | Non-Weatherized, Non-Condensin | 1388 | 184 |  | 01/20/2021 | 49660 | 203327226 | 05/25/2023
Rheem Sales Company, Inc. | Mainline | ML97MV0703A17DHS | Federally-Regulated Consumer Product | Non-Weatherized, Condensing Ga | 1282 | 251 |  | 05/04/2022 | 28494 | 208157093 | 05/25/2023
Rheem Sales Company, Inc. | Mainline | ML801T1005A21DZN | Federally-Regulated Consumer Product | Non-Weatherized, Non-Condensin | 1895 | 265 | 265 | 05/25/2022 | 100302 | 208430186 | 05/25/2023
Rheem Sales Company, Inc. | Mainline | MP802W1005A21UHN | Federally-Regulated Consumer Product | Non-Weatherized, Non-Condensin | 1905 | 266 |  | 01/17/2023 | 70000 | 210727584 | 05/25/2023
Rheem Sales Company, Inc. | Mainline | ML96TA1002521MSA | Federally-Regulated Consumer Product | Non-Weatherized, Condensing Ga | 1930 | 280 | 280 | 01/20/2021 | 69202 | 10378200 | 05/25/2023
Rheem Sales Company, Inc. | Mainline | MP802W1004A17UHS | Federally-Regulated Consumer Product | Non-Weatherized, Non-Condensin | 1730 | 258 |  | 01/17/2023 | 70020 | 210728632 | 05/25/2023
Rheem Sales Company, Inc. | Mainline | ML801T0754A21UHS | Federally-Regulated Consumer Product | Non-Weatherized, Non-Condensin | 1634 | 254 | 254 | 05/25/2022 | 75736 | 208430154 | 05/25/2023
Rheem Sales Company, Inc. | Mainline | MP801CA075421MXA | Federally-Regulated Consumer Product | Non-Weatherized, Non-Condensin | 1634 | 254 |  | 01/20/2021 | 75736 | 205348180 | 05/25/2023
Rheem Sales Company, Inc. | Mainline | MP801W0503A14UHS | Federally-Regulated Consumer Product | Non-Weatherized, Non-Condensin | 1308 | 184 |  | 06/22/2022 | 50472 | 208676701 | 05/25/2023
Rheem Sales Company, Inc. | Mainline | ML801T0503A14DZS | Federally-Regulated Consumer Product | Non-Weatherized, Non-Condensin | 1223 | 236 | 236 | 05/25/2022 | 51119 | 208430170 | 05/25/2023
Rheem Sales Company, Inc. | Mainline | ML97MV0603A17DHS | Federally-Regulated Consumer Product | Non-Weatherized, Condensing Ga | 1327 | 253 |  | 05/04/2022 | 22218 | 208157092 | 05/25/2023
Rheem Sales Company, Inc. | Mainline | ML801CA075421MSA | Federally-Regulated Consumer Product | Non-Weatherized, Non-Condensin | 1634 | 254 |  | 01/20/2021 | 75736 | 203327229 | 05/25/2023
Rheem Sales Company, Inc. | Mainline | ML95TC0701521MSA | Federally-Regulated Consumer Product | Non-Weatherized, Condensing Ga | 1983 | 279 |  | 01/20/2021 | 70360 | 203261713 | 05/25/2023
Rheem Sales Company, Inc. | Mainline | ML801T0503A14UHN | Federally-Regulated Consumer Product | Non-Weatherized, Non-Condensin | 1388 | 243 | 243 | 05/25/2022 | 49660 | 208430160 | 05/25/2023
Rheem Sales Company, Inc. | Mainline | ML802V1005A21UHN | Federally-Regulated Consumer Product | Non-Weatherized, Non-Condensin | 1905 | 266 | 266 | 05/25/2022 | 70000 | 208430200 | 05/25/2023
Rheem Sales Company, Inc. | Mainline | ML801V0755A21UHS | Federally-Regulated Consumer Product | Non-Weatherized, Non-Condensin | 1813 | 235 |  | 06/22/2022 | 75573 | 208676698 | 05/25/2023
Rheem Sales Company, Inc. | Mainline | ML801V0503A14UHS | Federally-Regulated Consumer Product | Non-Weatherized, Non-Condensin | 1308 | 184 |  | 06/22/2022 | 50472 | 208676696 | 05/25/2023
Carrier Corp. - Indianapolis | Kenmore | N80ESL0451712A* | Federally-Regulated Consumer Product | Non-Weatherized, Non-Condensin | 1206 | 235 |  | 05/25/2023 | 44058 | 203360296 | 05/25/2023
Carrier Corp. - Indianapolis | Kenmore | PGD442060K**2G* | Federally-Regulated Consumer Product | Weatherized Non-Condensing Gas | 1589 | 268 |  | 05/25/2023 | 60153 | 205822964 | 05/25/2023
Carrier Corp. - Indianapolis | Kenmore | N95ESN1002120A | Federally-Regulated Consumer Product | Non-Weatherized, Condensing Ga | 2102 | 287 |  | 05/25/2023 | 99999 | 203360469 | 05/25/2023
Carrier Corp. - Indianapolis | Kenmore | N80MSN0451714A | Federally-Regulated Consumer Product | Non-Weatherized, Non-Condensin | 1343 | 241 |  | 05/25/2023 | 43896 | 211779990 | 05/25/2023
Carrier Corp. - Indianapolis | Kenmore | N80MSN0901714A | Federally-Regulated Consumer Product | Non-Weatherized, Non-Condensin | 1592 | 252 |  | 05/25/2023 | 88547 | 211779994 | 05/25/2023
Carrier Corp. - Indianapolis | Kenmore | F96CTN0801714A*D | Federally-Regulated Consumer Product | Non-Weatherized, Condensing Ga | 1364 | 255 |  | 05/25/2023 | 52072 | 203359329 | 05/25/2023
Carrier Corp. - Indianapolis | Kenmore | N96VSN1202422A | Federally-Regulated Consumer Product | Non-Weatherized, Condensing Ga | 2331 | 297 |  | 05/25/2023 | 119569 | 205822251 | 05/25/2023
Carrier Corp. - Indianapolis | Kenmore | F80CTL1102120A* | Federally-Regulated Consumer Product | Non-Weatherized, Non-Condensin | 2281 | 282 |  | 05/25/2023 | 72565 | 203358966 | 05/25/2023
Carrier Corp. - Indianapolis | Kenmore | N95ESN1202422A* | Federally-Regulated Consumer Product | Mobile Home Non-Weatherized, C | 2161 | 290 |  | 05/25/2023 | 119834 | 203360701 | 05/25/2023
Carrier Corp. - Indianapolis | Kenmore | F80VTL1102122A* | Federally-Regulated Consumer Product | Non-Weatherized, Non-Condensin | 2435 | 289 |  | 05/25/2023 | 72702 | 207207191 | 05/25/2023
Carrier Corp. - Indianapolis | Kenmore | PGD430060K**2H* | Federally-Regulated Consumer Product | Weatherized Non-Condensing Gas | 1265 | 254 |  | 05/25/2023 | 60262 | 205822962 | 05/25/2023
Carrier Corp. - Indianapolis | Kenmore | F96CTN0801714A | Federally-Regulated Consumer Product | Non-Weatherized, Condensing Ga | 1364 | 255 |  | 05/25/2023 | 52072 | 203359324 | 05/25/2023
Carrier Corp. - Indianapolis | Kenmore | G80CTL0701716A | Federally-Regulated Consumer Product | Non-Weatherized, Non-Condensin | 1458 | 246 |  | 05/25/2023 | 43592 | 203358932 | 05/25/2023
Carrier Corp. - Indianapolis | Kenmore | N80MSN0701412A | Federally-Regulated Consumer Product | Non-Weatherized, Non-Condensin | 1170 | 233 |  | 05/25/2023 | 65912 | 211779991 | 05/25/2023
Carrier Corp. - Indianapolis | Kenmore | G96CTN0601714A*D | Federally-Regulated Consumer Product | Non-Weatherized, Condensing Ga | 1364 | 255 |  | 05/25/2023 | 38749 | 203359408 | 05/25/2023
Carrier Corp. - Indianapolis | Kenmore | N96VSN0401410A | Federally-Regulated Consumer Product | Non-Weatherized, Condensing Ga | 1075 | 242 |  | 05/25/2023 | 40086 | 205822097 | 05/25/2023
Carrier Corp. - Indianapolis | Kenmore | G96VTN0401712A | Federally-Regulated Consumer Product | Non-Weatherized, Condensing Ga | 1075 | 242 |  | 05/25/2023 | 25768 | 203359281 | 05/25/2023
Carrier Corp. - Indianapolis | Kenmore | N80VSL0451412A* | Federally-Regulated Consumer Product | Non-Weatherized, Non-Condensin | 1422 | 244 |  | 05/25/2023 | 43953 | 205822085 | 05/25/2023
Carrier Corp. - Indianapolis | Kenmore | N80MSN1102120A | Federally-Regulated Consumer Product | Non-Weatherized, Non-Condensin | 2444 | 290 |  | 05/25/2023 | 110371 | 211779998 | 05/25/2023
Carrier Corp. - Indianapolis | Kenmore | F96CTN1002122A*D | Federally-Regulated Consumer Product | Non-Weatherized, Condensing Ga | 2251 | 294 |  | 05/25/2023 | 64767 | 203359331 | 05/25/2023
Carrier Corp. - Indianapolis | Kenmore | N95ESN0801716A* | Federally-Regulated Consumer Product | Mobile Home Non-Weatherized, C | 1771 | 273 |  | 05/25/2023 | 80331 | 203360698 | 05/25/2023
Carrier Corp. - Indianapolis | Kenmore | F96CTN1002122A | Federally-Regulated Consumer Product | Non-Weatherized, Condensing Ga | 2251 | 294 |  | 05/25/2023 | 64767 | 203359326 | 05/25/2023
Carrier Corp. - Indianapolis | Kenmore | G96CTN1002122A | Federally-Regulated Consumer Product | Non-Weatherized, Condensing Ga | 2251 | 294 |  | 05/25/2023 | 64767 | 203359406 | 05/25/2023
Carrier Corp. - Indianapolis | Kenmore | N95ESN0601714A**D | Federally-Regulated Consumer Product | Mobile Home Non-Weatherized, C | 1346 | 254 |  | 05/25/2023 | 60102 | 203360703 | 05/25/2023
Carrier Corp. - Indianapolis | Kenmore | N92ESN0401410A | Federally-Regulated Consumer Product | Non-Weatherized, Condensing Ga | 981 | 238 |  | 05/25/2023 | 40102 | 203359640 | 05/25/2023
Carrier Corp. - Indianapolis | Kenmore | N80MSN0701716A | Federally-Regulated Consumer Product | Non-Weatherized, Non-Condensin | 1776 | 260 |  | 05/25/2023 | 65952 | 211780358 | 05/25/2023
Carrier Corp. - Indianapolis | Kenmore | N96VSN1202422A*D | Federally-Regulated Consumer Product | Non-Weatherized, Condensing Ga | 2331 | 297 |  | 05/25/2023 | 119569 | 205822262 | 05/25/2023
Carrier Corp. - Indianapolis | Kenmore | F96VTN0801716A*D | Federally-Regulated Consumer Product | Non-Weatherized, Condensing Ga | 1686 | 269 |  | 05/25/2023 | 51540 | 203359193 | 05/25/2023
Carrier Corp. - Indianapolis | Kenmore | N95ESN1402422A*D | Federally-Regulated Consumer Product | Non-Weatherized, Condensing Ga | 2328 | 297 |  | 05/25/2023 | 139741 | 203360484 | 05/25/2023
Carrier Corp. - Indianapolis | Kenmore | N80MSN0902120A | Federally-Regulated Consumer Product | Non-Weatherized, Non-Condensin | 2438 | 289 |  | 05/25/2023 | 88368 | 211779996 | 05/25/2023
Carrier Corp. - Indianapolis | Kenmore | F96VTN0601714A | Federally-Regulated Consumer Product | Non-Weatherized, Condensing Ga | 1459 | 259 |  | 05/25/2023 | 39051 | 203359186 | 05/25/2023
Carrier Corp. - Indianapolis | Kenmore | N80MSN0902116A | Federally-Regulated Consumer Product | Non-Weatherized, Non-Condensin | 1569 | 251 |  | 05/25/2023 | 87754 | 211779995 | 05/25/2023
Carrier Corp. - Indianapolis | Kenmore | N80MSN0701712A | Federally-Regulated Consumer Product | Non-Weatherized, Non-Condensin | 1209 | 235 |  | 05/25/2023 | 65992 | 211779992 | 05/25/2023
Carrier Corp. - Indianapolis | Kenmore | G96VTN0801716A*D | Federally-Regulated Consumer Product | Non-Weatherized, Condensing Ga | 1686 | 269 |  | 05/25/2023 | 51540 | 203359289 | 05/25/2023
Carrier Corp. - Indianapolis | Kenmore | N95ESN1402422A | Federally-Regulated Consumer Product | Non-Weatherized, Condensing Ga | 2328 | 297 |  | 05/25/2023 | 139741 | 203360472 | 05/25/2023
Carrier Corp. - Indianapolis | Kenmore | PGD448090K**2G* | Federally-Regulated Consumer Product | Weatherized Non-Condensing Gas | 2022 | 287 |  | 05/25/2023 | 90050 | 205822966 | 05/25/2023
Carrier Corp. - Indianapolis | Kenmore | G96CTN0801714A | Federally-Regulated Consumer Product | Non-Weatherized, Condensing Ga | 1364 | 255 |  | 05/25/2023 | 52072 | 203359404 | 05/25/2023
Carrier Corp. - Indianapolis | Kenmore | N95ESN1202422A | Federally-Regulated Consumer Product | Non-Weatherized, Condensing Ga | 2161 | 290 |  | 05/25/2023 | 119834 | 203360470 | 05/25/2023
Carrier Corp. - Indianapolis | Kenmore | N80MSN0902420A | Federally-Regulated Consumer Product | Non-Weatherized, Non-Condensin | 2131 | 276 |  | 05/25/2023 | 87422 | 211779997 | 05/25/2023
Carrier Corp. - Indianapolis | Kenmore | F96CTN0802120A | Federally-Regulated Consumer Product | Non-Weatherized, Condensing Ga | 2095 | 287 |  | 05/25/2023 | 52507 | 203359325 | 05/25/2023
Carrier Corp. - Indianapolis | Kenmore | N80ESL1102120A* | Federally-Regulated Consumer Product | Non-Weatherized, Non-Condensin | 2177 | 278 |  | 05/25/2023 | 110527 | 203360311 | 05/25/2023
Carrier Corp. - Indianapolis | Kenmore | G96VTN0601714A*D | Federally-Regulated Consumer Product | Non-Weatherized, Condensing Ga | 1459 | 259 |  | 05/25/2023 | 39051 | 203359288 | 05/25/2023
Carrier Corp. - Indianapolis | Kenmore | N96VSN0801716A | Federally-Regulated Consumer Product | Non-Weatherized, Condensing Ga | 1766 | 272 |  | 05/25/2023 | 80180 | 205822185 | 05/25/2023
Carrier Corp. - Indianapolis | Kenmore | N80MSN0702116A | Federally-Regulated Consumer Product | Non-Weatherized, Non-Condensin | 1949 | 268 |  | 05/25/2023 | 66143 | 211779993 | 05/25/2023
Carrier Corp. - Indianapolis | Kenmore | F95CSU1002122A | Federally-Regulated Consumer Product | Non-Weatherized, Condensing Ga | 2271 | 273 |  | 05/25/2023 | 99648 | 206349949 | 05/25/2023
Carrier Corp. - Indianapolis | Kenmore | G80CTL1102120A* | Federally-Regulated Consumer Product | Non-Weatherized, Non-Condensin | 2281 | 282 |  | 05/25/2023 | 72565 | 203359029 | 05/25/2023
Carrier Corp. - Indianapolis | Kenmore | N80MSL0701716A | Federally-Regulated Consumer Product | Non-Weatherized, Non-Condensin | 1776 | 260 |  | 05/25/2023 | 65952 | 211780376 | 05/25/2023
Carrier Corp. - Indianapolis | Kenmore | N80ESL1552420A* | Federally-Regulated Consumer Product | Non-Weatherized, Non-Condensin | 2000 | 270 |  | 05/25/2023 | 153106 | 203360317 | 05/25/2023
Carrier Corp. - Indianapolis | Kenmore | G80CTL0902120A | Federally-Regulated Consumer Product | Non-Weatherized, Non-Condensin | 2488 | 291 |  | 05/25/2023 | 57811 | 203358935 | 05/25/2023
Carrier Corp. - Indianapolis | Kenmore | N80MSN1552420A | Federally-Regulated Consumer Product | Non-Weatherized, Non-Condensin | 2004 | 270 |  | 05/25/2023 | 153757 | 211780001 | 05/25/2023
Carrier Corp. - Indianapolis | Kenmore | G80VTL1102122A | Federally-Regulated Consumer Product | Non-Weatherized, Non-Condensin | 2435 | 289 |  | 05/25/2023 | 72702 | 207207262 | 05/25/2023
Carrier Corp. - Indianapolis | Kenmore | N95ESN0802120A**D | Federally-Regulated Consumer Product | Mobile Home Non-Weatherized, C | 1837 | 276 |  | 05/25/2023 | 79777 | 203360705 | 05/25/2023
Carrier Corp. - Indianapolis | Kenmore | G95CSU1002122A | Federally-Regulated Consumer Product | Non-Weatherized, Condensing Ga | 2271 | 273 |  | 05/25/2023 | 99648 | 206349958 | 05/25/2023
Carrier Corp. - Indianapolis | Kenmore | G96CTN0801714A*D | Federally-Regulated Consumer Product | Non-Weatherized, Condensing Ga | 1364 | 255 |  | 05/25/2023 | 52072 | 203359409 | 05/25/2023
Carrier Corp. - Indianapolis | Kenmore | PGD442090K**2G* | Federally-Regulated Consumer Product | Weatherized Non-Condensing Gas | 1515 | 265 |  | 05/25/2023 | 90160 | 205822965 | 05/25/2023
Carrier Corp. - Indianapolis | Kenmore | F80VTL0451412A* | Federally-Regulated Consumer Product | Non-Weatherized, Non-Condensin | 1205 | 235 |  | 05/25/2023 | 28909 | 207207185 | 05/25/2023
Carrier Corp. - Indianapolis | Kenmore | G96VTN0401712A*D | Federally-Regulated Consumer Product | Non-Weatherized, Condensing Ga | 1075 | 242 |  | 05/25/2023 | 25768 | 203359287 | 05/25/2023
Carrier Corp. - Indianapolis | Kenmore | G80VTL0902120A | Federally-Regulated Consumer Product | Non-Weatherized, Non-Condensin | 2025 | 271 |  | 05/25/2023 | 57947 | 207207260 | 05/25/2023
Carrier Corp. - Indianapolis | Kenmore | N95ESN1202422A**D | Federally-Regulated Consumer Product | Mobile Home Non-Weatherized, C | 2161 | 290 |  | 05/25/2023 | 119834 | 203360707 | 05/25/2023
Carrier Corp. - Indianapolis | Kenmore | N80MSL0701716A* | Federally-Regulated Consumer Product | Non-Weatherized, Non-Condensin | 1776 | 260 |  | 05/25/2023 | 65952 | 211780392 | 05/25/2023
Carrier Corp. - Indianapolis | Kenmore | PGD460090K**2G* | Federally-Regulated Consumer Product | Weatherized Non-Condensing Gas | 2034 | 288 |  | 05/25/2023 | 90098 | 205822967 | 05/25/2023
Carrier Corp. - Indianapolis | Kenmore | N95ESN1002120A**D | Federally-Regulated Consumer Product | Mobile Home Non-Weatherized, C | 2102 | 287 |  | 05/25/2023 | 99999 | 203360706 | 05/25/2023
Carrier Corp. - Indianapolis | Kenmore | G80VTL0902120A* | Federally-Regulated Consumer Product | Non-Weatherized, Non-Condensin | 2025 | 271 |  | 05/25/2023 | 57947 | 207207261 | 05/25/2023
Carrier Corp. - Indianapolis | Kenmore | N95ESN1002120A* | Federally-Regulated Consumer Product | Mobile Home Non-Weatherized, C | 2102 | 287 |  | 05/25/2023 | 99999 | 203360700 | 05/25/2023
Carrier Corp. - Indianapolis | Kenmore | G96CTN0802120A*D | Federally-Regulated Consumer Product | Non-Weatherized, Condensing Ga | 2095 | 287 |  | 05/25/2023 | 52507 | 203359410 | 05/25/2023
Carrier Corp. - Indianapolis | Kenmore | N95ESN0801716A**D | Federally-Regulated Consumer Product | Mobile Home Non-Weatherized, C | 1771 | 273 |  | 05/25/2023 | 80331 | 203360704 | 05/25/2023
Carrier Corp. - Indianapolis | Kenmore | F80CTL0701716A | Federally-Regulated Consumer Product | Non-Weatherized, Non-Condensin | 1458 | 246 |  | 05/25/2023 | 43592 | 203358868 | 05/25/2023
Carrier Corp. - Indianapolis | Kenmore | PGD436060K**2G* | Federally-Regulated Consumer Product | Weatherized Non-Condensing Gas | 1642 | 271 |  | 05/25/2023 | 60562 | 205822963 | 05/25/2023
Carrier Corp. - Indianapolis | Kenmore | F96VTN0401712A | Federally-Regulated Consumer Product | Non-Weatherized, Condensing Ga | 1075 | 242 |  | 05/25/2023 | 25768 | 203359185 | 05/25/2023
Carrier Corp. - Indianapolis | Kenmore | N80MSN1352420A | Federally-Regulated Consumer Product | Non-Weatherized, Non-Condensin | 1907 | 266 |  | 05/25/2023 | 131914 | 211780000 | 05/25/2023
Carrier Corp. - Indianapolis | Bryant | 577CNWK30060A* | Federally-Regulated Consumer Product | Weatherized Non-Condensing Gas | 1248 | 253 |  | 05/25/2023 | 60151 | 212005563 | 05/25/2023
Carrier Corp. - Indianapolis | Bryant | 677ENWK48130A* | Federally-Regulated Consumer Product | Weatherized Non-Condensing Gas | 1857 | 280 |  | 05/25/2023 | 84458 | 212409654 | 05/25/2023
Carrier Corp. - Indianapolis | Bryant | 577ENWK60115N* | Federally-Regulated Consumer Product | Weatherized Non-Condensing Gas | 1746 | 275 |  | 05/25/2023 | 75885 | 212409647 | 05/25/2023
Carrier Corp. - Indianapolis | Bryant | 577CNWK36090A* | Federally-Regulated Consumer Product | Weatherized Non-Condensing Gas | 1353 | 258 |  | 05/25/2023 | 89606 | 212005570 | 05/25/2023
Carrier Corp. - Indianapolis | Bryant | 677ENWK60115N* | Federally-Regulated Consumer Product | Weatherized Non-Condensing Gas | 1806 | 278 |  | 05/25/2023 | 75882 | 212409665 | 05/25/2023
Carrier Corp. - Indianapolis | Bryant | 577CNWK30040A* | Federally-Regulated Consumer Product | Weatherized Non-Condensing Gas | 1119 | 248 |  | 05/25/2023 | 40289 | 212005559 | 05/25/2023
Carrier Corp. - Indianapolis | Bryant | 677ENWK24060N* | Federally-Regulated Consumer Product | Weatherized Non-Condensing Gas | 1151 | 249 |  | 05/25/2023 | 39299 | 212409658 | 05/25/2023
Carrier Corp. - Indianapolis | Bryant | 577CNWK30040N* | Federally-Regulated Consumer Product | Weatherized Non-Condensing Gas | 1119 | 248 |  | 05/25/2023 | 40289 | 212005593 | 05/25/2023
Carrier Corp. - Indianapolis | Bryant | 577ENWK36060A* | Federally-Regulated Consumer Product | Weatherized Non-Condensing Gas | 1416 | 261 |  | 05/25/2023 | 39812 | 212409631 | 05/25/2023
Carrier Corp. - Indianapolis | Bryant | 677ENWK36090A* | Federally-Regulated Consumer Product | Weatherized Non-Condensing Gas | 1355 | 258 |  | 05/25/2023 | 59892 | 212409651 | 05/25/2023
Carrier Corp. - Indianapolis | Bryant | 577ENWK36060U* | Federally-Regulated Consumer Product | Weatherized Non-Condensing Gas | 1489 | 264 |  | 05/25/2023 | 60874 | 212410507 | 05/25/2023
Carrier Corp. - Indianapolis | Bryant | 577ENWK48090U* | Federally-Regulated Consumer Product | Weatherized Non-Condensing Gas | 1628 | 270 |  | 05/25/2023 | 90600 | 212410509 | 05/25/2023
Carrier Corp. - Indianapolis | Bryant | 677ENWK48130N* | Federally-Regulated Consumer Product | Weatherized Non-Condensing Gas | 1857 | 280 |  | 05/25/2023 | 84458 | 212409663 | 05/25/2023
Carrier Corp. - Indianapolis | Bryant | 677ENWK36090N* | Federally-Regulated Consumer Product | Weatherized Non-Condensing Gas | 1355 | 258 |  | 05/25/2023 | 59892 | 212409660 | 05/25/2023
Carrier Corp. - Indianapolis | Bryant | 577ENWK48090A* | Federally-Regulated Consumer Product | Weatherized Non-Condensing Gas | 1763 | 276 |  | 05/25/2023 | 58303 | 212409633 | 05/25/2023
Carrier Corp. - Indianapolis | Bryant | 577CNWK24040U* | Federally-Regulated Consumer Product | Weatherized Non-Condensing Gas | 933 | 240 |  | 05/25/2023 | 45607 | 212005610 | 05/25/2023
Carrier Corp. - Indianapolis | Bryant | 577CNWK48115A* | Federally-Regulated Consumer Product | Weatherized Non-Condensing Gas | 2156 | 293 |  | 05/25/2023 | 114957 | 212005583 | 05/25/2023
Carrier Corp. - Indianapolis | Bryant | 577CNWK42060N* | Federally-Regulated Consumer Product | Weatherized Non-Condensing Gas | 1478 | 264 |  | 05/25/2023 | 60485 | 212005602 | 05/25/2023
Carrier Corp. - Indianapolis | Bryant | 577ENWK60130A* | Federally-Regulated Consumer Product | Weatherized Non-Condensing Gas | 1857 | 280 |  | 05/25/2023 | 84458 | 212409638 | 05/25/2023
Carrier Corp. - Indianapolis | Bryant | 577CNWK60130A* | Federally-Regulated Consumer Product | Weatherized Non-Condensing Gas | 2038 | 288 |  | 05/25/2023 | 127500 | 212028110 | 05/25/2023
Carrier Corp. - Indianapolis | Bryant | 577ENWK60090U* | Federally-Regulated Consumer Product | Weatherized Non-Condensing Gas | 1837 | 279 |  | 05/25/2023 | 90615 | 212410511 | 05/25/2023
Carrier Corp. - Indianapolis | Bryant | 677ENWK48090A* | Federally-Regulated Consumer Product | Weatherized Non-Condensing Gas | 1763 | 276 |  | 05/25/2023 | 58303 | 212409652 | 05/25/2023
Carrier Corp. - Indianapolis | Bryant | 577CNWK60130N* | Federally-Regulated Consumer Product | Weatherized Non-Condensing Gas | 2038 | 288 |  | 05/25/2023 | 127500 | 212028116 | 05/25/2023
Carrier Corp. - Indianapolis | Bryant | 577ENWK48130N* | Federally-Regulated Consumer Product | Weatherized Non-Condensing Gas | 1857 | 280 |  | 05/25/2023 | 84458 | 212409645 | 05/25/2023
Carrier Corp. - Indianapolis | Bryant | 577CNWK60090U* | Federally-Regulated Consumer Product | Weatherized Non-Condensing Gas | 2114 | 292 |  | 05/25/2023 | 89429 | 212028118 | 05/25/2023
Carrier Corp. - Indianapolis | Bryant | 677ENWK60130N* | Federally-Regulated Consumer Product | Weatherized Non-Condensing Gas | 1887 | 282 |  | 05/25/2023 | 84679 | 212409666 | 05/25/2023
Carrier Corp. - Indianapolis | Bryant | 577ENWK60130N* | Federally-Regulated Consumer Product | Weatherized Non-Condensing Gas | 1857 | 280 |  | 05/25/2023 | 84458 | 212409648 | 05/25/2023
Carrier Corp. - Indianapolis | Bryant | 577CNWK30060U* | Federally-Regulated Consumer Product | Weatherized Non-Condensing Gas | 1188 | 251 |  | 05/25/2023 | 60125 | 212005616 | 05/25/2023
Carrier Corp. - Indianapolis | Bryant | 577CNWK48090A* | Federally-Regulated Consumer Product | Weatherized Non-Condensing Gas | 2142 | 293 |  | 05/25/2023 | 89758 | 212005579 | 05/25/2023
Carrier Corp. - Indianapolis | Bryant | 577CNWK42090A* | Federally-Regulated Consumer Product | Weatherized Non-Condensing Gas | 1434 | 262 |  | 05/25/2023 | 89946 | 212005576 | 05/25/2023
Carrier Corp. - Indianapolis | Bryant | 577ENWK48115N* | Federally-Regulated Consumer Product | Weatherized Non-Condensing Gas | 1746 | 275 |  | 05/25/2023 | 75885 | 212409644 | 05/25/2023
Carrier Corp. - Indianapolis | Bryant | 577CNWK36060N* | Federally-Regulated Consumer Product | Weatherized Non-Condensing Gas | 1312 | 256 |  | 05/25/2023 | 60638 | 212005599 | 05/25/2023
Carrier Corp. - Indianapolis | Bryant | 577CNWK48130N* | Federally-Regulated Consumer Product | Weatherized Non-Condensing Gas | 2038 | 288 |  | 05/25/2023 | 127500 | 212005609 | 05/25/2023
Carrier Corp. - Indianapolis | Bryant | 577ENWK24060N* | Federally-Regulated Consumer Product | Weatherized Non-Condensing Gas | 1151 | 249 |  | 05/25/2023 | 39299 | 212409640 | 05/25/2023
Carrier Corp. - Indianapolis | Bryant | 577CNWK30060N* | Federally-Regulated Consumer Product | Weatherized Non-Condensing Gas | 1248 | 253 |  | 05/25/2023 | 60151 | 212005597 | 05/25/2023
Carrier Corp. - Indianapolis | Bryant | 577CNWK36090N* | Federally-Regulated Consumer Product | Weatherized Non-Condensing Gas | 1353 | 258 |  | 05/25/2023 | 89606 | 212005600 | 05/25/2023
Carrier Corp. - Indianapolis | Bryant | 577ENWK24040N* | Federally-Regulated Consumer Product | Weatherized Non-Condensing Gas | 1066 | 245 |  | 05/25/2023 | 26216 | 212409639 | 05/25/2023
Carrier Corp. - Indianapolis | Bryant | 577CNWK42060A* | Federally-Regulated Consumer Product | Weatherized Non-Condensing Gas | 1478 | 264 |  | 05/25/2023 | 60485 | 212005573 | 05/25/2023
Carrier Corp. - Indianapolis | Bryant | 577CNWK24060N* | Federally-Regulated Consumer Product | Weatherized Non-Condensing Gas | 1084 | 246 |  | 05/25/2023 | 60632 | 212005592 | 05/25/2023
Carrier Corp. - Indianapolis | Bryant | 577CNWK24060A* | Federally-Regulated Consumer Product | Weatherized Non-Condensing Gas | 1084 | 246 |  | 05/25/2023 | 60632 | 212005555 | 05/25/2023
Carrier Corp. - Indianapolis | Bryant | 677ENWK48090N* | Federally-Regulated Consumer Product | Weatherized Non-Condensing Gas | 1763 | 276 |  | 05/25/2023 | 58303 | 212409661 | 05/25/2023
Carrier Corp. - Indianapolis | Bryant | 577CNWK60115N* | Federally-Regulated Consumer Product | Weatherized Non-Condensing Gas | 2156 | 293 |  | 05/25/2023 | 114957 | 212028115 | 05/25/2023
Carrier Corp. - Indianapolis | Bryant | 677ENWK36060N* | Federally-Regulated Consumer Product | Weatherized Non-Condensing Gas | 1416 | 261 |  | 05/25/2023 | 39812 | 212409659 | 05/25/2023
Carrier Corp. - Indianapolis | Bryant | 577CNWK60090N* | Federally-Regulated Consumer Product | Weatherized Non-Condensing Gas | 2142 | 293 |  | 05/25/2023 | 89758 | 212028113 | 05/25/2023
Carrier Corp. - Indianapolis | Bryant | 577ENWK48115A* | Federally-Regulated Consumer Product | Weatherized Non-Condensing Gas | 1746 | 275 |  | 05/25/2023 | 75885 | 212409634 | 05/25/2023
Carrier Corp. - Indianapolis | Bryant | 577CNWK36060A* | Federally-Regulated Consumer Product | Weatherized Non-Condensing Gas | 1312 | 256 |  | 05/25/2023 | 60638 | 212005566 | 05/25/2023
Carrier Corp. - Indianapolis | Bryant | 577ENWK60090N* | Federally-Regulated Consumer Product | Weatherized Non-Condensing Gas | 1763 | 276 |  | 05/25/2023 | 58303 | 212409646 | 05/25/2023
Carrier Corp. - Indianapolis | Bryant | 577CNWK48090N* | Federally-Regulated Consumer Product | Weatherized Non-Condensing Gas | 2142 | 293 |  | 05/25/2023 | 89758 | 212005606 | 05/25/2023
Carrier Corp. - Indianapolis | Bryant | 577ENWK36090N* | Federally-Regulated Consumer Product | Weatherized Non-Condensing Gas | 1355 | 258 |  | 05/25/2023 | 59892 | 212409642 | 05/25/2023
Carrier Corp. - Indianapolis | Bryant | 577CNWK24040N* | Federally-Regulated Consumer Product | Weatherized Non-Condensing Gas | 1004 | 243 |  | 05/25/2023 | 39874 | 212005589 | 05/25/2023
Carrier Corp. - Indianapolis | Bryant | 677ENWK48115A* | Federally-Regulated Consumer Product | Weatherized Non-Condensing Gas | 1746 | 275 |  | 05/25/2023 | 75885 | 212409653 | 05/25/2023
Carrier Corp. - Indianapolis | Bryant | 577CNWK48090U* | Federally-Regulated Consumer Product | Weatherized Non-Condensing Gas | 2114 | 292 |  | 05/25/2023 | 89429 | 212005630 | 05/25/2023
Carrier Corp. - Indianapolis | Bryant | 677ENWK60090A* | Federally-Regulated Consumer Product | Weatherized Non-Condensing Gas | 1752 | 276 |  | 05/25/2023 | 58657 | 212409655 | 05/25/2023
Carrier Corp. - Indianapolis | Bryant | 577ENWK24060A* | Federally-Regulated Consumer Product | Weatherized Non-Condensing Gas | 1151 | 249 |  | 05/25/2023 | 39299 | 212409630 | 05/25/2023
Carrier Corp. - Indianapolis | Bryant | 577ENWK60115A* | Federally-Regulated Consumer Product | Weatherized Non-Condensing Gas | 1746 | 275 |  | 05/25/2023 | 75885 | 212409637 | 05/25/2023
Carrier Corp. - Indianapolis | Bryant | 677ENWK60115A* | Federally-Regulated Consumer Product | Weatherized Non-Condensing Gas | 1806 | 278 |  | 05/25/2023 | 75882 | 212409656 | 05/25/2023
Carrier Corp. - Indianapolis | Bryant | 677ENWK36060A* | Federally-Regulated Consumer Product | Weatherized Non-Condensing Gas | 1416 | 261 |  | 05/25/2023 | 39812 | 212409650 | 05/25/2023
Carrier Corp. - Indianapolis | Bryant | 677ENWK60090N* | Federally-Regulated Consumer Product | Weatherized Non-Condensing Gas | 1752 | 276 |  | 05/25/2023 | 58657 | 212409664 | 05/25/2023
Carrier Corp. - Indianapolis | Bryant | 577CNWK42060U* | Federally-Regulated Consumer Product | Weatherized Non-Condensing Gas | 1413 | 261 |  | 05/25/2023 | 59753 | 212005624 | 05/25/2023
Carrier Corp. - Indianapolis | Bryant | 577CNWK48130A* | Federally-Regulated Consumer Product | Weatherized Non-Condensing Gas | 2038 | 288 |  | 05/25/2023 | 127500 | 212005586 | 05/25/2023
Carrier Corp. - Indianapolis | Bryant | 677ENWK24060A* | Federally-Regulated Consumer Product | Weatherized Non-Condensing Gas | 1151 | 249 |  | 05/25/2023 | 39299 | 212409649 | 05/25/2023
Carrier Corp. - Indianapolis | Bryant | 577ENWK36090A* | Federally-Regulated Consumer Product | Weatherized Non-Condensing Gas | 1355 | 258 |  | 05/25/2023 | 59892 | 212409632 | 05/25/2023
Carrier Corp. - Indianapolis | Bryant | 577CNWK60090A* | Federally-Regulated Consumer Product | Weatherized Non-Condensing Gas | 2142 | 293 |  | 05/25/2023 | 89758 | 212028107 | 05/25/2023
Carrier Corp. - Indianapolis | Bryant | 577CNWK42090N* | Federally-Regulated Consumer Product | Weatherized Non-Condensing Gas | 1434 | 262 |  | 05/25/2023 | 89946 | 212005603 | 05/25/2023
Carrier Corp. - Indianapolis | Bryant | 577ENWK48090N* | Federally-Regulated Consumer Product | Weatherized Non-Condensing Gas | 1763 | 276 |  | 05/25/2023 | 58303 | 212409643 | 05/25/2023
Carrier Corp. - Indianapolis | Bryant | 577ENWK48130A* | Federally-Regulated Consumer Product | Weatherized Non-Condensing Gas | 1857 | 280 |  | 05/25/2023 | 84458 | 212409635 | 05/25/2023
Carrier Corp. - Indianapolis | Bryant | 577CNWK42090U* | Federally-Regulated Consumer Product | Weatherized Non-Condensing Gas | 1479 | 264 |  | 05/25/2023 | 89913 | 212005627 | 05/25/2023
Carrier Corp. - Indianapolis | Bryant | 577CNWK36060U* | Federally-Regulated Consumer Product | Weatherized Non-Condensing Gas | 1442 | 262 |  | 05/25/2023 | 60044 | 212005620 | 05/25/2023
Carrier Corp. - Indianapolis | Bryant | 577CNWK48115N* | Federally-Regulated Consumer Product | Weatherized Non-Condensing Gas | 2156 | 293 |  | 05/25/2023 | 114957 | 212005608 | 05/25/2023
Carrier Corp. - Indianapolis | Bryant | 677ENWK60130A* | Federally-Regulated Consumer Product | Weatherized Non-Condensing Gas | 1887 | 282 |  | 05/25/2023 | 84679 | 212409657 | 05/25/2023
Carrier Corp. - Indianapolis | Bryant | 577ENWK36060N* | Federally-Regulated Consumer Product | Weatherized Non-Condensing Gas | 1416 | 261 |  | 05/25/2023 | 39812 | 212409641 | 05/25/2023
Carrier Corp. - Indianapolis | Bryant | 677ENWK48115N* | Federally-Regulated Consumer Product | Weatherized Non-Condensing Gas | 1746 | 275 |  | 05/25/2023 | 75885 | 212409662 | 05/25/2023
Carrier Corp. - Indianapolis | Bryant | 577ENWK60090A* | Federally-Regulated Consumer Product | Weatherized Non-Condensing Gas | 1763 | 276 |  | 05/25/2023 | 58303 | 212409636 | 05/25/2023
Carrier Corp. - Indianapolis | Bryant | 577ENWK24040A* | Federally-Regulated Consumer Product | Weatherized Non-Condensing Gas | 1066 | 245 |  | 05/25/2023 | 26216 | 212409629 | 05/25/2023
Carrier Corp. - Indianapolis | Bryant | 577ENWK24040U* | Federally-Regulated Consumer Product | Weatherized Non-Condensing Gas | 1117 | 248 |  | 05/25/2023 | 44623 | 212410504 | 05/25/2023
Carrier Corp. - Indianapolis | Bryant | 577ENWK24060U* | Federally-Regulated Consumer Product | Weatherized Non-Condensing Gas | 1136 | 248 |  | 05/25/2023 | 59157 | 212410506 | 05/25/2023
Carrier Corp. - Indianapolis | Bryant | 577CNWK24060U* | Federally-Regulated Consumer Product | Weatherized Non-Condensing Gas | 1073 | 246 |  | 05/25/2023 | 60498 | 212005612 | 05/25/2023
Carrier Corp. - Indianapolis | Bryant | 577CNWK30040U* | Federally-Regulated Consumer Product | Weatherized Non-Condensing Gas | 1121 | 248 |  | 05/25/2023 | 45305 | 212005614 | 05/25/2023
Carrier Corp. - Indianapolis | Bryant | 577CNWK60115A* | Federally-Regulated Consumer Product | Weatherized Non-Condensing Gas | 2156 | 293 |  | 05/25/2023 | 114957 | 212028109 | 05/25/2023
Rheem Sales Company, Inc. | Ruud | R801TA075417MXA | Federally-Regulated Consumer Product | Non-Weatherized, Non-Condensin | 1496 | 248 |  | 05/25/2023 | 75177 | 201707686 | 05/25/2023
Rheem Sales Company, Inc. | Ruud | R801T1005A21UHS | Federally-Regulated Consumer Product | Non-Weatherized, Non-Condensin | 1812 | 262 |  | 05/25/2023 | 99863 | 208242379 | 05/25/2023
Rheem Sales Company, Inc. | Ruud | R962V0703A17M4S | Federally-Regulated Consumer Product | Non-Weatherized, Condensing Ga | 1290 | 252 |  | 05/25/2023 | 48940 | 208243288 | 05/25/2023
Rheem Sales Company, Inc. | Ruud | RGEA16048AJV10TAB | Federally-Regulated Consumer Product | Weatherized Non-Condensing Gas | 1845 | 280 |  | 05/25/2023 | 76171 | 203404632 | 05/25/2023
Rheem Sales Company, Inc. | Ruud | R802TA075317MSA | Federally-Regulated Consumer Product | Non-Weatherized, Non-Condensin | 1539 | 250 |  | 05/25/2023 | 52505 | 204007869 | 05/25/2023
Rheem Sales Company, Inc. | Ruud | R801TA125524ZXB | Federally-Regulated Consumer Product | Non-Weatherized, Non-Condensin | 1835 | 263 |  | 05/25/2023 | 124289 | 201710116 | 05/25/2023
Rheem Sales Company, Inc. | Ruud | U97MV0603A17DHS | Federally-Regulated Consumer Product | Non-Weatherized, Condensing Ga | 1327 | 253 |  | 05/25/2023 | 22218 | 208157031 | 05/25/2023
Rheem Sales Company, Inc. | Ruud | RGEA16048AJV08TAB | Federally-Regulated Consumer Product | Weatherized Non-Condensing Gas | 1648 | 272 |  | 05/25/2023 | 76362 | 203404628 | 05/25/2023
Rheem Sales Company, Inc. | Ruud | U98VB070M317USA | Federally-Regulated Consumer Product | Non-Weatherized, Condensing Ga | 1162 | 246 |  | 05/25/2023 | 28246 | 10524992 | 05/25/2023
Rheem Sales Company, Inc. | Ruud | RGEA14030AJT06XAC | Federally-Regulated Consumer Product | Weatherized Non-Condensing Gas | 1147 | 249 |  | 05/25/2023 | 79965 | 206606598 | 05/25/2023
Rheem Sales Company, Inc. | Ruud | R802V1255A24DZNCAP | Federally-Regulated Consumer Product | Non-Weatherized, Non-Condensin | 2179 | 278 |  | 05/25/2023 | 86625 | 211774733 | 05/25/2023
Rheem Sales Company, Inc. | Ruud | R801TA075521ZSB | Federally-Regulated Consumer Product | Non-Weatherized, Non-Condensin | 1883 | 265 |  | 05/25/2023 | 75029 | 201710106 | 05/25/2023
Rheem Sales Company, Inc. | Ruud | U97MV1005A21DHS | Federally-Regulated Consumer Product | Non-Weatherized, Condensing Ga | 1990 | 282 |  | 05/25/2023 | 39222 | 208157034 | 05/25/2023
Rheem Sales Company, Inc. | Ruud | RGEA16036AJV082AB | Federally-Regulated Consumer Product | Weatherized Non-Condensing Gas | 1648 | 272 |  | 05/25/2023 | 76362 | 203404618 | 05/25/2023
Rheem Sales Company, Inc. | Ruud | RGEA16036AJV062AB | Federally-Regulated Consumer Product | Weatherized Non-Condensing Gas | 1358 | 259 |  | 05/25/2023 | 46205 | 203404614 | 05/25/2023
Rheem Sales Company, Inc. | Ruud | RGEAZR048AJT081NA | Federally-Regulated Consumer Product | Weatherized Non-Condensing Gas | 1847 | 280 |  | 05/25/2023 | 80515 | 208676444 | 05/25/2023
Rheem Sales Company, Inc. | Ruud | U98VB085M521USA | Federally-Regulated Consumer Product | Non-Weatherized, Condensing Ga | 2209 | 292 |  | 05/25/2023 | 33631 | 10524993 | 05/25/2023
Rheem Sales Company, Inc. | Ruud | RGECZR048AJT12**A | Federally-Regulated Consumer Product | Weatherized Non-Condensing Gas | 1902 | 259 |  | 05/25/2023 | 84032 | 203473668 | 05/25/2023
Rheem Sales Company, Inc. | Ruud | R801TA050317MUA | Federally-Regulated Consumer Product | Non-Weatherized, Non-Condensin | 1165 | 233 |  | 05/25/2023 | 49157 | 202132846 | 05/25/2023
Rheem Sales Company, Inc. | Ruud | RGEA14036AJT06XAC | Federally-Regulated Consumer Product | Weatherized Non-Condensing Gas | 1430 | 262 |  | 05/25/2023 | 99665 | 206606616 | 05/25/2023
Rheem Sales Company, Inc. | Ruud | RGEA15048AJV10XAB | Federally-Regulated Consumer Product | Weatherized Non-Condensing Gas | 1720 | 275 |  | 05/25/2023 | 99897 | 203404598 | 05/25/2023
Rheem Sales Company, Inc. | Ruud | U97VA070M317KSA | Federally-Regulated Consumer Product | Non-Weatherized, Condensing Ga | 1282 | 251 |  | 05/25/2023 | 28494 | 9990393 | 05/25/2023
Rheem Sales Company, Inc. | Ruud | RGEA15030AJV06XAB | Federally-Regulated Consumer Product | Weatherized Non-Condensing Gas | 1402 | 261 |  | 05/25/2023 | 80658 | 203404530 | 05/25/2023
Rheem Sales Company, Inc. | Ruud | R801CA075521ZXA | Federally-Regulated Consumer Product | Non-Weatherized, Non-Condensin | 1892 | 265 |  | 05/25/2023 | 99827 | 203327172 | 05/25/2023
Rheem Sales Company, Inc. | Ruud | U98MV1005A21UPS | Federally-Regulated Consumer Product | Non-Weatherized, Condensing Ga | 2084 | 287 |  | 05/25/2023 | 39023 | 208157039 | 05/25/2023
Rheem Sales Company, Inc. | Ruud | R801CA050314MSA | Federally-Regulated Consumer Product | Non-Weatherized, Non-Condensin | 1388 | 184 |  | 05/25/2023 | 49660 | 203327133 | 05/25/2023
Rheem Sales Company, Inc. | Ruud | R95TC0851521MSA | Federally-Regulated Consumer Product | Non-Weatherized, Condensing Ga | 1929 | 280 |  | 05/25/2023 | 84515 | 201711683 | 05/25/2023
Rheem Sales Company, Inc. | Ruud | R801CA100521ZSA | Federally-Regulated Consumer Product | Non-Weatherized, Non-Condensin | 1895 | 265 |  | 05/25/2023 | 100302 | 203327175 | 05/25/2023
Rheem Sales Company, Inc. | Ruud | R801CA100521MSA | Federally-Regulated Consumer Product | Non-Weatherized, Non-Condensin | 1812 | 262 |  | 05/25/2023 | 99863 | 203327151 | 05/25/2023
Rheem Sales Company, Inc. | Ruud | R801CA125524MXA | Federally-Regulated Consumer Product | Non-Weatherized, Non-Condensin | 1991 | 270 |  | 05/25/2023 | 123598 | 203327160 | 05/25/2023
Rheem Sales Company, Inc. | Ruud | R801T0754A17UHS | Federally-Regulated Consumer Product | Non-Weatherized, Non-Condensin | 1496 | 248 |  | 05/25/2023 | 75177 | 208242377 | 05/25/2023
Rheem Sales Company, Inc. | Ruud | R802TA075417MXA | Federally-Regulated Consumer Product | Non-Weatherized, Non-Condensin | 1884 | 265 |  | 05/25/2023 | 52545 | 204099266 | 05/25/2023
Rheem Sales Company, Inc. | Ruud | RGEA16024AJV06TAB | Federally-Regulated Consumer Product | Weatherized Non-Condensing Gas | 1358 | 259 |  | 05/25/2023 | 46205 | 203404612 | 05/25/2023
Rheem Sales Company, Inc. | Ruud | R801CA075417MXA | Federally-Regulated Consumer Product | Non-Weatherized, Non-Condensin | 1496 | 248 |  | 05/25/2023 | 75177 | 203327142 | 05/25/2023
Rheem Sales Company, Inc. | Ruud | RGECZR048AJT07**A | Federally-Regulated Consumer Product | Weatherized Non-Condensing Gas | 1873 | 167 |  | 05/25/2023 | 52596 | 203473666 | 05/25/2023
Rheem Sales Company, Inc. | Ruud | U802VA050317MSA | Federally-Regulated Consumer Product | Non-Weatherized, Non-Condensin | 1318 | 240 |  | 05/25/2023 | 35484 | 7979938 | 05/25/2023
Rheem Sales Company, Inc. | Ruud | RGEAZR036AJT061NA | Federally-Regulated Consumer Product | Weatherized Non-Condensing Gas | 1259 | 254 |  | 05/25/2023 | 58986 | 208676419 | 05/25/2023
Rheem Sales Company, Inc. | Ruud | R801V0704A17UHUCAP | Federally-Regulated Consumer Product | Non-Weatherized, Non-Condensin | 1723 | 258 |  | 05/25/2023 | 70568 | 211774707 | 05/25/2023
Rheem Sales Company, Inc. | Ruud | R802V1005A21DZSCAP | Federally-Regulated Consumer Product | Non-Weatherized, Non-Condensin | 2120 | 275 |  | 05/25/2023 | 69817 | 211806615 | 05/25/2023
Rheem Sales Company, Inc. | Ruud | R95TC1151524MSA | Federally-Regulated Consumer Product | Non-Weatherized, Condensing Ga | 2041 | 285 |  | 05/25/2023 | 111488 | 201711687 | 05/25/2023
Rheem Sales Company, Inc. | Ruud | RGECZR048AJT07**B | Federally-Regulated Consumer Product | Weatherized Non-Condensing Gas | 1873 | 167 |  | 05/25/2023 | 52596 | 206778650 | 05/25/2023
Rheem Sales Company, Inc. | Ruud | R801CA050314MXA | Federally-Regulated Consumer Product | Non-Weatherized, Non-Condensin | 1388 | 184 |  | 05/25/2023 | 49660 | 203327136 | 05/25/2023
Rheem Sales Company, Inc. | Ruud | R801TA100521MUA | Federally-Regulated Consumer Product | Non-Weatherized, Non-Condensin | 1861 | 264 |  | 05/25/2023 | 98348 | 202132848 | 05/25/2023
Rheem Sales Company, Inc. | Ruud | R96TA0402317MSA | Federally-Regulated Consumer Product | Non-Weatherized, Condensing Ga | 1252 | 250 |  | 05/25/2023 | 29298 | 201712918 | 05/25/2023
Rheem Sales Company, Inc. | Ruud | R801CA075521ZSA | Federally-Regulated Consumer Product | Non-Weatherized, Non-Condensin | 1892 | 265 |  | 05/25/2023 | 99827 | 203327169 | 05/25/2023
Rheem Sales Company, Inc. | Ruud | R92TA1151524MSA | Federally-Regulated Consumer Product | Non-Weatherized, Condensing Ga | 2041 | 285 |  | 05/25/2023 | 111488 | 201712988 | 05/25/2023
Rheem Sales Company, Inc. | Ruud | RGEA14060AJT10UAA | Federally-Regulated Consumer Product | Weatherized Non-Condensing Gas | 2066 | 290 |  | 05/25/2023 | 100130 | 205965539 | 05/25/2023
Rheem Sales Company, Inc. | Ruud | R801TA070317MUA | Federally-Regulated Consumer Product | Non-Weatherized, Non-Condensin | 1189 | 234 |  | 05/25/2023 | 70542 | 202132847 | 05/25/2023
Rheem Sales Company, Inc. | Ruud | R802V0504A17UHSCAP | Federally-Regulated Consumer Product | Non-Weatherized, Non-Condensin | 1712 | 257 |  | 05/25/2023 | 34534 | 211806608 | 05/25/2023
Rheem Sales Company, Inc. | Ruud | R801CA075417MSA | Federally-Regulated Consumer Product | Non-Weatherized, Non-Condensin | 1496 | 248 |  | 05/25/2023 | 75177 | 203327139 | 05/25/2023
Rheem Sales Company, Inc. | Ruud | R801TA125524MSA | Federally-Regulated Consumer Product | Non-Weatherized, Non-Condensin | 1991 | 270 |  | 05/25/2023 | 123598 | 201707692 | 05/25/2023
Rheem Sales Company, Inc. | Ruud | U98MV0855A21UPS | Federally-Regulated Consumer Product | Non-Weatherized, Condensing Ga | 2209 | 292 |  | 05/25/2023 | 33631 | 208157038 | 05/25/2023
Rheem Sales Company, Inc. | Ruud | R802V1005A21UHN | Federally-Regulated Consumer Product | Non-Weatherized, Non-Condensin | 1905 | 266 |  | 05/25/2023 | 70000 | 208243281 | 05/25/2023
Rheem Sales Company, Inc. | Ruud | R92TA1001521MSA | Federally-Regulated Consumer Product | Non-Weatherized, Condensing Ga | 2066 | 286 |  | 05/25/2023 | 98023 | 201712986 | 05/25/2023
Rheem Sales Company, Inc. | Ruud | U97MV0855A21DHS | Federally-Regulated Consumer Product | Non-Weatherized, Condensing Ga | 2138 | 289 |  | 05/25/2023 | 33549 | 208157033 | 05/25/2023
Rheem Sales Company, Inc. | Ruud | R801V0504A17UHUCAP | Federally-Regulated Consumer Product | Non-Weatherized, Non-Condensin | 1376 | 243 |  | 05/25/2023 | 50203 | 211806590 | 05/25/2023
Rheem Sales Company, Inc. | Ruud | R801T0504A17UHSNAS | Federally-Regulated Consumer Product | Non-Weatherized, Non-Condensin | 1517 | 249 |  | 05/25/2023 | 50545 | 211806585 | 05/25/2023
Rheem Sales Company, Inc. | Ruud | R801T1005A21DZN | Federally-Regulated Consumer Product | Non-Weatherized, Non-Condensin | 1895 | 265 |  | 05/25/2023 | 100302 | 208242395 | 05/25/2023
Rheem Sales Company, Inc. | Ruud | RGEA15030AJV08XAB | Federally-Regulated Consumer Product | Weatherized Non-Condensing Gas | 1402 | 261 |  | 05/25/2023 | 80658 | 203404538 | 05/25/2023
Rheem Sales Company, Inc. | Ruud | RGECZR036AJT07**C | Federally-Regulated Consumer Product | Weatherized Non-Condensing Gas | 1475 | 165 |  | 05/25/2023 | 53157 | 208503161 | 05/25/2023
Rheem Sales Company, Inc. | Ruud | RGEA16048AJV102AB | Federally-Regulated Consumer Product | Weatherized Non-Condensing Gas | 1845 | 280 |  | 05/25/2023 | 76171 | 203404630 | 05/25/2023
Rheem Sales Company, Inc. | Ruud | R802TA150524MSA | Federally-Regulated Consumer Product | Non-Weatherized, Non-Condensin | 2092 | 274 |  | 05/25/2023 | 104565 | 204007884 | 05/25/2023
Rheem Sales Company, Inc. | Ruud | R801V0504A17UHNCAP | Federally-Regulated Consumer Product | Non-Weatherized, Non-Condensin | 1682 | 256 |  | 05/25/2023 | 50501 | 211774700 | 05/25/2023
Rheem Sales Company, Inc. | Ruud | R96TA0602317MSA | Federally-Regulated Consumer Product | Non-Weatherized, Condensing Ga | 1342 | 254 |  | 05/25/2023 | 39319 | 201712920 | 05/25/2023
Rheem Sales Company, Inc. | Ruud | R802TA050314MSA | Federally-Regulated Consumer Product | Non-Weatherized, Non-Condensin | 1260 | 237 |  | 05/25/2023 | 35654 | 204007866 | 05/25/2023
Rheem Sales Company, Inc. | Ruud | R801CA100521MXA | Federally-Regulated Consumer Product | Non-Weatherized, Non-Condensin | 1812 | 262 |  | 05/25/2023 | 99863 | 203327154 | 05/25/2023
Rheem Sales Company, Inc. | Ruud | R802V0503A14DZNCAP | Federally-Regulated Consumer Product | Non-Weatherized, Non-Condensin | 1250 | 237 |  | 05/25/2023 | 34844 | 211806597 | 05/25/2023
Rheem Sales Company, Inc. | Ruud | R951V1005A21M4 | Federally-Regulated Consumer Product | Non-Weatherized, Condensing Ga | 2153 | 271 |  | 05/25/2023 | 98911 | 208676324 | 05/25/2023
Rheem Sales Company, Inc. | Ruud | RGEA14048AJT10XAB | Federally-Regulated Consumer Product | Weatherized Non-Condensing Gas | 1809 | 279 |  | 05/25/2023 | 99189 | 203404498 | 05/25/2023
Rheem Sales Company, Inc. | Ruud | RGECZR060AJT12**A | Federally-Regulated Consumer Product | Weatherized Non-Condensing Gas | 2183 | 266 |  | 05/25/2023 | 83968 | 203473672 | 05/25/2023
Rheem Sales Company, Inc. | Ruud | R801CA075421MXA | Federally-Regulated Consumer Product | Non-Weatherized, Non-Condensin | 1634 | 254 |  | 05/25/2023 | 75736 | 203327148 | 05/25/2023
Rheem Sales Company, Inc. | Ruud | R96TA1002521MSA | Federally-Regulated Consumer Product | Non-Weatherized, Condensing Ga | 1930 | 280 |  | 05/25/2023 | 69202 | 201712926 | 05/25/2023
Rheem Sales Company, Inc. | Ruud | R801V1005A21UH | Federally-Regulated Consumer Product | Non-Weatherized, Non-Condensin | 2027 | 188 |  | 05/25/2023 | 100725 | 208665966 | 05/25/2023
Rheem Sales Company, Inc. | Ruud | R801TA050417MUA | Federally-Regulated Consumer Product | Non-Weatherized, Non-Condensin | 1502 | 248 |  | 05/25/2023 | 50342 | 204501681 | 05/25/2023
Rheem Sales Company, Inc. | Ruud | R92TA0401317MSA | Federally-Regulated Consumer Product | Non-Weatherized, Condensing Ga | 1107 | 244 |  | 05/25/2023 | 41877 | 201712978 | 05/25/2023
Rheem Sales Company, Inc. | Ruud | U98MV0603A17UPS | Federally-Regulated Consumer Product | Non-Weatherized, Condensing Ga | 1110 | 244 |  | 05/25/2023 | 22600 | 208157036 | 05/25/2023
Rheem Sales Company, Inc. | Ruud | R801V1005A21UHUCAP | Federally-Regulated Consumer Product | Non-Weatherized, Non-Condensin | 1966 | 269 |  | 05/25/2023 | 97612 | 211806593 | 05/25/2023
Rheem Sales Company, Inc. | Ruud | R802V0755A21DZSCAP | Federally-Regulated Consumer Product | Non-Weatherized, Non-Condensin | 2041 | 272 |  | 05/25/2023 | 52592 | 211774728 | 05/25/2023
Rheem Sales Company, Inc. | Ruud | R802TA150524MXA | Federally-Regulated Consumer Product | Non-Weatherized, Non-Condensin | 2092 | 274 |  | 05/25/2023 | 104565 | 204099280 | 05/25/2023
Rheem Sales Company, Inc. | Ruud | R921T0855A21M4 | Federally-Regulated Consumer Product | Non-Weatherized, Condensing Ga | 1929 | 280 |  | 05/25/2023 | 84515 | 208663451 | 05/25/2023
Rheem Sales Company, Inc. | Ruud | RGEA14042AJT101AC | Federally-Regulated Consumer Product | Weatherized Non-Condensing Gas | 1494 | 265 |  | 05/25/2023 | 99609 | 206606647 | 05/25/2023
Rheem Sales Company, Inc. | Ruud | R95TC0701317MSA | Federally-Regulated Consumer Product | Non-Weatherized, Condensing Ga | 1362 | 255 |  | 05/25/2023 | 69960 | 201711681 | 05/25/2023
Johnson Controls, Inc. | FRASER-JOHNSTON BY JOHNSON CONTROLS | TM9E100C16MP12 | Federally-Regulated Consumer Product | Non-Weatherized, Condensing Ga | 1672 | 263 |  | 05/25/2023 | 99431 | 203324443 | 05/25/2023
Johnson Controls, Inc. | FRASER-JOHNSTON BY JOHNSON CONTROLS | TM8Y100C20MP11 | Federally-Regulated Consumer Product | Non-Weatherized, Non-Condensin | 2060 | 267 |  | 05/25/2023 | 65024 | 8413063 | 05/25/2023
Johnson Controls, Inc. | FRASER-JOHNSTON BY JOHNSON CONTROLS | TM9E080C20MP12 | Federally-Regulated Consumer Product | Non-Weatherized, Condensing Ga | 1871 | 272 |  | 05/25/2023 | 78901 | 203324442 | 05/25/2023
Johnson Controls, Inc. | FRASER-JOHNSTON BY JOHNSON CONTROLS | PCG4A420752X4 | Federally-Regulated Consumer Product | Weatherized Non-Condensing Gas | 2008 | 286 |  | 05/25/2023 | 74590 | 206077433 | 05/25/2023
Johnson Controls, Inc. | FRASER-JOHNSTON BY JOHNSON CONTROLS | TM8E130D20MP11 | Federally-Regulated Consumer Product | Non-Weatherized, Non-Condensin | 2178 | 272 |  | 05/25/2023 | 130606 | 203324363 | 05/25/2023
Johnson Controls, Inc. | FRASER-JOHNSTON BY JOHNSON CONTROLS | PCG4B481252X4 | Federally-Regulated Consumer Product | Weatherized Non-Condensing Gas | 2013 | 286 |  | 05/25/2023 | 125150 | 206077562 | 05/25/2023
Johnson Controls, Inc. | FRASER-JOHNSTON BY JOHNSON CONTROLS | PCG4B601002X4 | Federally-Regulated Consumer Product | Weatherized Non-Condensing Gas | 2310 | 299 |  | 05/25/2023 | 99590 | 206077576 | 05/25/2023
Johnson Controls, Inc. | FRASER-JOHNSTON BY JOHNSON CONTROLS | TM8E120C20MP11 | Federally-Regulated Consumer Product | Non-Weatherized, Non-Condensin | 2201 | 273 |  | 05/25/2023 | 119730 | 203324362 | 05/25/2023
Johnson Controls, Inc. | FRASER-JOHNSTON BY JOHNSON CONTROLS | PCG4A360502L1 | Federally-Regulated Consumer Product | Weatherized Non-Condensing Gas | 1495 | 263 |  | 05/25/2023 | 50177 | 205963012 | 05/25/2023
Johnson Controls, Inc. | FRASER-JOHNSTON BY JOHNSON CONTROLS | Z8ES080C16LMPS1 | Federally-Regulated Consumer Product | Non-Weatherized, Non-Condensin | 1687 | 255 |  | 05/25/2023 | 79867 | 211900246 | 05/25/2023
Johnson Controls, Inc. | FRASER-JOHNSTON BY JOHNSON CONTROLS | PHG6A240752X4 | Federally-Regulated Consumer Product | Weatherized Non-Condensing Gas | 1176 | 249 |  | 05/25/2023 | 48600 | 207886746 | 05/25/2023
Johnson Controls, Inc. | FRASER-JOHNSTON BY JOHNSON CONTROLS | TM9E080C16MP12 | Federally-Regulated Consumer Product | Non-Weatherized, Condensing Ga | 1641 | 262 |  | 05/25/2023 | 80008 | 203324441 | 05/25/2023
Johnson Controls, Inc. | FRASER-JOHNSTON BY JOHNSON CONTROLS | TM8Y060A12MP11 | Federally-Regulated Consumer Product | Non-Weatherized, Non-Condensin | 1332 | 236 |  | 05/25/2023 | 39003 | 8413059 | 05/25/2023
Johnson Controls, Inc. | FRASER-JOHNSTON BY JOHNSON CONTROLS | TM8E100B12MP11 | Federally-Regulated Consumer Product | Non-Weatherized, Non-Condensin | 1560 | 246 |  | 05/25/2023 | 100501 | 203324358 | 05/25/2023
Johnson Controls, Inc. | FRASER-JOHNSTON BY JOHNSON CONTROLS | TL9E080C16UH11 | Federally-Regulated Consumer Product | Non-Weatherized, Condensing Ga | 1604 | 260 |  | 05/25/2023 | 81007 | 203324254 | 05/25/2023
Johnson Controls, Inc. | FRASER-JOHNSTON BY JOHNSON CONTROLS | TM9Y080B12MP11 | Federally-Regulated Consumer Product | Non-Weatherized, Condensing Ga | 1336 | 249 |  | 05/25/2023 | 52156 | 8412996 | 05/25/2023
Johnson Controls, Inc. | FRASER-JOHNSTON BY JOHNSON CONTROLS | PHG4B420652X4 | Federally-Regulated Consumer Product | Weatherized Non-Condensing Gas | 1679 | 272 |  | 05/25/2023 | 65170 | 206338253 | 05/25/2023
Johnson Controls, Inc. | FRASER-JOHNSTON BY JOHNSON CONTROLS | PCG6B481252X4 | Federally-Regulated Consumer Product | Weatherized Non-Condensing Gas | 1911 | 282 |  | 05/25/2023 | 82020 | 206136973 | 05/25/2023
Johnson Controls, Inc. | FRASER-JOHNSTON BY JOHNSON CONTROLS | TM8V080B12MP12 | Federally-Regulated Consumer Product | Non-Weatherized, Non-Condensin | 1479 | 242 |  | 05/25/2023 | 51960 | 204829719 | 05/25/2023
Johnson Controls, Inc. | FRASER-JOHNSTON BY JOHNSON CONTROLS | Z8ES040A12SMPS1 | Federally-Regulated Consumer Product | Non-Weatherized, Non-Condensin | 1353 | 240 |  | 05/25/2023 | 40218 | 211900188 | 05/25/2023
Johnson Controls, Inc. | FRASER-JOHNSTON BY JOHNSON CONTROLS | PHG4B361002X4 | Federally-Regulated Consumer Product | Weatherized Non-Condensing Gas | 1564 | 266 |  | 05/25/2023 | 99580 | 206338246 | 05/25/2023
Johnson Controls, Inc. | FRASER-JOHNSTON BY JOHNSON CONTROLS | PCG6A360752X4 | Federally-Regulated Consumer Product | Weatherized Non-Condensing Gas | 1641 | 270 |  | 05/25/2023 | 49680 | 206168417 | 05/25/2023
Johnson Controls, Inc. | FRASER-JOHNSTON BY JOHNSON CONTROLS | PCG4A360752X4 | Federally-Regulated Consumer Product | Weatherized Non-Condensing Gas | 1506 | 264 |  | 05/25/2023 | 74580 | 206077414 | 05/25/2023
Johnson Controls, Inc. | FRASER-JOHNSTON BY JOHNSON CONTROLS | TM8E080C16MP11 | Federally-Regulated Consumer Product | Non-Weatherized, Non-Condensin | 1616 | 248 |  | 05/25/2023 | 79634 | 203324356 | 05/25/2023
Johnson Controls, Inc. | FRASER-JOHNSTON BY JOHNSON CONTROLS | PHG6B601252X4 | Federally-Regulated Consumer Product | Weatherized Non-Condensing Gas | 1911 | 282 |  | 05/25/2023 | 82710 | 207886749 | 05/25/2023
Johnson Controls, Inc. | FRASER-JOHNSTON BY JOHNSON CONTROLS | TM8V100C16MP12 | Federally-Regulated Consumer Product | Non-Weatherized, Non-Condensin | 1931 | 262 |  | 05/25/2023 | 65180 | 204829727 | 05/25/2023
Johnson Controls, Inc. | FRASER-JOHNSTON BY JOHNSON CONTROLS | Z8ES100B12LMPS1 | Federally-Regulated Consumer Product | Non-Weatherized, Non-Condensin | 1557 | 249 |  | 05/25/2023 | 100520 | 211900248 | 05/25/2023
Johnson Controls, Inc. | FRASER-JOHNSTON BY JOHNSON CONTROLS | Z8ES120C20SMPS1 | Federally-Regulated Consumer Product | Non-Weatherized, Non-Condensin | 1968 | 267 |  | 05/25/2023 | 119627 | 211900197 | 05/25/2023
Johnson Controls, Inc. | FRASER-JOHNSTON BY JOHNSON CONTROLS | TL8E100C20UH11 | Federally-Regulated Consumer Product | Non-Weatherized, Non-Condensin | 1956 | 263 |  | 05/25/2023 | 100850 | 204463270 | 05/25/2023
Johnson Controls, Inc. | FRASER-JOHNSTON BY JOHNSON CONTROLS | PCG4B481002X4 | Federally-Regulated Consumer Product | Weatherized Non-Condensing Gas | 1965 | 284 |  | 05/25/2023 | 99130 | 206077555 | 05/25/2023
Johnson Controls, Inc. | FRASER-JOHNSTON BY JOHNSON CONTROLS | PHG4B601252X4 | Federally-Regulated Consumer Product | Weatherized Non-Condensing Gas | 2272 | 297 |  | 05/25/2023 | 124490 | 206338281 | 05/25/2023
Johnson Controls, Inc. | FRASER-JOHNSTON BY JOHNSON CONTROLS | TM9E060B12MP12 | Federally-Regulated Consumer Product | Non-Weatherized, Condensing Ga | 1333 | 249 |  | 05/25/2023 | 60177 | 203324439 | 05/25/2023
Johnson Controls, Inc. | FRASER-JOHNSTON BY JOHNSON CONTROLS | TL9E060B12UH11 | Federally-Regulated Consumer Product | Non-Weatherized, Condensing Ga | 1192 | 242 |  | 05/25/2023 | 60502 | 204577673 | 05/25/2023
Johnson Controls, Inc. | FRASER-JOHNSTON BY JOHNSON CONTROLS | TM9Y100C16MP11 | Federally-Regulated Consumer Product | Non-Weatherized, Condensing Ga | 1497 | 256 |  | 05/25/2023 | 64620 | 8412998 | 05/25/2023
Johnson Controls, Inc. | FRASER-JOHNSTON BY JOHNSON CONTROLS | PHG6B481002X4 | Federally-Regulated Consumer Product | Weatherized Non-Condensing Gas | 1694 | 272 |  | 05/25/2023 | 65340 | 207886748 | 05/25/2023
Johnson Controls, Inc. | FRASER-JOHNSTON BY JOHNSON CONTROLS | TM8Y080C16MP11 | Federally-Regulated Consumer Product | Non-Weatherized, Non-Condensin | 1628 | 249 |  | 05/25/2023 | 51991 | 8413061 | 05/25/2023
Johnson Controls, Inc. | FRASER-JOHNSTON BY JOHNSON CONTROLS | TM8V080C16MP12 | Federally-Regulated Consumer Product | Non-Weatherized, Non-Condensin | 1715 | 252 |  | 05/25/2023 | 52202 | 204829723 | 05/25/2023
Johnson Controls, Inc. | FRASER-JOHNSTON BY JOHNSON CONTROLS | Z8ESE060A12SMPS1 | Federally-Regulated Consumer Product | Non-Weatherized, Non-Condensin | 1336 | 240 |  | 05/25/2023 | 60538 | 211900189 | 05/25/2023
Johnson Controls, Inc. | FRASER-JOHNSTON BY JOHNSON CONTROLS | TM8E040A12MP11 | Federally-Regulated Consumer Product | Non-Weatherized, Non-Condensin | 1303 | 235 |  | 05/25/2023 | 39958 | 203324353 | 05/25/2023
Johnson Controls, Inc. | FRASER-JOHNSTON BY JOHNSON CONTROLS | TM8E080C20MP11 | Federally-Regulated Consumer Product | Non-Weatherized, Non-Condensin | 2104 | 269 |  | 05/25/2023 | 80073 | 203324357 | 05/25/2023
Johnson Controls, Inc. | FRASER-JOHNSTON BY JOHNSON CONTROLS | PCG4A421002X4 | Federally-Regulated Consumer Product | Weatherized Non-Condensing Gas | 1919 | 282 |  | 05/25/2023 | 99730 | 206077443 | 05/25/2023
Johnson Controls, Inc. | FRASER-JOHNSTON BY JOHNSON CONTROLS | TM9Y040A10MP11 | Federally-Regulated Consumer Product | Non-Weatherized, Condensing Ga | 1080 | 238 |  | 05/25/2023 | 26037 | 8412994 | 05/25/2023
Johnson Controls, Inc. | FRASER-JOHNSTON BY JOHNSON CONTROLS | PHG4A300752X4 | Federally-Regulated Consumer Product | Weatherized Non-Condensing Gas | 1378 | 258 |  | 05/25/2023 | 75000 | 206338239 | 05/25/2023
Johnson Controls, Inc. | FRASER-JOHNSTON BY JOHNSON CONTROLS | TMLE100C20MP11 | Federally-Regulated Consumer Product | Non-Weatherized, Non-Condensin | 2201 | 273 |  | 05/25/2023 | 99043 | 203489636 | 05/25/2023
Johnson Controls, Inc. | FRASER-JOHNSTON BY JOHNSON CONTROLS | TM9E100C20MP12 | Federally-Regulated Consumer Product | Non-Weatherized, Condensing Ga | 2077 | 281 |  | 05/25/2023 | 99242 | 203324444 | 05/25/2023
Johnson Controls, Inc. | FRASER-JOHNSTON BY JOHNSON CONTROLS | Z8ES080B12SMPS1 | Federally-Regulated Consumer Product | Non-Weatherized, Non-Condensin | 1601 | 251 |  | 05/25/2023 | 80463 | 211900190 | 05/25/2023
Johnson Controls, Inc. | FRASER-JOHNSTON BY JOHNSON CONTROLS | PCG4A240502L1 | Federally-Regulated Consumer Product | Weatherized Non-Condensing Gas | 1178 | 250 |  | 05/25/2023 | 50589 | 205963007 | 05/25/2023
Johnson Controls, Inc. | FRASER-JOHNSTON BY JOHNSON CONTROLS | TM8E060A12MP11 | Federally-Regulated Consumer Product | Non-Weatherized, Non-Condensin | 1311 | 235 |  | 05/25/2023 | 60267 | 203324354 | 05/25/2023
Johnson Controls, Inc. | FRASER-JOHNSTON BY JOHNSON CONTROLS | TM8E100C16MP11 | Federally-Regulated Consumer Product | Non-Weatherized, Non-Condensin | 1717 | 252 |  | 05/25/2023 | 99043 | 203324359 | 05/25/2023
Johnson Controls, Inc. | FRASER-JOHNSTON BY JOHNSON CONTROLS | TM9E120D20MP12 | Federally-Regulated Consumer Product | Non-Weatherized, Condensing Ga | 2082 | 281 |  | 05/25/2023 | 121927 | 203324445 | 05/25/2023
Johnson Controls, Inc. | FRASER-JOHNSTON BY JOHNSON CONTROLS | Z8ES080C20SMPS1 | Federally-Regulated Consumer Product | Non-Weatherized, Non-Condensin | 1904 | 264 |  | 05/25/2023 | 79768 | 211900192 | 05/25/2023
Johnson Controls, Inc. | FRASER-JOHNSTON BY JOHNSON CONTROLS | PCG6A240502X4 | Federally-Regulated Consumer Product | Weatherized Non-Condensing Gas | 1106 | 246 |  | 05/25/2023 | 32930 | 206136938 | 05/25/2023
Johnson Controls, Inc. | FRASER-JOHNSTON BY JOHNSON CONTROLS | TM8E080B12MP11 | Federally-Regulated Consumer Product | Non-Weatherized, Non-Condensin | 1290 | 234 |  | 05/25/2023 | 79548 | 203324355 | 05/25/2023
Johnson Controls, Inc. | FRASER-JOHNSTON BY JOHNSON CONTROLS | PHG4B421002X4 | Federally-Regulated Consumer Product | Weatherized Non-Condensing Gas | 1590 | 268 |  | 05/25/2023 | 98490 | 206338260 | 05/25/2023
Johnson Controls, Inc. | FRASER-JOHNSTON BY JOHNSON CONTROLS | PHG4B481002X4 | Federally-Regulated Consumer Product | Weatherized Non-Condensing Gas | 1939 | 283 |  | 05/25/2023 | 100440 | 206338267 | 05/25/2023
Johnson Controls, Inc. | FRASER-JOHNSTON BY JOHNSON CONTROLS | Z8ES100C16SMPS1 | Federally-Regulated Consumer Product | Non-Weatherized, Non-Condensin | 1748 | 258 |  | 05/25/2023 | 101093 | 211900194 | 05/25/2023
Johnson Controls, Inc. | FRASER-JOHNSTON BY JOHNSON CONTROLS | TM9E080B12MP12 | Federally-Regulated Consumer Product | Non-Weatherized, Condensing Ga | 1468 | 254 |  | 05/25/2023 | 80561 | 203324440 | 05/25/2023
Johnson Controls, Inc. | FRASER-JOHNSTON BY JOHNSON CONTROLS | PHG4A240752X4 | Federally-Regulated Consumer Product | Weatherized Non-Condensing Gas | 1298 | 255 |  | 05/25/2023 | 75357 | 206338232 | 05/25/2023
Johnson Controls, Inc. | FRASER-JOHNSTON BY JOHNSON CONTROLS | PCG6B600652X4 | Federally-Regulated Consumer Product | Weatherized Non-Condensing Gas | 2129 | 291 |  | 05/25/2023 | 43020 | 206136980 | 05/25/2023
Johnson Controls, Inc. | FRASER-JOHNSTON BY JOHNSON CONTROLS | PCG4B480652X4 | Federally-Regulated Consumer Product | Weatherized Non-Condensing Gas | 1990 | 285 |  | 05/25/2023 | 65280 | 206077548 | 05/25/2023
Johnson Controls, Inc. | FRASER-JOHNSTON BY JOHNSON CONTROLS | TM9E040A10MP12 | Federally-Regulated Consumer Product | Non-Weatherized, Condensing Ga | 1058 | 237 |  | 05/25/2023 | 39882 | 203324437 | 05/25/2023
Johnson Controls, Inc. | FRASER-JOHNSTON BY JOHNSON CONTROLS | PCG4A300752X4 | Federally-Regulated Consumer Product | Weatherized Non-Condensing Gas | 1418 | 260 |  | 05/25/2023 | 75070 | 206077394 | 05/25/2023
Johnson Controls, Inc. | FRASER-JOHNSTON BY JOHNSON CONTROLS | PCG6B480652X4 | Federally-Regulated Consumer Product | Weatherized Non-Condensing Gas | 1912 | 282 |  | 05/25/2023 | 42790 | 206136959 | 05/25/2023
Johnson Controls, Inc. | FRASER-JOHNSTON BY JOHNSON CONTROLS | PCG6A361002X4 | Federally-Regulated Consumer Product | Weatherized Non-Condensing Gas | 1620 | 269 |  | 05/25/2023 | 64980 | 206168431 | 05/25/2023
Johnson Controls, Inc. | FRASER-JOHNSTON BY JOHNSON CONTROLS | TM9Y120D20MP11 | Federally-Regulated Consumer Product | Non-Weatherized, Condensing Ga | 1931 | 274 |  | 05/25/2023 | 78281 | 8413000 | 05/25/2023
Johnson Controls, Inc. | FRASER-JOHNSTON BY JOHNSON CONTROLS | PCG4A361002X4 | Federally-Regulated Consumer Product | Weatherized Non-Condensing Gas | 1579 | 267 |  | 05/25/2023 | 99090 | 206077424 | 05/25/2023
Johnson Controls, Inc. | FRASER-JOHNSTON BY JOHNSON CONTROLS | Z8ES130D20SMPS1 | Federally-Regulated Consumer Product | Non-Weatherized, Non-Condensin | 2041 | 270 |  | 05/25/2023 | 131773 | 211900198 | 05/25/2023
Johnson Controls, Inc. | FRASER-JOHNSTON BY JOHNSON CONTROLS | Z8ES120C20LMPS1 | Federally-Regulated Consumer Product | Non-Weatherized, Non-Condensin | 1968 | 267 |  | 05/25/2023 | 119627 | 211900252 | 05/25/2023
Johnson Controls, Inc. | FRASER-JOHNSTON BY JOHNSON CONTROLS | Z8ES040A12LMPS1 | Federally-Regulated Consumer Product | Non-Weatherized, Non-Condensin | 1353 | 240 |  | 05/25/2023 | 40218 | 211900243 | 05/25/2023
Johnson Controls, Inc. | FRASER-JOHNSTON BY JOHNSON CONTROLS | PHG6B361002X4 | Federally-Regulated Consumer Product | Weatherized Non-Condensing Gas | 1437 | 261 |  | 05/25/2023 | 64860 | 207886747 | 05/25/2023
Johnson Controls, Inc. | FRASER-JOHNSTON BY JOHNSON CONTROLS | TM8V100C20MP12 | Federally-Regulated Consumer Product | Non-Weatherized, Non-Condensin | 2291 | 277 |  | 05/25/2023 | 65187 | 204829731 | 05/25/2023
Johnson Controls, Inc. | FRASER-JOHNSTON BY JOHNSON CONTROLS | Z8ES130D20LMPS1 | Federally-Regulated Consumer Product | Non-Weatherized, Non-Condensin | 2041 | 270 |  | 05/25/2023 | 131773 | 211900253 | 05/25/2023
Johnson Controls, Inc. | FRASER-JOHNSTON BY JOHNSON CONTROLS | PCG4B480652L1 | Federally-Regulated Consumer Product | Weatherized Non-Condensing Gas | 2004 | 286 |  | 05/25/2023 | 65012 | 205963017 | 05/25/2023
Johnson Controls, Inc. | FRASER-JOHNSTON BY JOHNSON CONTROLS | TM9E026A08MP12 | Federally-Regulated Consumer Product | Non-Weatherized, Condensing Ga | 788 | 229 |  | 05/25/2023 | 26077 | 206428676 | 05/25/2023
Johnson Controls, Inc. | FRASER-JOHNSTON BY JOHNSON CONTROLS | PHG4B481252X4 | Federally-Regulated Consumer Product | Weatherized Non-Condensing Gas | 2057 | 288 |  | 05/25/2023 | 125500 | 206338274 | 05/25/2023
Johnson Controls, Inc. | FRASER-JOHNSTON BY JOHNSON CONTROLS | PCG6B601252X4 | Federally-Regulated Consumer Product | Weatherized Non-Condensing Gas | 1949 | 283 |  | 05/25/2023 | 82720 | 206136994 | 05/25/2023
Johnson Controls, Inc. | FRASER-JOHNSTON BY JOHNSON CONTROLS | PCG4A240502X4 | Federally-Regulated Consumer Product | Weatherized Non-Condensing Gas | 1157 | 249 |  | 05/25/2023 | 50486 | 206077363 | 05/25/2023
Johnson Controls, Inc. | FRASER-JOHNSTON BY JOHNSON CONTROLS | TMLE080B12MP11 | Federally-Regulated Consumer Product | Non-Weatherized, Non-Condensin | 1311 | 235 |  | 05/25/2023 | 79634 | 203489606 | 05/25/2023
Johnson Controls, Inc. | FRASER-JOHNSTON BY JOHNSON CONTROLS | PCG4B600652L1 | Federally-Regulated Consumer Product | Weatherized Non-Condensing Gas | 2399 | 303 |  | 05/25/2023 | 65483 | 205963022 | 05/25/2023
Johnson Controls, Inc. | FRASER-JOHNSTON BY JOHNSON CONTROLS | PCG4A300502X4 | Federally-Regulated Consumer Product | Weatherized Non-Condensing Gas | 1205 | 251 |  | 05/25/2023 | 50202 | 206077385 | 05/25/2023
Johnson Controls, Inc. | FRASER-JOHNSTON BY JOHNSON CONTROLS | TM8E100C20MP11 | Federally-Regulated Consumer Product | Non-Weatherized, Non-Condensin | 2196 | 273 |  | 05/25/2023 | 99867 | 203324360 | 05/25/2023
Johnson Controls, Inc. | FRASER-JOHNSTON BY JOHNSON CONTROLS | PCG6B601002X4 | Federally-Regulated Consumer Product | Weatherized Non-Condensing Gas | 2182 | 294 |  | 05/25/2023 | 65270 | 206136987 | 05/25/2023
Johnson Controls, Inc. | FRASER-JOHNSTON BY JOHNSON CONTROLS | TM8E120C16MP11 | Federally-Regulated Consumer Product | Non-Weatherized, Non-Condensin | 1719 | 252 |  | 05/25/2023 | 118964 | 203324361 | 05/25/2023
Johnson Controls, Inc. | FRASER-JOHNSTON BY JOHNSON CONTROLS | TL8E080C16UH11 | Federally-Regulated Consumer Product | Non-Weatherized, Non-Condensin | 1616 | 248 |  | 05/25/2023 | 79486 | 203324242 | 05/25/2023
Johnson Controls, Inc. | FRASER-JOHNSTON BY JOHNSON CONTROLS | PCG4A360502X4 | Federally-Regulated Consumer Product | Weatherized Non-Condensing Gas | 1645 | 270 |  | 05/25/2023 | 50100 | 206077403 | 05/25/2023
Johnson Controls, Inc. | FRASER-JOHNSTON BY JOHNSON CONTROLS | Z8ES080B12LMPS1 | Federally-Regulated Consumer Product | Non-Weatherized, Non-Condensin | 1601 | 251 |  | 05/25/2023 | 80463 | 211900245 | 05/25/2023
Johnson Controls, Inc. | FRASER-JOHNSTON BY JOHNSON CONTROLS | TM9E060A10MP12 | Federally-Regulated Consumer Product | Non-Weatherized, Condensing Ga | 1353 | 249 |  | 05/25/2023 | 60123 | 203324438 | 05/25/2023
Johnson Controls, Inc. | FRASER-JOHNSTON BY JOHNSON CONTROLS | PCG6A240752X4 | Federally-Regulated Consumer Product | Weatherized Non-Condensing Gas | 1137 | 248 |  | 05/25/2023 | 49870 | 206136945 | 05/25/2023
Johnson Controls, Inc. | FRASER-JOHNSTON BY JOHNSON CONTROLS | PCG4A240752X4 | Federally-Regulated Consumer Product | Weatherized Non-Condensing Gas | 1221 | 251 |  | 05/25/2023 | 75841 | 206077373 | 05/25/2023
Johnson Controls, Inc. | FRASER-JOHNSTON BY JOHNSON CONTROLS | PCG4B600652X4 | Federally-Regulated Consumer Product | Weatherized Non-Condensing Gas | 2322 | 300 |  | 05/25/2023 | 64850 | 206077569 | 05/25/2023
Johnson Controls, Inc. | FRASER-JOHNSTON BY JOHNSON CONTROLS | TM9Y060B12MP11 | Federally-Regulated Consumer Product | Non-Weatherized, Condensing Ga | 1273 | 246 |  | 05/25/2023 | 38955 | 8412995 | 05/25/2023
Johnson Controls, Inc. | FRASER-JOHNSTON BY JOHNSON CONTROLS | PCG4B601252X4 | Federally-Regulated Consumer Product | Weatherized Non-Condensing Gas | 2356 | 301 |  | 05/25/2023 | 124100 | 206077583 | 05/25/2023
Johnson Controls, Inc. | FRASER-JOHNSTON BY JOHNSON CONTROLS | Z8ES100B12SMPS1 | Federally-Regulated Consumer Product | Non-Weatherized, Non-Condensin | 1557 | 249 |  | 05/25/2023 | 100520 | 211900193 | 05/25/2023
Johnson Controls, Inc. | FRASER-JOHNSTON BY JOHNSON CONTROLS | TMLE080C20MP11 | Federally-Regulated Consumer Product | Non-Weatherized, Non-Condensin | 2104 | 269 |  | 05/25/2023 | 80073 | 203489618 | 05/25/2023
Johnson Controls, Inc. | FRASER-JOHNSTON BY JOHNSON CONTROLS | TL9E100C20UH11 | Federally-Regulated Consumer Product | Non-Weatherized, Condensing Ga | 2139 | 283 |  | 05/25/2023 | 100777 | 204577678 | 05/25/2023
Johnson Controls, Inc. | FRASER-JOHNSTON BY JOHNSON CONTROLS | PCG6B481002X4 | Federally-Regulated Consumer Product | Weatherized Non-Condensing Gas | 1847 | 279 |  | 05/25/2023 | 64960 | 206136966 | 05/25/2023
Johnson Controls, Inc. | FRASER-JOHNSTON BY JOHNSON CONTROLS | TM9Y100C20MP11 | Federally-Regulated Consumer Product | Non-Weatherized, Condensing Ga | 1827 | 270 |  | 05/25/2023 | 65485 | 8412999 | 05/25/2023
Johnson Controls, Inc. | FRASER-JOHNSTON BY JOHNSON CONTROLS | TM8V120C20MP12 | Federally-Regulated Consumer Product | Non-Weatherized, Non-Condensin | 2418 | 283 |  | 05/25/2023 | 78381 | 204829735 | 05/25/2023
Johnson Controls, Inc. | FRASER-JOHNSTON BY JOHNSON CONTROLS | TM9Y080C16MP11 | Federally-Regulated Consumer Product | Non-Weatherized, Condensing Ga | 1404 | 252 |  | 05/25/2023 | 52617 | 8412997 | 05/25/2023
Johnson Controls, Inc. | FRASER-JOHNSTON BY JOHNSON CONTROLS | TMLE120C16MP11 | Federally-Regulated Consumer Product | Non-Weatherized, Non-Condensin | 1719 | 252 |  | 05/25/2023 | 118964 | 203489642 | 05/25/2023
Johnson Controls, Inc. | FRASER-JOHNSTON BY JOHNSON CONTROLS | TM8Y120C20MP11 | Federally-Regulated Consumer Product | Non-Weatherized, Non-Condensin | 1967 | 263 |  | 05/25/2023 | 78553 | 8413064 | 05/25/2023
Johnson Controls, Inc. | FRASER-JOHNSTON BY JOHNSON CONTROLS | Z8ES100C20SMPS1 | Federally-Regulated Consumer Product | Non-Weatherized, Non-Condensin | 1937 | 266 |  | 05/25/2023 | 99769 | 211900195 | 05/25/2023
Johnson Controls, Inc. | FRASER-JOHNSTON BY JOHNSON CONTROLS | TMLE120C20MP11 | Federally-Regulated Consumer Product | Non-Weatherized, Non-Condensin | 2201 | 273 |  | 05/25/2023 | 119730 | 203489648 | 05/25/2023
Johnson Controls, Inc. | FRASER-JOHNSTON BY JOHNSON CONTROLS | TM8Y080B12MP11 | Federally-Regulated Consumer Product | Non-Weatherized, Non-Condensin | 1373 | 238 |  | 05/25/2023 | 52180 | 8413060 | 05/25/2023
Johnson Controls, Inc. | FRASER-JOHNSTON BY JOHNSON CONTROLS | Z8ES100C20LMPS1 | Federally-Regulated Consumer Product | Non-Weatherized, Non-Condensin | 1937 | 266 |  | 05/25/2023 | 99769 | 211900250 | 05/25/2023
Johnson Controls, Inc. | FRASER-JOHNSTON BY JOHNSON CONTROLS | Z8ES080C20LMPS1 | Federally-Regulated Consumer Product | Non-Weatherized, Non-Condensin | 1904 | 264 |  | 05/25/2023 | 79768 | 211900247 | 05/25/2023
Johnson Controls, Inc. | FRASER-JOHNSTON BY JOHNSON CONTROLS | Z8ES080C16SMPS1 | Federally-Regulated Consumer Product | Non-Weatherized, Non-Condensin | 1687 | 255 |  | 05/25/2023 | 79867 | 211900191 | 05/25/2023
Johnson Controls, Inc. | FRASER-JOHNSTON BY JOHNSON CONTROLS | Z8ESE060A12LMPS1 | Federally-Regulated Consumer Product | Non-Weatherized, Non-Condensin | 1336 | 240 |  | 05/25/2023 | 60538 | 211900244 | 05/25/2023
Johnson Controls, Inc. | FRASER-JOHNSTON BY JOHNSON CONTROLS | Z8ES120C16SMPS1 | Federally-Regulated Consumer Product | Non-Weatherized, Non-Condensin | 2014 | 269 |  | 05/25/2023 | 120343 | 211900196 | 05/25/2023
Johnson Controls, Inc. | FRASER-JOHNSTON BY JOHNSON CONTROLS | TMLE080C16MP11 | Federally-Regulated Consumer Product | Non-Weatherized, Non-Condensin | 1616 | 248 |  | 05/25/2023 | 79634 | 203489612 | 05/25/2023
Johnson Controls, Inc. | FRASER-JOHNSTON BY JOHNSON CONTROLS | TMLE060A12MP11 | Federally-Regulated Consumer Product | Non-Weatherized, Non-Condensin | 1311 | 235 |  | 05/25/2023 | 60267 | 203489600 | 05/25/2023
Johnson Controls, Inc. | FRASER-JOHNSTON BY JOHNSON CONTROLS | TMLE130D20MP11 | Federally-Regulated Consumer Product | Non-Weatherized, Non-Condensin | 2178 | 272 |  | 05/25/2023 | 130606 | 203489654 | 05/25/2023
Johnson Controls, Inc. | FRASER-JOHNSTON BY JOHNSON CONTROLS | TM8V060A12MP12 | Federally-Regulated Consumer Product | Non-Weatherized, Non-Condensin | 1387 | 238 |  | 05/25/2023 | 39193 | 204829715 | 05/25/2023
Johnson Controls, Inc. | FRASER-JOHNSTON BY JOHNSON CONTROLS | TMLE040A12MP11 | Federally-Regulated Consumer Product | Non-Weatherized, Non-Condensin | 1303 | 235 |  | 05/25/2023 | 39958 | 203489594 | 05/25/2023
Johnson Controls, Inc. | FRASER-JOHNSTON BY JOHNSON CONTROLS | Z8ES100C16LMPS1 | Federally-Regulated Consumer Product | Non-Weatherized, Non-Condensin | 1748 | 258 |  | 05/25/2023 | 101093 | 211900249 | 05/25/2023
Johnson Controls, Inc. | FRASER-JOHNSTON BY JOHNSON CONTROLS | TL8E060A12UH11 | Federally-Regulated Consumer Product | Non-Weatherized, Non-Condensin | 1182 | 229 |  | 05/25/2023 | 60391 | 204463266 | 05/25/2023
Johnson Controls, Inc. | FRASER-JOHNSTON BY JOHNSON CONTROLS | TMLE100C16MP11 | Federally-Regulated Consumer Product | Non-Weatherized, Non-Condensin | 1717 | 252 |  | 05/25/2023 | 99043 | 203489630 | 05/25/2023
Johnson Controls, Inc. | FRASER-JOHNSTON BY JOHNSON CONTROLS | TM8Y100C16MP11 | Federally-Regulated Consumer Product | Non-Weatherized, Non-Condensin | 1600 | 247 |  | 05/25/2023 | 65143 | 8413062 | 05/25/2023
Johnson Controls, Inc. | FRASER-JOHNSTON BY JOHNSON CONTROLS | Z8ES120C16LMPS1 | Federally-Regulated Consumer Product | Non-Weatherized, Non-Condensin | 2014 | 269 |  | 05/25/2023 | 120343 | 211900251 | 05/25/2023
Johnson Controls, Inc. | FRASER-JOHNSTON BY JOHNSON CONTROLS | TMLE100B12MP11 | Federally-Regulated Consumer Product | Non-Weatherized, Non-Condensin | 1560 | 246 |  | 05/25/2023 | 100501 | 203489624 | 05/25/2023
Allied Air | Century | TGRG601261P-2 | Federally-Regulated Consumer Product | Weatherized Non-Condensing Gas | 1881 | 282 | 282 | 11/10/2022 | 125813 | 206901358 | 05/25/2023
Allied Air | Century | GDD95C090C4M | Federally-Regulated Consumer Product | Non-Weatherized, Condensing Ga | 1576 | 264 |  | 03/10/2023 | 87636 | 202195684 | 05/25/2023
Allied Air | Century | TGRG36901M-* | Federally-Regulated Consumer Product | Weatherized Non-Condensing Gas | 1382 | 260 | 260 | 11/10/2022 | 89107 | 204029799 | 05/25/2023
Allied Air | Century | GUH97M135C5M | Federally-Regulated Consumer Product | Non-Weatherized, Condensing Ga | 2125 | 197 | 288.5 | 10/04/2019 |  |  | 05/25/2023
Allied Air | Century | GUH96T090C5M-* | Federally-Regulated Consumer Product | Non-Weatherized, Condensing Ga | 2215 | 292 | 292 | 11/18/2020 | 56766 | 204388837 | 05/25/2023
Allied Air | Century | GUH95C110C5M | Federally-Regulated Consumer Product | Non-Weatherized, Condensing Ga | 1988 | 282 |  | 01/26/2022 | 109853 | 202195680 | 05/25/2023
Allied Air | Century | GUH97M090C5M | Federally-Regulated Consumer Product | Non-Weatherized, Condensing Ga | 2103 | 288 | 288 | 11/18/2020 | 35270 | 202443440 | 05/25/2023
Allied Air | Century | GUH97M070B3M | Federally-Regulated Consumer Product | Non-Weatherized, Condensing Ga | 1528 | 262 | 262 | 11/18/2020 | 26717 | 202443434 | 05/25/2023
Allied Air | Century | TGRG24541P-2 | Federally-Regulated Consumer Product | Weatherized Non-Condensing Gas | 1049 | 243 | 245 | 11/10/2022 | 53316 | 206901340 | 05/25/2023
Allied Air | Century | GUH80C135D5M | Federally-Regulated Consumer Product | Non-Weatherized, Non-Condensin | 2248 | 281 | 281 | 11/18/2020 | 132455 | 204717613 | 05/25/2023
Allied Air | Century | TGRG24541M-* | Federally-Regulated Consumer Product | Weatherized Non-Condensing Gas | 1049 | 243 | 245 | 11/10/2022 | 53316 | 204029793 | 05/25/2023
Allied Air | Century | GUH80C110C5M | Federally-Regulated Consumer Product | Non-Weatherized, Non-Condensin | 2053 | 272 | 272 | 11/18/2020 | 109478 | 204717611 | 05/25/2023
Allied Air | Century | TGRG48108M-* | Federally-Regulated Consumer Product | Weatherized Non-Condensing Gas | 1751 | 276 | 276 | 11/10/2022 | 106967 | 204029802 | 05/25/2023
Allied Air | Century | GDD95C070B4M | Federally-Regulated Consumer Product | Non-Weatherized, Condensing Ga | 1634 | 267 |  | 03/10/2023 | 65373 | 202195683 | 05/25/2023
Allied Air | Century | GUH92C110C5M | Federally-Regulated Consumer Product | Non-Weatherized, Condensing Ga | 1966 | 282 | 282 | 11/18/2020 | 110142 | 204713853 | 05/25/2023
Allied Air | Century | TGRG48126M-* | Federally-Regulated Consumer Product | Weatherized Non-Condensing Gas | 1898 | 280 | 283 | 11/10/2022 | 126349 | 204029803 | 05/25/2023
Allied Air | Century | GDD95C045B3M | Federally-Regulated Consumer Product | Non-Weatherized, Condensing Ga | 1222 | 249 |  | 03/10/2023 | 44213 | 202195682 | 05/25/2023
Allied Air | Century | GDD80C090B4M | Federally-Regulated Consumer Product | Non-Weatherized, Non-Condensin | 1639 | 254 | 254 | 11/18/2020 | 87767 | 204717619 | 05/25/2023
Allied Air | Century | GUH80C090C5M | Federally-Regulated Consumer Product | Non-Weatherized, Non-Condensin | 2081 | 274 | 274 | 11/18/2020 | 87931 | 204717609 | 05/25/2023
Allied Air | Century | GUH95C090C4M | Federally-Regulated Consumer Product | Non-Weatherized, Condensing Ga | 1535 | 263 | 263 | 11/18/2020 | 88204 | 202195679 | 05/25/2023
Allied Air | Century | TGRG60108M-* | Federally-Regulated Consumer Product | Weatherized Non-Condensing Gas | 1964 | 285 | 285 | 11/10/2022 | 107727 | 204029804 | 05/25/2023
Allied Air | Century | GDD80C070B3M | Federally-Regulated Consumer Product | Non-Weatherized, Non-Condensin | 1369 | 242 | 242 | 11/18/2020 | 66107 | 204717617 | 05/25/2023
Allied Air | Century | GUH96T090C3M-* | Federally-Regulated Consumer Product | Non-Weatherized, Condensing Ga | 1395 | 256 | 256 | 11/18/2020 | 57347 | 204388839 | 05/25/2023
Allied Air | Century | GUH96T135D5M-* | Federally-Regulated Consumer Product | Non-Weatherized, Condensing Ga | 2135 | 289 | 289 | 11/18/2020 | 86786 | 204388843 | 05/25/2023
Allied Air | Century | TGRG601081P-2 | Federally-Regulated Consumer Product | Weatherized Non-Condensing Gas | 1964 | 285 | 285 | 11/10/2022 | 107727 | 206901356 | 05/25/2023
Allied Air | Century | TGRG42901P-2 | Federally-Regulated Consumer Product | Weatherized Non-Condensing Gas | 1348 | 254 | 258 | 11/10/2022 | 88991 | 206901352 | 05/25/2023
Allied Air | Century | TGRG30721P-2 | Federally-Regulated Consumer Product | Weatherized Non-Condensing Gas | 1100 | 247 | 247 | 11/10/2022 | 71693 | 206901346 | 05/25/2023
Allied Air | Century | GUH96T045B3M-* | Federally-Regulated Consumer Product | Non-Weatherized, Condensing Ga | 1310 | 253 | 253 | 11/18/2020 | 28806 | 204388832 | 05/25/2023
Allied Air | Century | GUH96T070B3M-* | Federally-Regulated Consumer Product | Non-Weatherized, Condensing Ga | 1413 | 257 | 257 | 11/18/2020 | 43058 | 204388834 | 05/25/2023
Allied Air | Century | GUH96T110C5M-* | Federally-Regulated Consumer Product | Non-Weatherized, Condensing Ga | 2083 | 287 | 287 | 11/18/2020 | 71341 | 204388841 | 05/25/2023
Allied Air | Century | GDD80C045A3M | Federally-Regulated Consumer Product | Non-Weatherized, Non-Condensin | 1233 | 236 | 236 | 11/18/2020 | 44020 | 204717615 | 05/25/2023
Allied Air | Century | TGRG24721P-2 | Federally-Regulated Consumer Product | Weatherized Non-Condensing Gas | 1100 | 247 | 247 | 11/10/2022 | 71693 | 206901342 | 05/25/2023
Allied Air | Century | GUH92C090C4M | Federally-Regulated Consumer Product | Non-Weatherized, Condensing Ga | 1652 | 268 | 268 | 11/18/2020 | 87424 | 204713849 | 05/25/2023
Allied Air | Century | GUH97M090C3M | Federally-Regulated Consumer Product | Non-Weatherized, Condensing Ga | 1469 | 260 | 260 | 11/18/2020 | 35645 | 202443436 | 05/25/2023
Allied Air | Century | TGRG36901P-2 | Federally-Regulated Consumer Product | Weatherized Non-Condensing Gas | 1382 | 260 | 260 | 11/10/2022 | 89107 | 206901350 | 05/25/2023
Allied Air | Century | GUH95C045B3M | Federally-Regulated Consumer Product | Non-Weatherized, Condensing Ga | 1282 | 251 | 251 | 11/18/2020 | 43901 | 202195677 | 05/25/2023
Allied Air | Century | TGRG60126M-* | Federally-Regulated Consumer Product | Weatherized Non-Condensing Gas | 1881 | 282 | 282 | 11/10/2022 | 125813 | 204029805 | 05/25/2023
Allied Air | Century | GUH80C070B3M | Federally-Regulated Consumer Product | Non-Weatherized, Non-Condensin | 1361 | 242 | 242 | 11/18/2020 | 65645 | 204717605 | 05/25/2023
Allied Air | Century | GUH92C110C4M | Federally-Regulated Consumer Product | Non-Weatherized, Condensing Ga | 1574 | 264 | 264 | 11/18/2020 | 109805 | 204713851 | 05/25/2023
Allied Air | Century | TGRG30541P-2 | Federally-Regulated Consumer Product | Weatherized Non-Condensing Gas | 1049 | 243 | 245 | 11/10/2022 | 53316 | 206901344 | 05/25/2023
Allied Air | Century | TGRG30721M-* | Federally-Regulated Consumer Product | Weatherized Non-Condensing Gas | 1100 | 247 | 247 | 11/10/2022 | 71693 | 204029796 | 05/25/2023
Allied Air | Century | GDD92C070B3M | Federally-Regulated Consumer Product | Non-Weatherized, Condensing Ga | 1331 | 254 | 254 | 11/18/2020 | 66519 | 204713857 | 05/25/2023
Allied Air | Century | GUH80C045A3M | Federally-Regulated Consumer Product | Non-Weatherized, Non-Condensin | 1249 | 175 |  | 07/22/2020 | 43950 | 204717603 | 05/25/2023
Allied Air | Century | GDD95C110C5M | Federally-Regulated Consumer Product | Non-Weatherized, Condensing Ga | 2110 | 288 |  | 03/10/2023 | 110927 | 202195685 | 05/25/2023
Allied Air | Century | TGRG42901M-* | Federally-Regulated Consumer Product | Weatherized Non-Condensing Gas | 1348 | 254 | 258 | 11/10/2022 | 88991 | 204029801 | 05/25/2023
Allied Air | Century | TGRG42721M-* | Federally-Regulated Consumer Product | Weatherized Non-Condensing Gas | 1299 | 256 | 256 | 11/10/2022 | 71694 | 204029800 | 05/25/2023
Allied Air | Century | TGRG30541M-* | Federally-Regulated Consumer Product | Weatherized Non-Condensing Gas | 1049 | 243 | 245 | 11/10/2022 | 53316 | 204029795 | 05/25/2023
Allied Air | Century | GDD92C090C4M | Federally-Regulated Consumer Product | Non-Weatherized, Condensing Ga | 1659 | 268 | 268 | 11/18/2020 | 87251 | 204713859 | 05/25/2023
Allied Air | Century | TGRG36541M-* | Federally-Regulated Consumer Product | Weatherized Non-Condensing Gas | 1343 | 258 | 258 | 11/10/2022 | 54039 | 204029797 | 05/25/2023
Allied Air | Century | TGRG481081P-2 | Federally-Regulated Consumer Product | Weatherized Non-Condensing Gas | 1751 | 276 | 276 | 11/10/2022 | 106967 | 206901354 | 05/25/2023
Allied Air | Century | GUH95C070B3M | Federally-Regulated Consumer Product | Non-Weatherized, Condensing Ga | 1316 | 253 |  | 01/26/2022 | 66799 | 202195678 | 05/25/2023
Allied Air | Century | TGRG24721M-* | Federally-Regulated Consumer Product | Weatherized Non-Condensing Gas | 1100 | 247 | 247 | 11/10/2022 | 71693 | 204029794 | 05/25/2023
Allied Air | Century | GUH97M090C4M | Federally-Regulated Consumer Product | Non-Weatherized, Condensing Ga | 1892 | 278 | 278 | 11/18/2020 | 35773 | 202443438 | 05/25/2023
Allied Air | Century | GUH95C135D5M | Federally-Regulated Consumer Product | Non-Weatherized, Condensing Ga | 2215 | 292 |  | 03/10/2023 | 130202 | 202195681 | 05/25/2023
Allied Air | Century | GUH97M110C5M | Federally-Regulated Consumer Product | Non-Weatherized, Condensing Ga | 2042 | 285 | 285 | 11/18/2020 | 43915 | 202443442 | 05/25/2023
Allied Air | Century | GUH80C090B4M | Federally-Regulated Consumer Product | Non-Weatherized, Non-Condensin | 1628 | 254 | 254 | 11/18/2020 | 87272 | 204717607 | 05/25/2023
Allied Air | Century | GDD80C110C5M | Federally-Regulated Consumer Product | Non-Weatherized, Non-Condensin | 2147 | 276 | 276 | 11/18/2020 | 111057 | 204717621 | 05/25/2023
Allied Air | Century | GDD92C045B3M | Federally-Regulated Consumer Product | Non-Weatherized, Condensing Ga | 1307 | 253 | 253 | 11/18/2020 | 43616 | 204713855 | 05/25/2023
Carrier Corp. - Indianapolis | ICP Commercial | PGD442060K**1K* | Federally-Regulated Consumer Product | Weatherized Non-Condensing Gas | 1478 | 264 |  | 05/25/2023 | 60485 | 212006540 | 05/25/2023
Carrier Corp. - Indianapolis | ICP Commercial | PGD430040K**0K* | Federally-Regulated Consumer Product | Weatherized Non-Condensing Gas | 1119 | 248 |  | 05/25/2023 | 40289 | 212006522 | 05/25/2023
Carrier Corp. - Indianapolis | ICP Commercial | PGR524040K**0K* | Federally-Regulated Consumer Product | Weatherized Non-Condensing Gas | 1066 | 245 |  | 05/25/2023 | 26216 | 212409757 | 05/25/2023
Carrier Corp. - Indianapolis | ICP Commercial | PGR536090K**1K* | Federally-Regulated Consumer Product | Weatherized Non-Condensing Gas | 1355 | 258 |  | 05/25/2023 | 59892 | 212409769 | 05/25/2023
Carrier Corp. - Indianapolis | ICP Commercial | PGD460130K**1K* | Federally-Regulated Consumer Product | Weatherized Non-Condensing Gas | 2038 | 288 |  | 05/25/2023 | 127500 | 212028262 | 05/25/2023
Carrier Corp. - Indianapolis | ICP Commercial | PGR548090K**2K* | Federally-Regulated Consumer Product | Weatherized Non-Condensing Gas | 1628 | 270 |  | 05/25/2023 | 90600 | 212410552 | 05/25/2023
Carrier Corp. - Indianapolis | ICP Commercial | PGR560090K**0K* | Federally-Regulated Consumer Product | Weatherized Non-Condensing Gas | 1763 | 276 |  | 05/25/2023 | 58303 | 212409763 | 05/25/2023
Carrier Corp. - Indianapolis | ICP Commercial | PGR548090K**0K* | Federally-Regulated Consumer Product | Weatherized Non-Condensing Gas | 1763 | 276 |  | 05/25/2023 | 58303 | 212409761 | 05/25/2023
Carrier Corp. - Indianapolis | ICP Commercial | PGD424060K**2K* | Federally-Regulated Consumer Product | Weatherized Non-Condensing Gas | 1073 | 246 |  | 05/25/2023 | 60498 | 212006547 | 05/25/2023
Carrier Corp. - Indianapolis | ICP Commercial | PGR524060K**0K* | Federally-Regulated Consumer Product | Weatherized Non-Condensing Gas | 1151 | 249 |  | 05/25/2023 | 39299 | 212409758 | 05/25/2023
Carrier Corp. - Indianapolis | ICP Commercial | PGR560115K**0K* | Federally-Regulated Consumer Product | Weatherized Non-Condensing Gas | 1746 | 275 |  | 05/25/2023 | 75885 | 212409764 | 05/25/2023
Carrier Corp. - Indianapolis | ICP Commercial | PGD424040K**1K* | Federally-Regulated Consumer Product | Weatherized Non-Condensing Gas | 1004 | 243 |  | 05/25/2023 | 39874 | 212006532 | 05/25/2023
Carrier Corp. - Indianapolis | ICP Commercial | PGD442090K**0K* | Federally-Regulated Consumer Product | Weatherized Non-Condensing Gas | 1434 | 262 |  | 05/25/2023 | 89946 | 212006528 | 05/25/2023
Carrier Corp. - Indianapolis | ICP Commercial | PGD460090K**0K* | Federally-Regulated Consumer Product | Weatherized Non-Condensing Gas | 2142 | 293 |  | 05/25/2023 | 89758 | 212028253 | 05/25/2023
Carrier Corp. - Indianapolis | ICP Commercial | PGR524060K**2K* | Federally-Regulated Consumer Product | Weatherized Non-Condensing Gas | 1136 | 248 |  | 05/25/2023 | 59157 | 212410550 | 05/25/2023
Carrier Corp. - Indianapolis | ICP Commercial | PGR536060K**1K* | Federally-Regulated Consumer Product | Weatherized Non-Condensing Gas | 1416 | 261 |  | 05/25/2023 | 39812 | 212409768 | 05/25/2023
Carrier Corp. - Indianapolis | ICP Commercial | PGR536090K**0K* | Federally-Regulated Consumer Product | Weatherized Non-Condensing Gas | 1355 | 258 |  | 05/25/2023 | 59892 | 212409760 | 05/25/2023
Carrier Corp. - Indianapolis | ICP Commercial | PGD448090K**0K* | Federally-Regulated Consumer Product | Weatherized Non-Condensing Gas | 2142 | 293 |  | 05/25/2023 | 89758 | 212006529 | 05/25/2023
Carrier Corp. - Indianapolis | ICP Commercial | PGD430040K**2K* | Federally-Regulated Consumer Product | Weatherized Non-Condensing Gas | 1121 | 248 |  | 05/25/2023 | 45305 | 212006549 | 05/25/2023
Carrier Corp. - Indianapolis | ICP Commercial | PGD424060K**0K* | Federally-Regulated Consumer Product | Weatherized Non-Condensing Gas | 1084 | 246 |  | 05/25/2023 | 60632 | 212006520 | 05/25/2023
Carrier Corp. - Indianapolis | ICP Commercial | PGD460115K**1K* | Federally-Regulated Consumer Product | Weatherized Non-Condensing Gas | 2156 | 293 |  | 05/25/2023 | 114957 | 212028260 | 05/25/2023
Carrier Corp. - Indianapolis | ICP Commercial | PGD424060K**1K* | Federally-Regulated Consumer Product | Weatherized Non-Condensing Gas | 1084 | 246 |  | 05/25/2023 | 60632 | 212006534 | 05/25/2023
Carrier Corp. - Indianapolis | ICP Commercial | PGD436060K**2K* | Federally-Regulated Consumer Product | Weatherized Non-Condensing Gas | 1442 | 262 |  | 05/25/2023 | 60044 | 212006552 | 05/25/2023
Carrier Corp. - Indianapolis | ICP Commercial | PGR560090K**1K* | Federally-Regulated Consumer Product | Weatherized Non-Condensing Gas | 1763 | 276 |  | 05/25/2023 | 58303 | 212409772 | 05/25/2023
Carrier Corp. - Indianapolis | ICP Commercial | PGD424040K**0K* | Federally-Regulated Consumer Product | Weatherized Non-Condensing Gas | 1004 | 243 |  | 05/25/2023 | 39874 | 212006519 | 05/25/2023
Carrier Corp. - Indianapolis | ICP Commercial | PGD460115K**0K* | Federally-Regulated Consumer Product | Weatherized Non-Condensing Gas | 2156 | 293 |  | 05/25/2023 | 114957 | 212028254 | 05/25/2023
Carrier Corp. - Indianapolis | ICP Commercial | PGD448090K**1K* | Federally-Regulated Consumer Product | Weatherized Non-Condensing Gas | 2142 | 293 |  | 05/25/2023 | 89758 | 212006542 | 05/25/2023
Carrier Corp. - Indianapolis | ICP Commercial | PGR536060K**2K* | Federally-Regulated Consumer Product | Weatherized Non-Condensing Gas | 1489 | 264 |  | 05/25/2023 | 60874 | 212410551 | 05/25/2023
Carrier Corp. - Indianapolis | ICP Commercial | PGR548115K**0K* | Federally-Regulated Consumer Product | Weatherized Non-Condensing Gas | 1746 | 275 |  | 05/25/2023 | 75885 | 212409762 | 05/25/2023
Carrier Corp. - Indianapolis | ICP Commercial | PGD442090K**1K* | Federally-Regulated Consumer Product | Weatherized Non-Condensing Gas | 1434 | 262 |  | 05/25/2023 | 89946 | 212006541 | 05/25/2023
Carrier Corp. - Indianapolis | ICP Commercial | PGD460090K**2K* | Federally-Regulated Consumer Product | Weatherized Non-Condensing Gas | 2114 | 292 |  | 05/25/2023 | 89429 | 212028264 | 05/25/2023
Carrier Corp. - Indianapolis | ICP Commercial | PGD430060K**1K* | Federally-Regulated Consumer Product | Weatherized Non-Condensing Gas | 1248 | 253 |  | 05/25/2023 | 60151 | 212006536 | 05/25/2023
Carrier Corp. - Indianapolis | ICP Commercial | PGD448090K**2K* | Federally-Regulated Consumer Product | Weatherized Non-Condensing Gas | 2114 | 292 |  | 05/25/2023 | 89429 | 212006557 | 05/25/2023
Carrier Corp. - Indianapolis | ICP Commercial | PGD430060K**2K* | Federally-Regulated Consumer Product | Weatherized Non-Condensing Gas | 1188 | 251 |  | 05/25/2023 | 60125 | 212006550 | 05/25/2023
Carrier Corp. - Indianapolis | ICP Commercial | PGR548115K**1K* | Federally-Regulated Consumer Product | Weatherized Non-Condensing Gas | 1746 | 275 |  | 05/25/2023 | 75885 | 212409771 | 05/25/2023
Carrier Corp. - Indianapolis | ICP Commercial | PGD442060K**0K* | Federally-Regulated Consumer Product | Weatherized Non-Condensing Gas | 1478 | 264 |  | 05/25/2023 | 60485 | 212006527 | 05/25/2023
Carrier Corp. - Indianapolis | ICP Commercial | PGD430040K**1K* | Federally-Regulated Consumer Product | Weatherized Non-Condensing Gas | 1119 | 248 |  | 05/25/2023 | 40289 | 212006535 | 05/25/2023
Carrier Corp. - Indianapolis | ICP Commercial | PGD436090K**1K* | Federally-Regulated Consumer Product | Weatherized Non-Condensing Gas | 1353 | 258 |  | 05/25/2023 | 89606 | 212006539 | 05/25/2023
Carrier Corp. - Indianapolis | ICP Commercial | PGD448115K**0K* | Federally-Regulated Consumer Product | Weatherized Non-Condensing Gas | 2156 | 293 |  | 05/25/2023 | 114957 | 212006530 | 05/25/2023
Carrier Corp. - Indianapolis | ICP Commercial | PGR548090K**1K* | Federally-Regulated Consumer Product | Weatherized Non-Condensing Gas | 1763 | 276 |  | 05/25/2023 | 58303 | 212409770 | 05/25/2023
Carrier Corp. - Indianapolis | ICP Commercial | PGD460090K**1K* | Federally-Regulated Consumer Product | Weatherized Non-Condensing Gas | 2142 | 293 |  | 05/25/2023 | 89758 | 212028258 | 05/25/2023
Carrier Corp. - Indianapolis | ICP Commercial | PGD448130K**1K* | Federally-Regulated Consumer Product | Weatherized Non-Condensing Gas | 2038 | 288 |  | 05/25/2023 | 127500 | 212006544 | 05/25/2023
Carrier Corp. - Indianapolis | ICP Commercial | PGD460130K**0K* | Federally-Regulated Consumer Product | Weatherized Non-Condensing Gas | 2038 | 288 |  | 05/25/2023 | 127500 | 212028256 | 05/25/2023
Carrier Corp. - Indianapolis | ICP Commercial | PGR524060K**1K* | Federally-Regulated Consumer Product | Weatherized Non-Condensing Gas | 1151 | 249 |  | 05/25/2023 | 39299 | 212409767 | 05/25/2023
Carrier Corp. - Indianapolis | ICP Commercial | PGD448115K**1K* | Federally-Regulated Consumer Product | Weatherized Non-Condensing Gas | 2156 | 293 |  | 05/25/2023 | 114957 | 212006543 | 05/25/2023
Carrier Corp. - Indianapolis | ICP Commercial | PGR524040K**2K* | Federally-Regulated Consumer Product | Weatherized Non-Condensing Gas | 1117 | 248 |  | 05/25/2023 | 44623 | 212410548 | 05/25/2023
Carrier Corp. - Indianapolis | ICP Commercial | PGR560130K**0K* | Federally-Regulated Consumer Product | Weatherized Non-Condensing Gas | 1857 | 280 |  | 05/25/2023 | 84458 | 212409765 | 05/25/2023
Carrier Corp. - Indianapolis | ICP Commercial | PGD436090K**0K* | Federally-Regulated Consumer Product | Weatherized Non-Condensing Gas | 1353 | 258 |  | 05/25/2023 | 89606 | 212006526 | 05/25/2023
Carrier Corp. - Indianapolis | ICP Commercial | PGD436060K**1K* | Federally-Regulated Consumer Product | Weatherized Non-Condensing Gas | 1312 | 256 |  | 05/25/2023 | 60638 | 212006537 | 05/25/2023
Carrier Corp. - Indianapolis | ICP Commercial | PGR560130K**1K* | Federally-Regulated Consumer Product | Weatherized Non-Condensing Gas | 1857 | 280 |  | 05/25/2023 | 84458 | 212409774 | 05/25/2023
Carrier Corp. - Indianapolis | ICP Commercial | PGD442060K**2K* | Federally-Regulated Consumer Product | Weatherized Non-Condensing Gas | 1413 | 261 |  | 05/25/2023 | 59753 | 212006554 | 05/25/2023
Carrier Corp. - Indianapolis | ICP Commercial | PGD430060K**0K* | Federally-Regulated Consumer Product | Weatherized Non-Condensing Gas | 1248 | 253 |  | 05/25/2023 | 60151 | 212006523 | 05/25/2023
Carrier Corp. - Indianapolis | ICP Commercial | PGR524040K**1K* | Federally-Regulated Consumer Product | Weatherized Non-Condensing Gas | 1066 | 245 |  | 05/25/2023 | 26216 | 212409766 | 05/25/2023
Carrier Corp. - Indianapolis | ICP Commercial | PGD436060K**0K* | Federally-Regulated Consumer Product | Weatherized Non-Condensing Gas | 1312 | 256 |  | 05/25/2023 | 60638 | 212006525 | 05/25/2023
Carrier Corp. - Indianapolis | ICP Commercial | PGD442090K**2K* | Federally-Regulated Consumer Product | Weatherized Non-Condensing Gas | 1479 | 264 |  | 05/25/2023 | 89913 | 212006555 | 05/25/2023
Carrier Corp. - Indianapolis | ICP Commercial | PGR560115K**1K* | Federally-Regulated Consumer Product | Weatherized Non-Condensing Gas | 1746 | 275 |  | 05/25/2023 | 75885 | 212409773 | 05/25/2023
Carrier Corp. - Indianapolis | ICP Commercial | PGD424040K**2K* | Federally-Regulated Consumer Product | Weatherized Non-Condensing Gas | 933 | 240 |  | 05/25/2023 | 45607 | 212006546 | 05/25/2023
Carrier Corp. - Indianapolis | ICP Commercial | PGD448130K**0K* | Federally-Regulated Consumer Product | Weatherized Non-Condensing Gas | 2038 | 288 |  | 05/25/2023 | 127500 | 212006531 | 05/25/2023
Carrier Corp. - Indianapolis | ICP Commercial | PGR536060K**0K* | Federally-Regulated Consumer Product | Weatherized Non-Condensing Gas | 1416 | 261 |  | 05/25/2023 | 39812 | 212409759 | 05/25/2023
Rheem Sales Company, Inc. | Rheem | R802V0755A21DZNCAP | Federally-Regulated Consumer Product | Non-Weatherized, Non-Condensin | 2041 | 272 |  | 05/25/2023 | 52592 | 211774723 | 05/25/2023
Rheem Sales Company, Inc. | Rheem | RGECZR036AJT07**C | Federally-Regulated Consumer Product | Weatherized Non-Condensing Gas | 1475 | 165 |  | 05/25/2023 | 53157 | 208503159 | 05/25/2023
Rheem Sales Company, Inc. | Rheem | R921V0703A17M4 | Federally-Regulated Consumer Product | Non-Weatherized, Condensing Ga | 1166 | 246 |  | 05/25/2023 | 70001 | 208676339 | 05/25/2023
Rheem Sales Company, Inc. | Rheem | R801TA075417MSA | Federally-Regulated Consumer Product | Non-Weatherized, Non-Condensin | 1496 | 248 |  | 05/25/2023 | 75177 | 201707683 | 05/25/2023
Rheem Sales Company, Inc. | Rheem | R801TA050314MSA | Federally-Regulated Consumer Product | Non-Weatherized, Non-Condensin | 1388 | 243 |  | 05/25/2023 | 49660 | 201707679 | 05/25/2023
Rheem Sales Company, Inc. | Rheem | R802V0504A17UHSCAP | Federally-Regulated Consumer Product | Non-Weatherized, Non-Condensin | 1712 | 257 |  | 05/25/2023 | 34534 | 211806383 | 05/25/2023
Rheem Sales Company, Inc. | Rheem | RGEA16036AJV06TAB | Federally-Regulated Consumer Product | Weatherized Non-Condensing Gas | 1648 | 259 |  | 05/25/2023 | 76362 | 203404615 | 05/25/2023
Rheem Sales Company, Inc. | Rheem | RGEA16036AJV10TAB | Federally-Regulated Consumer Product | Weatherized Non-Condensing Gas | 1648 | 272 |  | 05/25/2023 | 76362 | 203404623 | 05/25/2023
Rheem Sales Company, Inc. | Rheem | R951V1155A24M4 | Federally-Regulated Consumer Product | Non-Weatherized, Condensing Ga | 2137 | 231 |  | 05/25/2023 | 111605 | 208676270 | 05/25/2023
Rheem Sales Company, Inc. | Rheem | RGEAZS036ACV10TCA | Federally-Regulated Consumer Product | Weatherized Non-Condensing Gas | 1707 | 268 |  | 05/25/2023 | 75935 | 211726941 | 05/25/2023
Rheem Sales Company, Inc. | Rheem | R801V1005A21DZSCAP | Federally-Regulated Consumer Product | Non-Weatherized, Non-Condensin | 2095 | 257 |  | 05/25/2023 | 100302 | 210646656 | 05/25/2023
Rheem Sales Company, Inc. | Rheem | R801V0503A14DZNCAP | Federally-Regulated Consumer Product | Non-Weatherized, Non-Condensin | 2163 | 277 |  | 05/25/2023 | 51119 | 210641913 | 05/25/2023
Rheem Sales Company, Inc. | Rheem | RGECZR060AJT07**C | Federally-Regulated Consumer Product | Weatherized Non-Condensing Gas | 2336 | 182 |  | 05/25/2023 | 52310 | 210279545 | 05/25/2023
Rheem Sales Company, Inc. | Rheem | RGEAZR048AJT101NA | Federally-Regulated Consumer Product | Weatherized Non-Condensing Gas | 2001 | 287 |  | 05/25/2023 | 101705 | 208676448 | 05/25/2023
Rheem Sales Company, Inc. | Rheem | RGEA15048AJV081AB | Federally-Regulated Consumer Product | Weatherized Non-Condensing Gas | 1720 | 275 |  | 05/25/2023 | 99897 | 203404585 | 05/25/2023
Rheem Sales Company, Inc. | Rheem | RGEAZR030AJT06UNA | Federally-Regulated Consumer Product | Weatherized Non-Condensing Gas | 1125 | 248 |  | 05/25/2023 | 60094 | 208676498 | 05/25/2023
Rheem Sales Company, Inc. | Rheem | RGECZR060AJT12**C | Federally-Regulated Consumer Product | Weatherized Non-Condensing Gas | 2183 | 266 |  | 05/25/2023 | 83968 | 210279549 | 05/25/2023
Rheem Sales Company, Inc. | Rheem | RGEAZR024AJT04UNA | Federally-Regulated Consumer Product | Weatherized Non-Condensing Gas | 1181 | 251 |  | 05/25/2023 | 40068 | 208676463 | 05/25/2023
Rheem Sales Company, Inc. | Rheem | RGEA16048AJV082AB | Federally-Regulated Consumer Product | Weatherized Non-Condensing Gas | 1845 | 272 |  | 05/25/2023 | 76171 | 203404625 | 05/25/2023
Rheem Sales Company, Inc. | Rheem | RGEAZS036AJV10TCA | Federally-Regulated Consumer Product | Weatherized Non-Condensing Gas | 1707 | 268 |  | 05/25/2023 | 75935 | 211726944 | 05/25/2023
Rheem Sales Company, Inc. | Rheem | R802VA100521ZSB | Federally-Regulated Consumer Product | Non-Weatherized, Non-Condensin | 2291 | 283 |  | 05/25/2023 | 70210 | 8087192 | 05/25/2023
Rheem Sales Company, Inc. | Rheem | R801V0754A17DZNCAP | Federally-Regulated Consumer Product | Non-Weatherized, Non-Condensin | 1680 | 255 |  | 05/25/2023 | 76001 | 210646680 | 05/25/2023
Rheem Sales Company, Inc. | Rheem | RGEAZR024AJT08XNA | Federally-Regulated Consumer Product | Weatherized Non-Condensing Gas | 1202 | 252 |  | 05/25/2023 | 79659 | 208676483 | 05/25/2023
Rheem Sales Company, Inc. | Rheem | R921T0705A21M4 | Federally-Regulated Consumer Product | Non-Weatherized, Condensing Ga | 1983 | 282 |  | 05/25/2023 | 70360 | 208663436 | 05/25/2023
Rheem Sales Company, Inc. | Rheem | RGEAZS036AJV102CA | Federally-Regulated Consumer Product | Weatherized Non-Condensing Gas | 1707 | 268 |  | 05/25/2023 | 75935 | 211726916 | 05/25/2023
Rheem Sales Company, Inc. | Rheem | R802TA050314MSA | Federally-Regulated Consumer Product | Non-Weatherized, Non-Condensin | 1260 | 237 |  | 05/25/2023 | 35654 | 204005882 | 05/25/2023
Rheem Sales Company, Inc. | Rheem | RGEA16036AJV062AB | Federally-Regulated Consumer Product | Weatherized Non-Condensing Gas | 1648 | 259 |  | 05/25/2023 | 76362 | 203404613 | 05/25/2023
Rheem Sales Company, Inc. | Rheem | RGEAZR042AJT08UNA | Federally-Regulated Consumer Product | Weatherized Non-Condensing Gas | 1635 | 271 |  | 05/25/2023 | 80943 | 208676538 | 05/25/2023
Rheem Sales Company, Inc. | Rheem | RGEAZR030AJT081NA | Federally-Regulated Consumer Product | Weatherized Non-Condensing Gas | 1216 | 253 |  | 05/25/2023 | 80365 | 208676413 | 05/25/2023
Rheem Sales Company, Inc. | Rheem | RGEAZR060AJT081NA | Federally-Regulated Consumer Product | Weatherized Non-Condensing Gas | 2041 | 289 |  | 05/25/2023 | 79422 | 208676453 | 05/25/2023
Rheem Sales Company, Inc. | Rheem | RGEAZR030AJT06XNA | Federally-Regulated Consumer Product | Weatherized Non-Condensing Gas | 1342 | 258 |  | 05/25/2023 | 61240 | 208676503 | 05/25/2023
Rheem Sales Company, Inc. | Rheem | RGEAZS036AJV08TCA | Federally-Regulated Consumer Product | Weatherized Non-Condensing Gas | 1662 | 272 |  | 05/25/2023 | 60830 | 211726943 | 05/25/2023
Rheem Sales Company, Inc. | Rheem | RGEA16036AJV102AB | Federally-Regulated Consumer Product | Weatherized Non-Condensing Gas | 1648 | 272 |  | 05/25/2023 | 76362 | 203404621 | 05/25/2023
Rheem Sales Company, Inc. | Rheem | RGEA15030AJV061AB | Federally-Regulated Consumer Product | Weatherized Non-Condensing Gas | 1402 | 261 |  | 05/25/2023 | 80658 | 203404525 | 05/25/2023
Rheem Sales Company, Inc. | Rheem | R802V0755A21DZSCAP | Federally-Regulated Consumer Product | Non-Weatherized, Non-Condensin | 2041 | 272 |  | 05/25/2023 | 52592 | 211774237 | 05/25/2023
Rheem Sales Company, Inc. | Rheem | RGEAZR036AJT08XNA | Federally-Regulated Consumer Product | Weatherized Non-Condensing Gas | 1387 | 260 |  | 05/25/2023 | 80632 | 208676528 | 05/25/2023
Rheem Sales Company, Inc. | Rheem | R951T0403A17M4 | Federally-Regulated Consumer Product | Non-Weatherized, Condensing Ga | 1107 | 244 |  | 05/25/2023 | 41877 | 208663403 | 05/25/2023
Rheem Sales Company, Inc. | Rheem | R96VA0852521MSB | Federally-Regulated Consumer Product | Non-Weatherized, Condensing Ga | 1947 | 281 |  | 05/25/2023 | 58053 | 7086386 | 05/25/2023
Rheem Sales Company, Inc. | Rheem | R802V1255A24DZNCAP | Federally-Regulated Consumer Product | Non-Weatherized, Non-Condensin | 2179 | 278 |  | 05/25/2023 | 86625 | 211774732 | 05/25/2023
Rheem Sales Company, Inc. | Rheem | RGECZR048AJT12**C | Federally-Regulated Consumer Product | Weatherized Non-Condensing Gas | 1902 | 259 |  | 05/25/2023 | 84032 | 210279541 | 05/25/2023
Rheem Sales Company, Inc. | Rheem | R801TA050314MXA | Federally-Regulated Consumer Product | Non-Weatherized, Non-Condensin | 1388 | 243 |  | 05/25/2023 | 49660 | 201707681 | 05/25/2023
Rheem Sales Company, Inc. | Rheem | RGEA16048AJV102AB | Federally-Regulated Consumer Product | Weatherized Non-Condensing Gas | 1845 | 280 |  | 05/25/2023 | 76171 | 203404629 | 05/25/2023
Rheem Sales Company, Inc. | Rheem | RGEA14048AJT08XAB | Federally-Regulated Consumer Product | Weatherized Non-Condensing Gas | 1809 | 279 |  | 05/25/2023 | 99189 | 203404489 | 05/25/2023
Rheem Sales Company, Inc. | Rheem | RGEA16036AJV08TAB | Federally-Regulated Consumer Product | Weatherized Non-Condensing Gas | 1648 | 272 |  | 05/25/2023 | 76362 | 203404619 | 05/25/2023
Rheem Sales Company, Inc. | Rheem | R802V0504A17UHNCAP | Federally-Regulated Consumer Product | Non-Weatherized, Non-Condensin | 1712 | 257 |  | 05/25/2023 | 34534 | 211806603 | 05/25/2023
Rheem Sales Company, Inc. | Rheem | R801TA075417MXA | Federally-Regulated Consumer Product | Non-Weatherized, Non-Condensin | 1496 | 248 |  | 05/25/2023 | 75177 | 201707685 | 05/25/2023
Rheem Sales Company, Inc. | Rheem | RGEA16060AJV102AB | Federally-Regulated Consumer Product | Weatherized Non-Condensing Gas | 2330 | 280 |  | 05/25/2023 | 75239 | 203404633 | 05/25/2023
Rheem Sales Company, Inc. | Rheem | RGEAZR048AJT10UNA | Federally-Regulated Consumer Product | Weatherized Non-Condensing Gas | 1832 | 280 |  | 05/25/2023 | 100370 | 208676563 | 05/25/2023
Rheem Sales Company, Inc. | Rheem | RGEAZR042AJT101NA | Federally-Regulated Consumer Product | Weatherized Non-Condensing Gas | 1774 | 277 |  | 05/25/2023 | 100987 | 208676438 | 05/25/2023
Rheem Sales Company, Inc. | Rheem | R801T0504A17UHNNAS | Federally-Regulated Consumer Product | Non-Weatherized, Non-Condensin | 1517 | 249 |  | 05/25/2023 | 50545 | 211806579 | 05/25/2023
Rheem Sales Company, Inc. | Rheem | R802V0754A17DZNCAP | Federally-Regulated Consumer Product | Non-Weatherized, Non-Condensin | 1628 | 254 |  | 05/25/2023 | 52707 | 211774714 | 05/25/2023
Rheem Sales Company, Inc. | Rheem | R801V0504A17UHUCAP | Federally-Regulated Consumer Product | Non-Weatherized, Non-Condensin | 1376 | 243 |  | 05/25/2023 | 50203 | 211806380 | 05/25/2023
Rheem Sales Company, Inc. | Rheem | R801T0504A17UHSNAS | Federally-Regulated Consumer Product | Non-Weatherized, Non-Condensin | 1517 | 249 |  | 05/25/2023 | 50545 | 211806379 | 05/25/2023
Rheem Sales Company, Inc. | Rheem | RGEAZR024AJT06XNA | Federally-Regulated Consumer Product | Weatherized Non-Condensing Gas | 1270 | 255 |  | 05/25/2023 | 61123 | 208676478 | 05/25/2023
Rheem Sales Company, Inc. | Rheem | RGEAZR048AJT08UNA | Federally-Regulated Consumer Product | Weatherized Non-Condensing Gas | 2026 | 288 |  | 05/25/2023 | 80019 | 208676553 | 05/25/2023
Rheem Sales Company, Inc. | Rheem | R802V0503A14DZNCAP | Federally-Regulated Consumer Product | Non-Weatherized, Non-Condensin | 1250 | 237 |  | 05/25/2023 | 34844 | 211806596 | 05/25/2023
Rheem Sales Company, Inc. | Rheem | R801TA125524MSA | Federally-Regulated Consumer Product | Non-Weatherized, Non-Condensin | 1991 | 270 |  | 05/25/2023 | 123598 | 201707691 | 05/25/2023
Rheem Sales Company, Inc. | Rheem | RGEAZR036AJT101NA | Federally-Regulated Consumer Product | Weatherized Non-Condensing Gas | 1380 | 260 |  | 05/25/2023 | 100130 | 208676428 | 05/25/2023
Rheem Sales Company, Inc. | Rheem | RGEAZR060AJT10UNA | Federally-Regulated Consumer Product | Weatherized Non-Condensing Gas | 1911 | 283 |  | 05/25/2023 | 99261 | 208676578 | 05/25/2023
Rheem Sales Company, Inc. | Rheem | RGEAZR030AJT061NA | Federally-Regulated Consumer Product | Weatherized Non-Condensing Gas | 1342 | 258 |  | 05/25/2023 | 61240 | 208676408 | 05/25/2023
Rheem Sales Company, Inc. | Rheem | R801V0704A17UHUCAP | Federally-Regulated Consumer Product | Non-Weatherized, Non-Condensin | 1723 | 258 |  | 05/25/2023 | 70568 | 211774235 | 05/25/2023
Rheem Sales Company, Inc. | Rheem | R921V0403A17M4 | Federally-Regulated Consumer Product | Non-Weatherized, Condensing Ga | 1292 | 228 |  | 05/25/2023 | 42494 | 208676337 | 05/25/2023
Rheem Sales Company, Inc. | Rheem | R951T0703A17M4 | Federally-Regulated Consumer Product | Non-Weatherized, Condensing Ga | 1362 | 255 |  | 05/25/2023 | 69960 | 208663405 | 05/25/2023
Rheem Sales Company, Inc. | Rheem | R801V1255A24DZNCAP | Federally-Regulated Consumer Product | Non-Weatherized, Non-Condensin | 2075 | 273 |  | 05/25/2023 | 124289 | 210646663 | 05/25/2023
Rheem Sales Company, Inc. | Rheem | R802TA125524MSA | Federally-Regulated Consumer Product | Non-Weatherized, Non-Condensin | 1899 | 266 |  | 05/25/2023 | 87546 | 204005887 | 05/25/2023
Rheem Sales Company, Inc. | Rheem | R801V0503A14DZSCAP | Federally-Regulated Consumer Product | Non-Weatherized, Non-Condensin | 1295 | 239 |  | 05/25/2023 | 51119 | 210641917 | 05/25/2023
Rheem Sales Company, Inc. | Rheem | R801TA125524MXA | Federally-Regulated Consumer Product | Non-Weatherized, Non-Condensin | 1991 | 270 |  | 05/25/2023 | 123598 | 201707693 | 05/25/2023
Rheem Sales Company, Inc. | Rheem | RGEAZR060AJT101NA | Federally-Regulated Consumer Product | Weatherized Non-Condensing Gas | 2131 | 293 |  | 05/25/2023 | 101980 | 208676458 | 05/25/2023
Rheem Sales Company, Inc. | Rheem | RGEAZS036ACV08TCA | Federally-Regulated Consumer Product | Weatherized Non-Condensing Gas | 1662 | 272 |  | 05/25/2023 | 60830 | 211726940 | 05/25/2023
Rheem Sales Company, Inc. | Rheem | R951V0403A17M4 | Federally-Regulated Consumer Product | Non-Weatherized, Condensing Ga | 1292 | 228 |  | 05/25/2023 | 42494 | 208676307 | 05/25/2023
Rheem Sales Company, Inc. | Rheem | RGEA15030AJV06XAB | Federally-Regulated Consumer Product | Weatherized Non-Condensing Gas | 1402 | 261 |  | 05/25/2023 | 80658 | 203404529 | 05/25/2023
Rheem Sales Company, Inc. | Rheem | RGEAZR036AJT10XNA | Federally-Regulated Consumer Product | Weatherized Non-Condensing Gas | 1380 | 260 |  | 05/25/2023 | 100130 | 208676533 | 05/25/2023
Rheem Sales Company, Inc. | Rheem | R802TA150524MSA | Federally-Regulated Consumer Product | Non-Weatherized, Non-Condensin | 2092 | 274 |  | 05/25/2023 | 104565 | 204005888 | 05/25/2023
Rheem Sales Company, Inc. | Rheem | R802V0503A14DZSCAP | Federally-Regulated Consumer Product | Non-Weatherized, Non-Condensin | 1250 | 237 |  | 05/25/2023 | 34844 | 211806382 | 05/25/2023
Nordyne, LLC | Frigidaire | KG7TE-080D-E35CP | Federally-Regulated Consumer Product | Non-Weatherized, Condensing Ga | 1764 | 273 |  | 05/25/2023 | 52933 | 207456183 | 05/25/2023
Nordyne, LLC | Frigidaire | FG8SD-050U-T23A* | Federally-Regulated Consumer Product | Non-Weatherized, Condensing Ga | 1446 | 259 |  | 05/25/2023 | 50148 | 206229713 | 05/25/2023
Nordyne, LLC | Frigidaire | FG7TC-100D-V35CP | Federally-Regulated Consumer Product | Non-Weatherized, Condensing Ga | 1826 | 275 |  | 05/25/2023 | 64473 | 207456132 | 05/25/2023
Nordyne, LLC | Frigidaire | FG7TA-120C-V35C1 | Federally-Regulated Consumer Product | Non-Weatherized, Non-Condensin | 2383 | 287 |  | 05/25/2023 | 76546 | 205962948 | 05/25/2023
Nordyne, LLC | Frigidaire | R104GD-024K072C | Federally-Regulated Consumer Product | Weatherized Non-Condensing Gas | 1280 | 255 |  | 05/25/2023 | 71272 | 209333926 | 05/25/2023
Nordyne, LLC | Frigidaire | FG7SD-054D-T24BP | Federally-Regulated Consumer Product | Non-Weatherized, Condensing Ga | 1478 | 260 |  | 05/25/2023 | 54229 | 207456249 | 05/25/2023
Nordyne, LLC | Frigidaire | R104GD-X60K096C | Federally-Regulated Consumer Product | Weatherized Non-Condensing Gas | 2066 | 290 |  | 05/25/2023 | 94398 | 209333938 | 05/25/2023
Nordyne, LLC | Frigidaire | FG7SA-108C-T35C1 | Federally-Regulated Consumer Product | Non-Weatherized, Non-Condensin | 2230 | 238 |  | 05/25/2023 | 108250 | 205000500 | 05/25/2023
Nordyne, LLC | Frigidaire | FG7TA-120C-V35CP | Federally-Regulated Consumer Product | Non-Weatherized, Non-Condensin | 2383 | 287 |  | 05/25/2023 | 76546 | 207456082 | 05/25/2023
Nordyne, LLC | Frigidaire | FG7SD-090D-T35CP | Federally-Regulated Consumer Product | Non-Weatherized, Condensing Ga | 1982 | 282 |  | 05/25/2023 | 86025 | 207456291 | 05/25/2023
Nordyne, LLC | Frigidaire | KG7TC-060D-E24BP | Federally-Regulated Consumer Product | Non-Weatherized, Condensing Ga | 1222 | 249 |  | 05/25/2023 | 39014 | 207456108 | 05/25/2023
Nordyne, LLC | Frigidaire | FG7SA-054C-T23A1 | Federally-Regulated Consumer Product | Non-Weatherized, Non-Condensin | 1278 | 238 |  | 05/25/2023 | 52950 | 204834977 | 05/25/2023
Nordyne, LLC | Frigidaire | FG8SD-070U-T24B* | Federally-Regulated Consumer Product | Non-Weatherized, Condensing Ga | 1626 | 267 |  | 05/25/2023 | 68900 | 207139304 | 05/25/2023
Nordyne, LLC | Frigidaire | FG7TE-080D-E35CP | Federally-Regulated Consumer Product | Non-Weatherized, Condensing Ga | 1764 | 273 |  | 05/25/2023 | 52933 | 207456177 | 05/25/2023
Nordyne, LLC | Frigidaire | FG7SA-045C-T23A1 | Federally-Regulated Consumer Product | Non-Weatherized, Non-Condensin | 1249 | 235 |  | 05/25/2023 | 45676 | 205751686 | 05/25/2023
Nordyne, LLC | Frigidaire | R8GE-048K100U1 | Federally-Regulated Consumer Product | Weatherized Non-Condensing Gas | 1913 | 275 |  | 05/25/2023 | 100561 | 207338286 | 05/25/2023
Nordyne, LLC | Frigidaire | R8GE-042K100U1 | Federally-Regulated Consumer Product | Weatherized Non-Condensing Gas | 1913 | 275 |  | 05/25/2023 | 100561 | 207338285 | 05/25/2023
Nordyne, LLC | Frigidaire | FG7SA-126C-T45D* | Federally-Regulated Consumer Product | Non-Weatherized, Non-Condensin | 2213 | 279 |  | 05/25/2023 | 120195 | 205147090 | 05/25/2023
Nordyne, LLC | Frigidaire | R104GD-036K096C | Federally-Regulated Consumer Product | Weatherized Non-Condensing Gas | 1725 | 275 |  | 05/25/2023 | 97452 | 209333931 | 05/25/2023
Nordyne, LLC | Frigidaire | FG7TA-080C-V24B1 | Federally-Regulated Consumer Product | Non-Weatherized, Non-Condensin | 1277 | 238 |  | 05/25/2023 | 52213 | 204037033 | 05/25/2023
Nordyne, LLC | Frigidaire | FG7SA-108C-T35CP | Federally-Regulated Consumer Product | Non-Weatherized, Non-Condensin | 2230 | 238 |  | 05/25/2023 | 108250 | 207455977 | 05/25/2023
Nordyne, LLC | Frigidaire | KG7TA-080C-E24BP | Federally-Regulated Consumer Product | Non-Weatherized, Non-Condensin | 1277 | 238 |  | 05/25/2023 | 52213 | 207455915 | 05/25/2023
Nordyne, LLC | Frigidaire | FG7SA-090C-T24BP | Federally-Regulated Consumer Product | Non-Weatherized, Non-Condensin | 1544 | 250 |  | 05/25/2023 | 89091 | 207455945 | 05/25/2023
Nordyne, LLC | Frigidaire | R104GD-X60K120C | Federally-Regulated Consumer Product | Weatherized Non-Condensing Gas | 2073 | 290 |  | 05/25/2023 | 119379 | 209333939 | 05/25/2023
Nordyne, LLC | Frigidaire | FG7TA-100C-V35CP | Federally-Regulated Consumer Product | Non-Weatherized, Non-Condensin | 1795 | 261 |  | 05/25/2023 | 65499 | 207456078 | 05/25/2023
Nordyne, LLC | Frigidaire | FG7TE-100D-V35CP | Federally-Regulated Consumer Product | Non-Weatherized, Condensing Ga | 1819 | 275 |  | 05/25/2023 | 65338 | 207456303 | 05/25/2023
Nordyne, LLC | Frigidaire | FG7TN-115D-V45CP | Federally-Regulated Consumer Product | Non-Weatherized, Condensing Ga | 1798 | 274 |  | 05/25/2023 | 74070 | 207456171 | 05/25/2023
Nordyne, LLC | Frigidaire | FG7SA-072C-T24B1 | Federally-Regulated Consumer Product | Non-Weatherized, Non-Condensin | 1457 | 246 |  | 05/25/2023 | 69586 | 205124053 | 05/25/2023
Nordyne, LLC | Frigidaire | FG7TA-100C-V35C1 | Federally-Regulated Consumer Product | Non-Weatherized, Non-Condensin | 1795 | 261 |  | 05/25/2023 | 65499 | 205962944 | 05/25/2023
Nordyne, LLC | Frigidaire | FG7TE-060D-V24BP | Federally-Regulated Consumer Product | Non-Weatherized, Condensing Ga | 1334 | 254 |  | 05/25/2023 | 38697 | 207456306 | 05/25/2023
Nordyne, LLC | Frigidaire | FG7TC-060D-V24BP | Federally-Regulated Consumer Product | Non-Weatherized, Condensing Ga | 1339 | 254 |  | 05/25/2023 | 38422 | 207456112 | 05/25/2023
Nordyne, LLC | Frigidaire | FG7SK-054C-T23AP | Federally-Regulated Consumer Product | Non-Weatherized, Non-Condensin | 1338 | 241 |  | 05/25/2023 | 52857 | 207455971 | 05/25/2023
Nordyne, LLC | Frigidaire | FG7SA-045C-T23AP | Federally-Regulated Consumer Product | Non-Weatherized, Non-Condensin | 1249 | 235 |  | 05/25/2023 | 45676 | 207456061 | 05/25/2023
Nordyne, LLC | Frigidaire | KG7TN-100D-E35CP | Federally-Regulated Consumer Product | Non-Weatherized, Condensing Ga | 1711 | 270 |  | 05/25/2023 | 65214 | 207456160 | 05/25/2023
Nordyne, LLC | Frigidaire | FG7TE-060D-E24BP | Federally-Regulated Consumer Product | Non-Weatherized, Condensing Ga | 1315 | 252 |  | 05/25/2023 | 38212 | 207456234 | 05/25/2023
Nordyne, LLC | Frigidaire | FG7SC-120*-T45D* | Federally-Regulated Consumer Product | Non-Weatherized, Condensing Ga | 2047 | 272 |  | 05/25/2023 | 120160 | 205147069 | 05/25/2023
Nordyne, LLC | Frigidaire | R104GD-030K070U | Federally-Regulated Consumer Product | Weatherized Non-Condensing Gas | 1655 | 264 |  | 05/25/2023 | 69854 | 209550346 | 05/25/2023
Nordyne, LLC | Frigidaire | FG7SD-120D-T45DP | Federally-Regulated Consumer Product | Non-Weatherized, Condensing Ga | 1860 | 277 |  | 05/25/2023 | 113408 | 207456330 | 05/25/2023
Nordyne, LLC | Frigidaire | KG8SA-100U-T35CP | Federally-Regulated Consumer Product | Non-Weatherized, Non-Condensin | 2074 | 273 |  | 05/25/2023 | 101892 | 207455931 | 05/25/2023
Nordyne, LLC | Frigidaire | FG8SA-070U-T24BP | Federally-Regulated Consumer Product | Non-Weatherized, Non-Condensin | 1597 | 252 |  | 05/25/2023 | 70859 | 207455966 | 05/25/2023
Nordyne, LLC | Frigidaire | KG8SA-055U-T23AP | Federally-Regulated Consumer Product | Non-Weatherized, Non-Condensin | 1100 | 230 |  | 05/25/2023 | 54989 | 207455942 | 05/25/2023
Nordyne, LLC | Frigidaire | KG7TA-060C-E23A1 | Federally-Regulated Consumer Product | Non-Weatherized, Non-Condensin | 1266 | 238 |  | 05/25/2023 | 39577 | 207071427 | 05/25/2023
Nordyne, LLC | Frigidaire | FG7TA-060C-V23A1 | Federally-Regulated Consumer Product | Non-Weatherized, Non-Condensin | 1266 | 238 |  | 05/25/2023 | 39577 | 207071431 | 05/25/2023
Nordyne, LLC | Frigidaire | KG7TC-100D-E35CP | Federally-Regulated Consumer Product | Non-Weatherized, Condensing Ga | 1763 | 273 |  | 05/25/2023 | 64473 | 207456128 | 05/25/2023
Nordyne, LLC | Frigidaire | R8GE-024K055U1 | Federally-Regulated Consumer Product | Weatherized Non-Condensing Gas | 1304 | 240 |  | 05/25/2023 | 55721 | 207338282 | 05/25/2023
Nordyne, LLC | Frigidaire | DF6SF-X36K100CB | Federally-Regulated Consumer Product | Weatherized Non-Condensing Gas | 1575 | 268 |  | 05/25/2023 | 65500 | 201710118 | 05/25/2023
Nordyne, LLC | Frigidaire | R8GE-X60K100U1 | Federally-Regulated Consumer Product | Weatherized Non-Condensing Gas | 2041 | 289 |  | 05/25/2023 | 101000 | 207338287 | 05/25/2023
Nordyne, LLC | Frigidaire | R104GD-042K072C | Federally-Regulated Consumer Product | Weatherized Non-Condensing Gas | 1950 | 285 |  | 05/25/2023 | 72195 | 209333932 | 05/25/2023
Nordyne, LLC | Frigidaire | R8GE-030K070U1 | Federally-Regulated Consumer Product | Weatherized Non-Condensing Gas | 1655 | 264 |  | 05/25/2023 | 69854 | 207338283 | 05/25/2023
Nordyne, LLC | Frigidaire | FG8SD-100U-T35C* | Federally-Regulated Consumer Product | Non-Weatherized, Condensing Ga | 2088 | 287 |  | 05/25/2023 | 100330 | 206229719 | 05/25/2023
Nordyne, LLC | Frigidaire | R104GD-X60K100U | Federally-Regulated Consumer Product | Weatherized Non-Condensing Gas | 2041 | 289 |  | 05/25/2023 | 101000 | 209550350 | 05/25/2023
Nordyne, LLC | Frigidaire | R104GD-036K070U | Federally-Regulated Consumer Product | Weatherized Non-Condensing Gas | 1655 | 264 |  | 05/25/2023 | 69854 | 209550347 | 05/25/2023
Nordyne, LLC | Frigidaire | KG7TN-115D-E45DP | Federally-Regulated Consumer Product | Non-Weatherized, Condensing Ga | 2198 | 292 |  | 05/25/2023 | 75317 | 207456165 | 05/25/2023
Nordyne, LLC | Frigidaire | KG7TE-100D-E35CP | Federally-Regulated Consumer Product | Non-Weatherized, Condensing Ga | 1783 | 273 |  | 05/25/2023 | 64758 | 207456144 | 05/25/2023
Nordyne, LLC | Frigidaire | R104GD-042K096C | Federally-Regulated Consumer Product | Weatherized Non-Condensing Gas | 1540 | 267 |  | 05/25/2023 | 97780 | 209333934 | 05/25/2023
Nordyne, LLC | Frigidaire | KG7TN-060D-E24BP | Federally-Regulated Consumer Product | Non-Weatherized, Condensing Ga | 1304 | 252 |  | 05/25/2023 | 39517 | 207456191 | 05/25/2023
Nordyne, LLC | Frigidaire | KG7TE-060D-E24BP | Federally-Regulated Consumer Product | Non-Weatherized, Condensing Ga | 1315 | 252 |  | 05/25/2023 | 38212 | 207456236 | 05/25/2023
Nordyne, LLC | Frigidaire | KG7TC-080D-E35CP | Federally-Regulated Consumer Product | Non-Weatherized, Condensing Ga | 1686 | 269 |  | 05/25/2023 | 51925 | 207456118 | 05/25/2023
Nordyne, LLC | Frigidaire | R104GD-024K045C | Federally-Regulated Consumer Product | Weatherized Non-Condensing Gas | 1024 | 244 |  | 05/25/2023 | 45216 | 209333924 | 05/25/2023
Nordyne, LLC | Frigidaire | FG7SD-038D-T24BP | Federally-Regulated Consumer Product | Non-Weatherized, Condensing Ga | 1486 | 260 |  | 05/25/2023 | 37931 | 207456279 | 05/25/2023
Nordyne, LLC | Frigidaire | FG7TE-115D-E45DP | Federally-Regulated Consumer Product | Non-Weatherized, Condensing Ga | 1999 | 283 |  | 05/25/2023 | 74875 | 207456319 | 05/25/2023
Nordyne, LLC | Frigidaire | KG7TA-100C-E35CP | Federally-Regulated Consumer Product | Non-Weatherized, Non-Condensin | 1668 | 255 |  | 05/25/2023 | 63969 | 207455919 | 05/25/2023
Nordyne, LLC | Frigidaire | R104GD-048K100U | Federally-Regulated Consumer Product | Weatherized Non-Condensing Gas | 2128 | 293 |  | 05/25/2023 | 100965 | 209550349 | 05/25/2023
Nordyne, LLC | Frigidaire | FG7TC-080D-V35CP | Federally-Regulated Consumer Product | Non-Weatherized, Condensing Ga | 1873 | 277 |  | 05/25/2023 | 50261 | 207456122 | 05/25/2023
Nordyne, LLC | Frigidaire | FG7SC-108*-T45D* | Federally-Regulated Consumer Product | Non-Weatherized, Condensing Ga | 1956 | 281 |  | 05/25/2023 | 107378 | 205234651 | 05/25/2023
Nordyne, LLC | Frigidaire | KG7TN-080D-E35CP | Federally-Regulated Consumer Product | Non-Weatherized, Condensing Ga | 1718 | 271 |  | 05/25/2023 | 52461 | 207456149 | 05/25/2023
Nordyne, LLC | Frigidaire | FG8SA-100U-T35CP | Federally-Regulated Consumer Product | Non-Weatherized, Non-Condensin | 2074 | 273 |  | 05/25/2023 | 101891 | 207455930 | 05/25/2023
Nordyne, LLC | Frigidaire | FG7SK-090C-T24BP | Federally-Regulated Consumer Product | Non-Weatherized, Non-Condensin | 1564 | 251 |  | 05/25/2023 | 90265 | 207456000 | 05/25/2023
Nordyne, LLC | Frigidaire | FG7SD-108D-T45DP | Federally-Regulated Consumer Product | Non-Weatherized, Condensing Ga | 2046 | 272 |  | 05/25/2023 | 107992 | 207456263 | 05/25/2023
Nordyne, LLC | Frigidaire | FG7SA-072C-T35C1 | Federally-Regulated Consumer Product | Non-Weatherized, Non-Condensin | 1719 | 257 |  | 05/25/2023 | 73962 | 205751672 | 05/25/2023
Nordyne, LLC | Frigidaire | R8GE-036K070U1 | Federally-Regulated Consumer Product | Weatherized Non-Condensing Gas | 1655 | 264 |  | 05/25/2023 | 69854 | 207338284 | 05/25/2023
Nordyne, LLC | Frigidaire | FG7SA-054C-T23AP | Federally-Regulated Consumer Product | Non-Weatherized, Non-Condensin | 1278 | 238 |  | 05/25/2023 | 52950 | 207455952 | 05/25/2023
Nordyne, LLC | Frigidaire | R104GD-030K072C | Federally-Regulated Consumer Product | Weatherized Non-Condensing Gas | 1280 | 255 |  | 05/25/2023 | 71272 | 209333928 | 05/25/2023
Nordyne, LLC | Frigidaire | R104GD-048K120C | Federally-Regulated Consumer Product | Weatherized Non-Condensing Gas | 1526 | 266 |  | 05/25/2023 | 121831 | 209333936 | 05/25/2023
Nordyne, LLC | Frigidaire | KG8SA-070U-T24B1 | Federally-Regulated Consumer Product | Non-Weatherized, Non-Condensin | 1597 | 252 |  | 05/25/2023 | 70859 | 205004284 | 05/25/2023
Nordyne, LLC | Frigidaire | FG7TA-060C-V23AP | Federally-Regulated Consumer Product | Non-Weatherized, Non-Condensin | 1266 | 238 |  | 05/25/2023 | 39577 | 207456102 | 05/25/2023
Nordyne, LLC | Frigidaire | FG7SA-072C-T35CP | Federally-Regulated Consumer Product | Non-Weatherized, Non-Condensin | 1719 | 257 |  | 05/25/2023 | 73962 | 207456047 | 05/25/2023
Nordyne, LLC | Frigidaire | FG7TE-115D-V45DP | Federally-Regulated Consumer Product | Non-Weatherized, Condensing Ga | 1999 | 283 |  | 05/25/2023 | 74875 | 207456326 | 05/25/2023
Nordyne, LLC | Frigidaire | FG7SC-038*-T23AP | Federally-Regulated Consumer Product | Non-Weatherized, Condensing Ga | 1252 | 250 |  | 05/25/2023 | 37844 | 207456242 | 05/25/2023
Nordyne, LLC | Frigidaire | FG7SK-108C-T35CP | Federally-Regulated Consumer Product | Non-Weatherized, Non-Condensin | 2216 | 280 |  | 05/25/2023 | 109081 | 207456038 | 05/25/2023
Nordyne, LLC | Frigidaire | FG7TN-080D-V35CP | Federally-Regulated Consumer Product | Non-Weatherized, Condensing Ga | 1785 | 274 |  | 05/25/2023 | 52907 | 207456155 | 05/25/2023
Nordyne, LLC | Frigidaire | FG7TC-120D-E45DP | Federally-Regulated Consumer Product | Non-Weatherized, Condensing Ga | 2160 | 290 |  | 05/25/2023 | 77603 | 207769469 | 05/25/2023
Nordyne, LLC | Frigidaire | FG7SC-072D-T24BP | Federally-Regulated Consumer Product | Non-Weatherized, Condensing Ga | 1603 | 266 |  | 05/25/2023 | 71640 | 207455959 | 05/25/2023
Nordyne, LLC | Frigidaire | R104GD-036K072C | Federally-Regulated Consumer Product | Weatherized Non-Condensing Gas | 1032 | 244 |  | 05/25/2023 | 72437 | 209333930 | 05/25/2023
Nordyne, LLC | Frigidaire | FG7TE-035D-E23AP | Federally-Regulated Consumer Product | Non-Weatherized, Condensing Ga | 1240 | 250 |  | 05/25/2023 | 22621 | 207456344 | 05/25/2023
Nordyne, LLC | Frigidaire | FG7SK-126C-T45DP | Federally-Regulated Consumer Product | Non-Weatherized, Non-Condensin | 1904 | 266 |  | 05/25/2023 | 119921 | 207456069 | 05/25/2023
Nordyne, LLC | Frigidaire | KG7TC-120D-E45DP | Federally-Regulated Consumer Product | Non-Weatherized, Condensing Ga | 2160 | 290 |  | 05/25/2023 | 77603 | 207456137 | 05/25/2023
Rheem Sales Company, Inc. | Sure | RGECZR048AJT07**A | Federally-Regulated Consumer Product | Weatherized Non-Condensing Gas | 1873 | 167 |  | 05/25/2023 | 52596 | 203473667 | 05/25/2023
Rheem Sales Company, Inc. | Sure | S802V1005A21DZNBAP | Federally-Regulated Consumer Product | Non-Weatherized, Non-Condensin | 2120 | 275 |  | 05/25/2023 | 69817 | 211806610 | 05/25/2023
Rheem Sales Company, Inc. | Sure | S802TA100417MXA | Federally-Regulated Consumer Product | Non-Weatherized, Non-Condensin | 1730 | 258 |  | 05/25/2023 | 70020 | 204099271 | 05/25/2023
Rheem Sales Company, Inc. | Sure | RGEA14042AJT10XAC | Federally-Regulated Consumer Product | Weatherized Non-Condensing Gas | 1494 | 265 |  | 05/25/2023 | 99609 | 206606652 | 05/25/2023
Rheem Sales Company, Inc. | Sure | S801TA070317MUA | Federally-Regulated Consumer Product | Non-Weatherized, Non-Condensin | 1189 | 234 |  | 05/25/2023 | 70542 | 202132850 | 05/25/2023
Rheem Sales Company, Inc. | Sure | RGEAZR036AJT08UNA | Federally-Regulated Consumer Product | Weatherized Non-Condensing Gas | 1382 | 260 |  | 05/25/2023 | 80891 | 208676526 | 05/25/2023
Rheem Sales Company, Inc. | Sure | S801V0754A17DZNBAP | Federally-Regulated Consumer Product | Non-Weatherized, Non-Condensin | 1680 | 255 |  | 05/25/2023 | 76001 | 210646684 | 05/25/2023
Rheem Sales Company, Inc. | Sure | S98MV0703A17UPS | Federally-Regulated Consumer Product | Non-Weatherized, Condensing Ga | 1162 | 246 |  | 05/25/2023 | 28246 | 208157047 | 05/25/2023
Rheem Sales Company, Inc. | Sure | S97VA060M317KSA | Federally-Regulated Consumer Product | Non-Weatherized, Condensing Ga | 1327 | 253 |  | 05/25/2023 | 22218 | 202356690 | 05/25/2023
Rheem Sales Company, Inc. | Sure | S801CA100521ZSA | Federally-Regulated Consumer Product | Non-Weatherized, Non-Condensin | 1895 | 265 |  | 05/25/2023 | 100302 | 203327176 | 05/25/2023
Rheem Sales Company, Inc. | Sure | S801CA050314MXA | Federally-Regulated Consumer Product | Non-Weatherized, Non-Condensin | 1388 | 184 |  | 05/25/2023 | 49660 | 203327137 | 05/25/2023
Rheem Sales Company, Inc. | Sure | RGEA14030AJT061AC | Federally-Regulated Consumer Product | Weatherized Non-Condensing Gas | 1147 | 249 |  | 05/25/2023 | 79965 | 206606594 | 05/25/2023
Rheem Sales Company, Inc. | Sure | RGEAZS036AJV062CA | Federally-Regulated Consumer Product | Weatherized Non-Condensing Gas | 1702 | 248 |  | 05/25/2023 | 46772 | 211726909 | 05/25/2023
Rheem Sales Company, Inc. | Sure | S801T0504A17UHNNAS | Federally-Regulated Consumer Product | Non-Weatherized, Non-Condensin | 1517 | 249 |  | 05/25/2023 | 50545 | 211806582 | 05/25/2023
Rheem Sales Company, Inc. | Sure | S802V0754A17DZNBAP | Federally-Regulated Consumer Product | Non-Weatherized, Non-Condensin | 1628 | 254 |  | 05/25/2023 | 52707 | 211774713 | 05/25/2023
Rheem Sales Company, Inc. | Sure | RGEA14042AJT081AC | Federally-Regulated Consumer Product | Weatherized Non-Condensing Gas | 1494 | 265 |  | 05/25/2023 | 99609 | 206606639 | 05/25/2023
Rheem Sales Company, Inc. | Sure | RGEA14030AJT081AC | Federally-Regulated Consumer Product | Weatherized Non-Condensing Gas | 1147 | 249 |  | 05/25/2023 | 79965 | 206606603 | 05/25/2023
Rheem Sales Company, Inc. | Sure | S801CA125524ZXA | Federally-Regulated Consumer Product | Non-Weatherized, Non-Condensin | 1835 | 263 |  | 05/25/2023 | 124289 | 203327185 | 05/25/2023
Rheem Sales Company, Inc. | Sure | S801TA070417MUA | Federally-Regulated Consumer Product | Non-Weatherized, Non-Condensin | 1823 | 262 |  | 05/25/2023 | 70109 | 204501685 | 05/25/2023
Rheem Sales Company, Inc. | Sure | S802TA075417MSA | Federally-Regulated Consumer Product | Non-Weatherized, Non-Condensin | 1884 | 265 |  | 05/25/2023 | 52545 | 204007873 | 05/25/2023
Rheem Sales Company, Inc. | Sure | RGEA15048AJV081AB | Federally-Regulated Consumer Product | Weatherized Non-Condensing Gas | 1720 | 275 |  | 05/25/2023 | 99897 | 203404587 | 05/25/2023
Rheem Sales Company, Inc. | Sure | S801CA125524ZSA | Federally-Regulated Consumer Product | Non-Weatherized, Non-Condensin | 1835 | 263 |  | 05/25/2023 | 124289 | 203327182 | 05/25/2023
Rheem Sales Company, Inc. | Sure | S801TA050317MUA | Federally-Regulated Consumer Product | Non-Weatherized, Non-Condensin | 1165 | 233 |  | 05/25/2023 | 49157 | 202132849 | 05/25/2023
Rheem Sales Company, Inc. | Sure | RGECZR060AJT12**C | Federally-Regulated Consumer Product | Weatherized Non-Condensing Gas | 2183 | 266 |  | 05/25/2023 | 83968 | 210279552 | 05/25/2023
Rheem Sales Company, Inc. | Sure | RGEA14036AJT061AC | Federally-Regulated Consumer Product | Weatherized Non-Condensing Gas | 1430 | 262 |  | 05/25/2023 | 99665 | 206606612 | 05/25/2023
Rheem Sales Company, Inc. | Sure | RGEAZR042AJT10XNA | Federally-Regulated Consumer Product | Weatherized Non-Condensing Gas | 1774 | 277 |  | 05/25/2023 | 100987 | 208676551 | 05/25/2023
Rheem Sales Company, Inc. | Sure | RGEA15060AJV10XAB | Federally-Regulated Consumer Product | Weatherized Non-Condensing Gas | 2166 | 294 |  | 05/25/2023 | 100081 | 203404607 | 05/25/2023
Rheem Sales Company, Inc. | Sure | S801CA050314MSA | Federally-Regulated Consumer Product | Non-Weatherized, Non-Condensin | 1388 | 184 |  | 05/25/2023 | 49660 | 203327134 | 05/25/2023
Rheem Sales Company, Inc. | Sure | S801CA075521ZSA | Federally-Regulated Consumer Product | Non-Weatherized, Non-Condensin | 1892 | 265 |  | 05/25/2023 | 99827 | 203327170 | 05/25/2023
Rheem Sales Company, Inc. | Sure | S801V0504A17UHSBAP | Federally-Regulated Consumer Product | Non-Weatherized, Non-Condensin | 1682 | 256 |  | 05/25/2023 | 50501 | 211774702 | 05/25/2023
Rheem Sales Company, Inc. | Sure | S801V0503A14DZNBAP | Federally-Regulated Consumer Product | Non-Weatherized, Non-Condensin | 2163 | 277 |  | 05/25/2023 | 51119 | 210641916 | 05/25/2023
Rheem Sales Company, Inc. | Sure | RGECZR036AJT07**B | Federally-Regulated Consumer Product | Weatherized Non-Condensing Gas | 1475 | 165 |  | 05/25/2023 | 53157 | 206778660 | 05/25/2023
Rheem Sales Company, Inc. | Sure | S801V1255A24DZNBAP | Federally-Regulated Consumer Product | Non-Weatherized, Non-Condensin | 2075 | 273 |  | 05/25/2023 | 124289 | 210646665 | 05/25/2023
Rheem Sales Company, Inc. | Sure | RGEAZS036ACV08TCA | Federally-Regulated Consumer Product | Weatherized Non-Condensing Gas | 1662 | 272 |  | 05/25/2023 | 60830 | 211729583 | 05/25/2023
Rheem Sales Company, Inc. | Sure | S98MV1155A24UPS | Federally-Regulated Consumer Product | Non-Weatherized, Condensing Ga | 1971 | 282 |  | 05/25/2023 | 44499 | 208157050 | 05/25/2023
Rheem Sales Company, Inc. | Sure | S801CA075521ZXA | Federally-Regulated Consumer Product | Non-Weatherized, Non-Condensin | 1892 | 265 |  | 05/25/2023 | 99827 | 203327173 | 05/25/2023
Rheem Sales Company, Inc. | Sure | S801V0503A14DZSBAP | Federally-Regulated Consumer Product | Non-Weatherized, Non-Condensin | 2163 | 277 |  | 05/25/2023 | 51119 | 210641920 | 05/25/2023
Rheem Sales Company, Inc. | Sure | S801V0755A21DZSBAP | Federally-Regulated Consumer Product | Non-Weatherized, Non-Condensin | 2163 | 277 |  | 05/25/2023 | 75029 | 210646677 | 05/25/2023
Rheem Sales Company, Inc. | Sure | S95TC0401317MSA | Federally-Regulated Consumer Product | Non-Weatherized, Condensing Ga | 1107 | 244 |  | 05/25/2023 | 41877 | 8934607 | 05/25/2023
Rheem Sales Company, Inc. | Sure | S801CA125524MXA | Federally-Regulated Consumer Product | Non-Weatherized, Non-Condensin | 1991 | 270 |  | 05/25/2023 | 123598 | 203327161 | 05/25/2023
Rheem Sales Company, Inc. | Sure | S801V1255A24DZSBAP | Federally-Regulated Consumer Product | Non-Weatherized, Non-Condensin | 2075 | 273 |  | 05/25/2023 | 124289 | 210646667 | 05/25/2023
Rheem Sales Company, Inc. | Sure | RGEA14042AJT101AC | Federally-Regulated Consumer Product | Weatherized Non-Condensing Gas | 1494 | 265 |  | 05/25/2023 | 99609 | 206606648 | 05/25/2023
Rheem Sales Company, Inc. | Sure | RGEA14036AJT06XAC | Federally-Regulated Consumer Product | Weatherized Non-Condensing Gas | 1430 | 262 |  | 05/25/2023 | 99665 | 206606617 | 05/25/2023
Rheem Sales Company, Inc. | Sure | S801CA100521MXA | Federally-Regulated Consumer Product | Non-Weatherized, Non-Condensin | 1812 | 262 |  | 05/25/2023 | 99863 | 203327155 | 05/25/2023
Rheem Sales Company, Inc. | Sure | S97MV0855A21DHS | Federally-Regulated Consumer Product | Non-Weatherized, Condensing Ga | 2138 | 289 |  | 05/25/2023 | 33549 | 208157043 | 05/25/2023
Rheem Sales Company, Inc. | Sure | RGEA14036AJT101AC | Federally-Regulated Consumer Product | Weatherized Non-Condensing Gas | 1430 | 262 |  | 05/25/2023 | 99665 | 206606630 | 05/25/2023
Rheem Sales Company, Inc. | Sure | S801V1005A21UHUBAP | Federally-Regulated Consumer Product | Non-Weatherized, Non-Condensin | 1966 | 269 |  | 05/25/2023 | 97612 | 211806592 | 05/25/2023
Rheem Sales Company, Inc. | Sure | S801V0754A17DZSBAP | Federally-Regulated Consumer Product | Non-Weatherized, Non-Condensin | 1680 | 255 |  | 05/25/2023 | 76001 | 210646687 | 05/25/2023
Rheem Sales Company, Inc. | Sure | S951T0603A17M4 | Federally-Regulated Consumer Product | Non-Weatherized, Condensing Ga | 1156 | 246 |  | 05/25/2023 | 55624 | 208663422 | 05/25/2023
Rheem Sales Company, Inc. | Sure | RGECZR036AJT10**B | Federally-Regulated Consumer Product | Weatherized Non-Condensing Gas | 1576 | 218 |  | 05/25/2023 | 100764 | 206778661 | 05/25/2023
Rheem Sales Company, Inc. | Sure | S802VA075317ZSB | Federally-Regulated Consumer Product | Non-Weatherized, Non-Condensin | 1324 | 240 |  | 05/25/2023 | 52495 | 8087198 | 05/25/2023
Rheem Sales Company, Inc. | Sure | S802V0503A14UHS | Federally-Regulated Consumer Product | Non-Weatherized, Non-Condensin | 1318 | 240 |  | 05/25/2023 | 35484 | 208243297 | 05/25/2023
Rheem Sales Company, Inc. | Sure | S801CA075421MSA | Federally-Regulated Consumer Product | Non-Weatherized, Non-Condensin | 1634 | 254 |  | 05/25/2023 | 75736 | 203327146 | 05/25/2023
Rheem Sales Company, Inc. | Sure | S802VA100521ZXB | Federally-Regulated Consumer Product | Non-Weatherized, Non-Condensin | 2291 | 283 |  | 05/25/2023 | 70210 | 8087225 | 05/25/2023
Rheem Sales Company, Inc. | Sure | S96TA0702317MSA | Federally-Regulated Consumer Product | Non-Weatherized, Condensing Ga | 1321 | 253 |  | 05/25/2023 | 49242 | 9950849 | 05/25/2023
Rheem Sales Company, Inc. | Sure | S802V0503A14DZSBAP | Federally-Regulated Consumer Product | Non-Weatherized, Non-Condensin | 1250 | 237 |  | 05/25/2023 | 34844 | 211806599 | 05/25/2023
Rheem Sales Company, Inc. | Sure | RGEAZR024AJT081NA | Federally-Regulated Consumer Product | Weatherized Non-Condensing Gas | 1202 | 252 |  | 05/25/2023 | 79659 | 208676401 | 05/25/2023
Rheem Sales Company, Inc. | Sure | S801CA125524MSA | Federally-Regulated Consumer Product | Non-Weatherized, Non-Condensin | 1991 | 270 |  | 05/25/2023 | 123598 | 203327158 | 05/25/2023
Rheem Sales Company, Inc. | Sure | RGEA14030AJT06UAA | Federally-Regulated Consumer Product | Weatherized Non-Condensing Gas | 1125 | 248 |  | 05/25/2023 | 60094 | 205965541 | 05/25/2023
Rheem Sales Company, Inc. | Sure | S802TA100417MSA | Federally-Regulated Consumer Product | Non-Weatherized, Non-Condensin | 1730 | 258 |  | 05/25/2023 | 70020 | 204007876 | 05/25/2023
Rheem Sales Company, Inc. | Sure | S96TA0602317MSA | Federally-Regulated Consumer Product | Non-Weatherized, Condensing Ga | 1342 | 254 |  | 05/25/2023 | 39319 | 9950845 | 05/25/2023
Rheem Sales Company, Inc. | Sure | S802V0755A21DZSBAP | Federally-Regulated Consumer Product | Non-Weatherized, Non-Condensin | 2041 | 272 |  | 05/25/2023 | 52592 | 211774727 | 05/25/2023
Rheem Sales Company, Inc. | Sure | S802V0504A17UHSBAP | Federally-Regulated Consumer Product | Non-Weatherized, Non-Condensin | 1712 | 257 |  | 05/25/2023 | 34534 | 211806607 | 05/25/2023
Rheem Sales Company, Inc. | Sure | S802V0754A17DZSBAP | Federally-Regulated Consumer Product | Non-Weatherized, Non-Condensin | 1628 | 254 |  | 05/25/2023 | 52707 | 211774718 | 05/25/2023
Rheem Sales Company, Inc. | Sure | RGEA15030AJV08XAB | Federally-Regulated Consumer Product | Weatherized Non-Condensing Gas | 1402 | 261 |  | 05/25/2023 | 80658 | 203404539 | 05/25/2023
Rheem Sales Company, Inc. | Sure | S801CA075417MSA | Federally-Regulated Consumer Product | Non-Weatherized, Non-Condensin | 1496 | 248 |  | 05/25/2023 | 75177 | 203327140 | 05/25/2023
Rheem Sales Company, Inc. | Sure | S802V0503A14DZNBAP | Federally-Regulated Consumer Product | Non-Weatherized, Non-Condensin | 1250 | 237 |  | 05/25/2023 | 34844 | 211806595 | 05/25/2023
Rheem Sales Company, Inc. | Sure | S802V0504A17UHNBAP | Federally-Regulated Consumer Product | Non-Weatherized, Non-Condensin | 1712 | 257 |  | 05/25/2023 | 34534 | 211806602 | 05/25/2023
Rheem Sales Company, Inc. | Sure | S97MV1005A21DHS | Federally-Regulated Consumer Product | Non-Weatherized, Condensing Ga | 1990 | 282 |  | 05/25/2023 | 39222 | 208157044 | 05/25/2023
Rheem Sales Company, Inc. | Sure | S92TA1151524MSA | Federally-Regulated Consumer Product | Non-Weatherized, Condensing Ga | 2041 | 285 |  | 05/25/2023 | 111488 | 9958619 | 05/25/2023
Rheem Sales Company, Inc. | Sure | S801T1005A21UHU | Federally-Regulated Consumer Product | Non-Weatherized, Non-Condensin | 2096 | 274 |  | 05/25/2023 | 100583 | 208430284 | 05/25/2023
Rheem Sales Company, Inc. | Sure | S97VA115M524KSA | Federally-Regulated Consumer Product | Non-Weatherized, Condensing Ga | 1959 | 281 |  | 05/25/2023 | 44459 | 202356692 | 05/25/2023
Rheem Sales Company, Inc. | Sure | RGEA14030AJT04UAA | Federally-Regulated Consumer Product | Weatherized Non-Condensing Gas | 1189 | 251 |  | 05/25/2023 | 39887 | 205965542 | 05/25/2023
Rheem Sales Company, Inc. | Sure | S801T0504A17UHSNAS | Federally-Regulated Consumer Product | Non-Weatherized, Non-Condensin | 1517 | 249 |  | 05/25/2023 | 50545 | 211806586 | 05/25/2023
Rheem Sales Company, Inc. | Sure | RGEA14036AJT081AC | Federally-Regulated Consumer Product | Weatherized Non-Condensing Gas | 1430 | 262 |  | 05/25/2023 | 99665 | 206606621 | 05/25/2023
Rheem Sales Company, Inc. | Sure | RGEA14030AJT06XAC | Federally-Regulated Consumer Product | Weatherized Non-Condensing Gas | 1147 | 249 |  | 05/25/2023 | 79965 | 206606599 | 05/25/2023
Rheem Sales Company, Inc. | Sure | S801V1005A21DZNBAP | Federally-Regulated Consumer Product | Non-Weatherized, Non-Condensin | 2095 | 257 |  | 05/25/2023 | 100302 | 210646660 | 05/25/2023
Rheem Sales Company, Inc. | Sure | RGEA15060AJV101AB | Federally-Regulated Consumer Product | Weatherized Non-Condensing Gas | 2166 | 294 |  | 05/25/2023 | 100081 | 203404603 | 05/25/2023
Rheem Sales Company, Inc. | Sure | S801V1005A21DZSBAP | Federally-Regulated Consumer Product | Non-Weatherized, Non-Condensin | 2095 | 257 |  | 05/25/2023 | 100302 | 210646662 | 05/25/2023
Rheem Sales Company, Inc. | Sure | S98MV0603A17UPS | Federally-Regulated Consumer Product | Non-Weatherized, Condensing Ga | 1110 | 244 |  | 05/25/2023 | 22600 | 208157046 | 05/25/2023
Rheem Sales Company, Inc. | Sure | S92TA0601317MSA | Federally-Regulated Consumer Product | Non-Weatherized, Condensing Ga | 1156 | 246 |  | 05/25/2023 | 55624 | 9958603 | 05/25/2023
Rheem Sales Company, Inc. | Sure | S801V0755A21UH | Federally-Regulated Consumer Product | Non-Weatherized, Non-Condensin | 1813 | 235 |  | 05/25/2023 | 75573 | 208665964 | 05/25/2023
Nordyne, LLC | Trane | 4YCL4024A1055A | Federally-Regulated Consumer Product | Weatherized Non-Condensing Gas | 1304 | 240 |  | 05/25/2023 | 55721 | 207341401 | 05/25/2023
Nordyne, LLC | Trane | L9X1C100U5VSAAA | Federally-Regulated Consumer Product | Non-Weatherized, Condensing Ga | 2088 | 287 |  | 05/25/2023 | 100330 | 206229729 | 05/25/2023
Nordyne, LLC | Trane | 4YCL4042A1100A | Federally-Regulated Consumer Product | Weatherized Non-Condensing Gas | 1913 | 275 |  | 05/25/2023 | 100561 | 207341404 | 05/25/2023
Nordyne, LLC | Trane | 4YCL4030A1070A | Federally-Regulated Consumer Product | Weatherized Non-Condensing Gas | 1655 | 264 |  | 05/25/2023 | 69854 | 207341402 | 05/25/2023
Nordyne, LLC | Trane | L9X1B070U4VSA*A | Federally-Regulated Consumer Product | Non-Weatherized, Condensing Ga | 1626 | 267 |  | 05/25/2023 | 68900 | 207175364 | 05/25/2023
Nordyne, LLC | Trane | L9X1A050U3VSABA | Federally-Regulated Consumer Product | Non-Weatherized, Condensing Ga | 1446 | 259 |  | 05/25/2023 | 50148 | 207769500 | 05/25/2023
Nordyne, LLC | Trane | 4YCL4048A1100A | Federally-Regulated Consumer Product | Weatherized Non-Condensing Gas | 1913 | 275 |  | 05/25/2023 | 100561 | 207341405 | 05/25/2023
Nordyne, LLC | Trane | L9X1A050U3VSAAA | Federally-Regulated Consumer Product | Non-Weatherized, Condensing Ga | 1446 | 259 |  | 05/25/2023 | 50148 | 206229728 | 05/25/2023
Nordyne, LLC | Trane | L8X1A055U3XSAC | Federally-Regulated Consumer Product | Non-Weatherized, Non-Condensin | 1100 | 230 |  | 05/25/2023 | 54989 | 207465528 | 05/25/2023
Nordyne, LLC | Trane | L9X1C100U5VSABA | Federally-Regulated Consumer Product | Non-Weatherized, Condensing Ga | 2088 | 287 |  | 05/25/2023 | 100330 | 207769501 | 05/25/2023
Nordyne, LLC | Trane | 4YCL4060A1100A | Federally-Regulated Consumer Product | Weatherized Non-Condensing Gas | 2041 | 289 |  | 05/25/2023 | 101000 | 207341406 | 05/25/2023
Nordyne, LLC | Trane | 4YCL4036A1070A | Federally-Regulated Consumer Product | Weatherized Non-Condensing Gas | 1655 | 264 |  | 05/25/2023 | 69854 | 207341403 | 05/25/2023
Nordyne, LLC | Trane | L8X1B070U4XSAC | Federally-Regulated Consumer Product | Non-Weatherized, Non-Condensin | 1597 | 252 |  | 05/25/2023 | 70859 | 207465529 | 05/25/2023
Carrier Corp. - Indianapolis | Kenmore | G80CTL1352422A | Federally-Regulated Consumer Product | Non-Weatherized, Non-Condensin | 2422 | 287 |  | 05/25/2023 | 87787 | 203358937 | 05/25/2023
Carrier Corp. - Indianapolis | Kenmore | N96VSN0601412A*D | Federally-Regulated Consumer Product | Non-Weatherized, Condensing Ga | 1224 | 248 |  | 05/25/2023 | 59736 | 205822152 | 05/25/2023
Carrier Corp. - Indianapolis | Kenmore | F97CMN0802120A*D | Federally-Regulated Consumer Product | Non-Weatherized, Condensing Ga | 2026 | 284 |  | 05/25/2023 | 31724 | 203924622 | 05/25/2023
Carrier Corp. - Indianapolis | Kenmore | F96VTN0401712A*D | Federally-Regulated Consumer Product | Non-Weatherized, Condensing Ga | 1075 | 242 |  | 05/25/2023 | 25768 | 203359191 | 05/25/2023
Carrier Corp. - Indianapolis | Kenmore | G96VTN0801716A | Federally-Regulated Consumer Product | Non-Weatherized, Condensing Ga | 1686 | 269 |  | 05/25/2023 | 51540 | 203359283 | 05/25/2023
Carrier Corp. - Indianapolis | Kenmore | G80CTL0701716A* | Federally-Regulated Consumer Product | Non-Weatherized, Non-Condensin | 1458 | 246 |  | 05/25/2023 | 43592 | 203359025 | 05/25/2023
Carrier Corp. - Indianapolis | Kenmore | PDD430060K**0G* | Federally-Regulated Consumer Product | Weatherized Non-Condensing Gas | 1285 | 256 |  | 05/25/2023 | 60738 | 204038234 | 05/25/2023
Carrier Corp. - Indianapolis | Kenmore | N96VSN0601412A | Federally-Regulated Consumer Product | Non-Weatherized, Condensing Ga | 1224 | 248 |  | 05/25/2023 | 59736 | 205822141 | 05/25/2023
Carrier Corp. - Indianapolis | Kenmore | N80VSL0451412A | Federally-Regulated Consumer Product | Non-Weatherized, Non-Condensin | 1422 | 244 |  | 05/25/2023 | 43953 | 205822076 | 05/25/2023
Carrier Corp. - Indianapolis | Kenmore | PDD442090K**1K* | Federally-Regulated Consumer Product | Weatherized Non-Condensing Gas | 1478 | 264 |  | 05/25/2023 | 90002 | 210589603 | 05/25/2023
Carrier Corp. - Indianapolis | Kenmore | PDD448090K**0K* | Federally-Regulated Consumer Product | Weatherized Non-Condensing Gas | 2142 | 293 |  | 05/25/2023 | 90607 | 210589598 | 05/25/2023
Carrier Corp. - Indianapolis | Kenmore | N92MSN1202420A* | Federally-Regulated Consumer Product | Mobile Home Non-Weatherized, C | 1871 | 277 |  | 05/25/2023 | 120577 | 211779003 | 05/25/2023
Carrier Corp. - Indianapolis | Kenmore | F80CTL0701716A* | Federally-Regulated Consumer Product | Non-Weatherized, Non-Condensin | 1458 | 246 |  | 05/25/2023 | 43592 | 203359060 | 05/25/2023
Carrier Corp. - Indianapolis | Kenmore | N92ESN0401410A* | Federally-Regulated Consumer Product | Mobile Home Non-Weatherized, C | 981 | 238 |  | 05/25/2023 | 40102 | 203359658 | 05/25/2023
Carrier Corp. - Indianapolis | Kenmore | N80MSL0902120A* | Federally-Regulated Consumer Product | Non-Weatherized, Non-Condensin | 2438 | 289 |  | 05/25/2023 | 88368 | 211780225 | 05/25/2023
Carrier Corp. - Indianapolis | Kenmore | F96CTN0601714A*D | Federally-Regulated Consumer Product | Non-Weatherized, Condensing Ga | 1364 | 255 |  | 05/25/2023 | 38749 | 203359328 | 05/25/2023
Carrier Corp. - Indianapolis | Kenmore | G96VTN0601714A | Federally-Regulated Consumer Product | Non-Weatherized, Condensing Ga | 1459 | 259 |  | 05/25/2023 | 39051 | 203359282 | 05/25/2023
Carrier Corp. - Indianapolis | Kenmore | F80CTL1352422A* | Federally-Regulated Consumer Product | Non-Weatherized, Non-Condensin | 2422 | 287 |  | 05/25/2023 | 87787 | 203358967 | 05/25/2023
Carrier Corp. - Indianapolis | Kenmore | F96CTN0802120A*D | Federally-Regulated Consumer Product | Non-Weatherized, Condensing Ga | 2095 | 287 |  | 05/25/2023 | 52507 | 203359330 | 05/25/2023
Carrier Corp. - Indianapolis | Kenmore | G96CTN1002122A*D | Federally-Regulated Consumer Product | Non-Weatherized, Condensing Ga | 2251 | 294 |  | 05/25/2023 | 64767 | 203359411 | 05/25/2023
Carrier Corp. - Indianapolis | Kenmore | F80CTL1102120A | Federally-Regulated Consumer Product | Non-Weatherized, Non-Condensin | 2281 | 282 |  | 05/25/2023 | 72565 | 203358872 | 05/25/2023
Carrier Corp. - Indianapolis | Kenmore | PGD430040K**2H* | Federally-Regulated Consumer Product | Weatherized Non-Condensing Gas | 1361 | 257 |  | 05/25/2023 | 45745 | 206908757 | 05/25/2023
Carrier Corp. - Indianapolis | Kenmore | N80VSL1102422A* | Federally-Regulated Consumer Product | Non-Weatherized, Non-Condensin | 2478 | 290 |  | 05/25/2023 | 110020 | 204278429 | 05/25/2023
Carrier Corp. - Indianapolis | Kenmore | G96CTN0601714A | Federally-Regulated Consumer Product | Non-Weatherized, Condensing Ga | 1364 | 255 |  | 05/25/2023 | 38749 | 203359403 | 05/25/2023
Carrier Corp. - Indianapolis | Kenmore | N80ESL0701712A* | Federally-Regulated Consumer Product | Non-Weatherized, Non-Condensin | 1051 | 228 |  | 05/25/2023 | 65904 | 203360299 | 05/25/2023
Carrier Corp. - Indianapolis | Kenmore | F96VTN0801716A | Federally-Regulated Consumer Product | Non-Weatherized, Condensing Ga | 1686 | 269 |  | 05/25/2023 | 51540 | 203359187 | 05/25/2023
Carrier Corp. - Indianapolis | Kenmore | G96CTN0802120A | Federally-Regulated Consumer Product | Non-Weatherized, Condensing Ga | 2095 | 287 |  | 05/25/2023 | 52507 | 203359405 | 05/25/2023
Carrier Corp. - Indianapolis | Kenmore | N95ESU1002122A | Federally-Regulated Consumer Product | Non-Weatherized, Condensing Ga | 2019 | 283 |  | 05/25/2023 | 99431 | 205169271 | 05/25/2023
Carrier Corp. - Indianapolis | Kenmore | N80VSL0451716A* | Federally-Regulated Consumer Product | Non-Weatherized, Non-Condensin | 1431 | 244 |  | 05/25/2023 | 44106 | 204278424 | 05/25/2023
Carrier Corp. - Indianapolis | Kenmore | N96VSN1002120A | Federally-Regulated Consumer Product | Non-Weatherized, Condensing Ga | 2188 | 291 |  | 05/25/2023 | 99935 | 205822228 | 05/25/2023
Carrier Corp. - Indianapolis | Kenmore | N95ESU0401712A | Federally-Regulated Consumer Product | Non-Weatherized, Condensing Ga | 1165 | 196 |  | 05/25/2023 | 40027 | 205645645 | 05/25/2023
Carrier Corp. - Indianapolis | Kenmore | N96MSN0401712A | Federally-Regulated Consumer Product | Non-Weatherized, Condensing Ga | 1097 | 243 |  | 05/25/2023 | 40216 | 211779212 | 05/25/2023
Carrier Corp. - Indianapolis | Kenmore | N95MSU0601716A | Federally-Regulated Consumer Product | Non-Weatherized, Condensing Ga | 1794 | 274 |  | 05/25/2023 | 60012 | 211781287 | 05/25/2023
Carrier Corp. - Indianapolis | Kenmore | PDD430060K**0K* | Federally-Regulated Consumer Product | Weatherized Non-Condensing Gas | 1118 | 248 |  | 05/25/2023 | 60738 | 210589595 | 05/25/2023
Carrier Corp. - Indianapolis | Kenmore | G80CTL1352422A* | Federally-Regulated Consumer Product | Non-Weatherized, Non-Condensin | 2422 | 287 |  | 05/25/2023 | 87787 | 203359030 | 05/25/2023
Carrier Corp. - Indianapolis | Kenmore | PDD430060K**1K* | Federally-Regulated Consumer Product | Weatherized Non-Condensing Gas | 1118 | 248 |  | 05/25/2023 | 60738 | 210589601 | 05/25/2023
Carrier Corp. - Indianapolis | Kenmore | PDD448115K**0K* | Federally-Regulated Consumer Product | Weatherized Non-Condensing Gas | 2156 | 293 |  | 05/25/2023 | 115206 | 210589599 | 05/25/2023
Carrier Corp. - Indianapolis | Kenmore | F96VTN1002122A | Federally-Regulated Consumer Product | Non-Weatherized, Condensing Ga | 2219 | 292 |  | 05/25/2023 | 64715 | 205169279 | 05/25/2023
Carrier Corp. - Indianapolis | Kenmore | G80CTL1102120A | Federally-Regulated Consumer Product | Non-Weatherized, Non-Condensin | 2281 | 282 |  | 05/25/2023 | 72565 | 203358936 | 05/25/2023
Carrier Corp. - Indianapolis | Kenmore | G97CMN1002122A | Federally-Regulated Consumer Product | Non-Weatherized, Condensing Ga | 2192 | 291 |  | 05/25/2023 | 39903 | 203924602 | 05/25/2023
Carrier Corp. - Indianapolis | Kenmore | N96VSN0401410A*D | Federally-Regulated Consumer Product | Non-Weatherized, Condensing Ga | 1075 | 242 |  | 05/25/2023 | 40086 | 205822108 | 05/25/2023
Carrier Corp. - Indianapolis | Kenmore | N96MSN1202422A*D | Federally-Regulated Consumer Product | Non-Weatherized, Condensing Ga | 2308 | 297 |  | 05/25/2023 | 119661 | 211779473 | 05/25/2023
Carrier Corp. - Indianapolis | Kenmore | N96VSN0802120A | Federally-Regulated Consumer Product | Non-Weatherized, Condensing Ga | 2231 | 293 |  | 05/25/2023 | 79961 | 205822207 | 05/25/2023
Carrier Corp. - Indianapolis | Kenmore | N96VSN0601714A | Federally-Regulated Consumer Product | Non-Weatherized, Condensing Ga | 1591 | 265 |  | 05/25/2023 | 60186 | 205822163 | 05/25/2023
Carrier Corp. - Indianapolis | Kenmore | PDD442090K**0K* | Federally-Regulated Consumer Product | Weatherized Non-Condensing Gas | 1478 | 264 |  | 05/25/2023 | 90002 | 210589597 | 05/25/2023
Carrier Corp. - Indianapolis | Kenmore | N96VSN0802120A*D | Federally-Regulated Consumer Product | Non-Weatherized, Condensing Ga | 2231 | 293 |  | 05/25/2023 | 79961 | 205822218 | 05/25/2023
Carrier Corp. - Indianapolis | Kenmore | N80VSL1102422A | Federally-Regulated Consumer Product | Non-Weatherized, Non-Condensin | 2478 | 290 |  | 05/25/2023 | 110020 | 204278363 | 05/25/2023
Carrier Corp. - Indianapolis | Kenmore | N95ESN1002122A*D | Federally-Regulated Consumer Product | Non-Weatherized, Condensing Ga | 2017 | 283 |  | 05/25/2023 | 99705 | 205169224 | 05/25/2023
Carrier Corp. - Indianapolis | Kenmore | N92ESN1002122A | Federally-Regulated Consumer Product | Non-Weatherized, Condensing Ga | 1993 | 282 |  | 05/25/2023 | 99627 | 205001048 | 05/25/2023
Carrier Corp. - Indianapolis | Kenmore | N96VSN0801716A*D | Federally-Regulated Consumer Product | Non-Weatherized, Condensing Ga | 1766 | 272 |  | 05/25/2023 | 80180 | 205822196 | 05/25/2023
Carrier Corp. - Indianapolis | Kenmore | PGD442060K**0G* | Federally-Regulated Consumer Product | Weatherized Non-Condensing Gas | 1514 | 266 |  | 05/25/2023 | 60394 | 204038289 | 05/25/2023
Carrier Corp. - Indianapolis | Kenmore | N96MSN1002122A*D | Federally-Regulated Consumer Product | Non-Weatherized, Condensing Ga | 2283 | 295 |  | 05/25/2023 | 100454 | 211779437 | 05/25/2023
Carrier Corp. - Indianapolis | Kenmore | N96MSN0601412A | Federally-Regulated Consumer Product | Non-Weatherized, Condensing Ga | 1218 | 249 |  | 05/25/2023 | 60319 | 211779248 | 05/25/2023
Carrier Corp. - Indianapolis | Kenmore | N96VSN0401712A | Federally-Regulated Consumer Product | Non-Weatherized, Condensing Ga | 1103 | 243 |  | 05/25/2023 | 39803 | 205822119 | 05/25/2023
Carrier Corp. - Indianapolis | Kenmore | N96MSN1002122A**D | Federally-Regulated Consumer Product | Mobile Home Non-Weatherized, C | 2283 | 295 |  | 05/25/2023 | 100454 | 211779428 | 05/25/2023
Carrier Corp. - Indianapolis | Kenmore | F80CTL1352422A | Federally-Regulated Consumer Product | Non-Weatherized, Non-Condensin | 2422 | 287 |  | 05/25/2023 | 87787 | 203358873 | 05/25/2023
Carrier Corp. - Indianapolis | Kenmore | N96VSN0601714A*D | Federally-Regulated Consumer Product | Non-Weatherized, Condensing Ga | 1591 | 265 |  | 05/25/2023 | 60186 | 205822174 | 05/25/2023
Carrier Corp. - Indianapolis | Kenmore | F96VTN0601714A*D | Federally-Regulated Consumer Product | Non-Weatherized, Condensing Ga | 1459 | 259 |  | 05/25/2023 | 39051 | 203359192 | 05/25/2023
Carrier Corp. - Indianapolis | Kenmore | N80MSL0702116A | Federally-Regulated Consumer Product | Non-Weatherized, Non-Condensin | 1949 | 268 |  | 05/25/2023 | 66143 | 211780107 | 05/25/2023
Carrier Corp. - Indianapolis | Kenmore | F80CTL0902120A* | Federally-Regulated Consumer Product | Non-Weatherized, Non-Condensin | 2488 | 291 |  | 05/25/2023 | 57811 | 203358965 | 05/25/2023
Carrier Corp. - Indianapolis | Kenmore | G80VTL0451412A* | Federally-Regulated Consumer Product | Non-Weatherized, Non-Condensin | 1205 | 235 |  | 05/25/2023 | 28909 | 207207257 | 05/25/2023
Carrier Corp. - Indianapolis | Kenmore | G80CTL0902120A* | Federally-Regulated Consumer Product | Non-Weatherized, Non-Condensin | 2488 | 291 |  | 05/25/2023 | 57811 | 203359028 | 05/25/2023
Carrier Corp. - Indianapolis | Kenmore | N96VSN1002120A*D | Federally-Regulated Consumer Product | Non-Weatherized, Condensing Ga | 2188 | 291 |  | 05/25/2023 | 99935 | 205822239 | 05/25/2023
Carrier Corp. - Indianapolis | Kenmore | F80CTL0902120A | Federally-Regulated Consumer Product | Non-Weatherized, Non-Condensin | 2488 | 291 |  | 05/25/2023 | 57811 | 203358871 | 05/25/2023
Carrier Corp. - Indianapolis | Kenmore | N80VSL0702120A | Federally-Regulated Consumer Product | Non-Weatherized, Non-Condensin | 2147 | 275 |  | 05/25/2023 | 65668 | 204278360 | 05/25/2023
Carrier Corp. - Indianapolis | Kenmore | N95ESN1002122A | Federally-Regulated Consumer Product | Non-Weatherized, Condensing Ga | 2017 | 283 |  | 05/25/2023 | 99705 | 205169256 | 05/25/2023
Carrier Corp. - Indianapolis | Kenmore | N80ESL1352420A* | Federally-Regulated Consumer Product | Non-Weatherized, Non-Condensin | 1887 | 265 |  | 05/25/2023 | 131482 | 203360315 | 05/25/2023
Carrier Corp. - Indianapolis | Kenmore | N96VSN0401712A*D | Federally-Regulated Consumer Product | Non-Weatherized, Condensing Ga | 1103 | 243 |  | 05/25/2023 | 39803 | 205822130 | 05/25/2023
Carrier Corp. - Indianapolis | Kenmore | PGD460090K**0G* | Federally-Regulated Consumer Product | Weatherized Non-Condensing Gas | 2222 | 297 |  | 05/25/2023 | 90150 | 204038293 | 05/25/2023
Carrier Corp. - Indianapolis | Kenmore | PGD424060K**2G* | Federally-Regulated Consumer Product | Weatherized Non-Condensing Gas | 1329 | 257 |  | 05/25/2023 | 60245 | 205822961 | 05/25/2023
Carrier Corp. - Indianapolis | Kenmore | F96CTN0601714A | Federally-Regulated Consumer Product | Non-Weatherized, Condensing Ga | 1364 | 255 |  | 05/25/2023 | 38749 | 203359323 | 05/25/2023
Carrier Corp. - Indianapolis | Kenmore | N80VSL0902420A | Federally-Regulated Consumer Product | Non-Weatherized, Non-Condensin | 2057 | 271 |  | 05/25/2023 | 88097 | 204278362 | 05/25/2023
Nordyne, LLC | Gibson | KG7SA-126C-T45D* | Federally-Regulated Consumer Product | Non-Weatherized, Non-Condensin | 2213 | 279 |  | 05/25/2023 | 120195 | 205147093 | 05/25/2023
Nordyne, LLC | Gibson | KG7SD-120D-T45DP | Federally-Regulated Consumer Product | Non-Weatherized, Condensing Ga | 1860 | 277 |  | 05/25/2023 | 113408 | 207456333 | 05/25/2023
Nordyne, LLC | Gibson | R8GE-024K072C1 | Federally-Regulated Consumer Product | Weatherized Non-Condensing Gas | 1280 | 255 |  | 05/25/2023 | 71272 | 204040770 | 05/25/2023
Nordyne, LLC | Gibson | R104GD-036K070U | Federally-Regulated Consumer Product | Weatherized Non-Condensing Gas | 1655 | 264 |  | 05/25/2023 | 69854 | 209550365 | 05/25/2023
Nordyne, LLC | Gibson | R8GE-048K100U1 | Federally-Regulated Consumer Product | Weatherized Non-Condensing Gas | 1913 | 275 |  | 05/25/2023 | 100561 | 207338292 | 05/25/2023
Nordyne, LLC | Gibson | R8GE-042K100U1 | Federally-Regulated Consumer Product | Weatherized Non-Condensing Gas | 1913 | 275 |  | 05/25/2023 | 100561 | 207338291 | 05/25/2023
Nordyne, LLC | Gibson | KG7TC-080D-E35CP | Federally-Regulated Consumer Product | Non-Weatherized, Condensing Ga | 1686 | 269 |  | 05/25/2023 | 51925 | 207456119 | 05/25/2023
Nordyne, LLC | Gibson | KG7SC-072D-T24BP | Federally-Regulated Consumer Product | Non-Weatherized, Condensing Ga | 1603 | 266 |  | 05/25/2023 | 71640 | 207455962 | 05/25/2023
Nordyne, LLC | Gibson | KG7TA-100C-E35CP | Federally-Regulated Consumer Product | Non-Weatherized, Non-Condensin | 1668 | 255 |  | 05/25/2023 | 63969 | 207455920 | 05/25/2023
Nordyne, LLC | Gibson | R8GE-036K070U1 | Federally-Regulated Consumer Product | Weatherized Non-Condensing Gas | 1655 | 264 |  | 05/25/2023 | 69854 | 207338290 | 05/25/2023
Nordyne, LLC | Gibson | KG7TE-080D-E35CP | Federally-Regulated Consumer Product | Non-Weatherized, Condensing Ga | 1764 | 273 |  | 05/25/2023 | 52933 | 207456184 | 05/25/2023
Nordyne, LLC | Gibson | KG7TC-060D-E24BP | Federally-Regulated Consumer Product | Non-Weatherized, Condensing Ga | 1222 | 249 |  | 05/25/2023 | 39014 | 207456109 | 05/25/2023
Nordyne, LLC | Gibson | KG7SD-108D-T45DP | Federally-Regulated Consumer Product | Non-Weatherized, Condensing Ga | 2046 | 272 |  | 05/25/2023 | 107992 | 207456266 | 05/25/2023
Nordyne, LLC | Gibson | KG7SA-072C-T24B1 | Federally-Regulated Consumer Product | Non-Weatherized, Non-Condensin | 1457 | 246 |  | 05/25/2023 | 69586 | 205124056 | 05/25/2023
Nordyne, LLC | Gibson | R104GD-036K096C | Federally-Regulated Consumer Product | Weatherized Non-Condensing Gas | 1725 | 275 |  | 05/25/2023 | 97452 | 209333979 | 05/25/2023
Nordyne, LLC | Gibson | KG7TC-100D-E35CP | Federally-Regulated Consumer Product | Non-Weatherized, Condensing Ga | 1763 | 273 |  | 05/25/2023 | 64473 | 207456129 | 05/25/2023
Nordyne, LLC | Gibson | KG7SA-090C-T35CP | Federally-Regulated Consumer Product | Non-Weatherized, Non-Condensin | 1992 | 270 |  | 05/25/2023 | 85266 | 207455996 | 05/25/2023
Nordyne, LLC | Gibson | KG7TE-115D-E45DP | Federally-Regulated Consumer Product | Non-Weatherized, Condensing Ga | 1999 | 283 |  | 05/25/2023 | 74875 | 207456322 | 05/25/2023
Nordyne, LLC | Gibson | KG7SD-038D-T24BP | Federally-Regulated Consumer Product | Non-Weatherized, Condensing Ga | 1486 | 260 |  | 05/25/2023 | 37931 | 207456282 | 05/25/2023
Nordyne, LLC | Gibson | KG7SA-054C-T23AP | Federally-Regulated Consumer Product | Non-Weatherized, Non-Condensin | 1278 | 238 |  | 05/25/2023 | 52950 | 207455955 | 05/25/2023
Nordyne, LLC | Gibson | KG7SK-090C-T24BP | Federally-Regulated Consumer Product | Non-Weatherized, Non-Condensin | 1564 | 251 |  | 05/25/2023 | 90265 | 207456003 | 05/25/2023
Nordyne, LLC | Gibson | R104GD-048K100U | Federally-Regulated Consumer Product | Weatherized Non-Condensing Gas | 2128 | 293 |  | 05/25/2023 | 100965 | 209550367 | 05/25/2023
Nordyne, LLC | Gibson | KG7TA-060C-E23AP | Federally-Regulated Consumer Product | Non-Weatherized, Non-Condensin | 1266 | 238 |  | 05/25/2023 | 39577 | 207456099 | 05/25/2023
Nordyne, LLC | Gibson | KG7SA-045C-T23A1 | Federally-Regulated Consumer Product | Non-Weatherized, Non-Condensin | 1249 | 235 |  | 05/25/2023 | 45676 | 205751689 | 05/25/2023
Nordyne, LLC | Gibson | R8GE-030K072C1 | Federally-Regulated Consumer Product | Weatherized Non-Condensing Gas | 1280 | 255 |  | 05/25/2023 | 71272 | 204040782 | 05/25/2023
Nordyne, LLC | Gibson | KG7TN-060D-E24BP | Federally-Regulated Consumer Product | Non-Weatherized, Condensing Ga | 1304 | 252 |  | 05/25/2023 | 39517 | 207456192 | 05/25/2023
Nordyne, LLC | Gibson | KG7TA-060C-E23A1 | Federally-Regulated Consumer Product | Non-Weatherized, Non-Condensin | 1266 | 238 |  | 05/25/2023 | 39577 | 207071428 | 05/25/2023
Nordyne, LLC | Gibson | KG7TA-080C-E24B1 | Federally-Regulated Consumer Product | Non-Weatherized, Non-Condensin | 1277 | 238 |  | 05/25/2023 | 52213 | 204036794 | 05/25/2023
Nordyne, LLC | Gibson | KG8SA-070U-T24BP | Federally-Regulated Consumer Product | Non-Weatherized, Non-Condensin | 1597 | 252 |  | 05/25/2023 | 70859 | 207455968 | 05/25/2023
Nordyne, LLC | Gibson | R8GE-030K070U1 | Federally-Regulated Consumer Product | Weatherized Non-Condensing Gas | 1655 | 264 |  | 05/25/2023 | 69854 | 207338289 | 05/25/2023
Nordyne, LLC | Gibson | R104GD-X60K120C | Federally-Regulated Consumer Product | Weatherized Non-Condensing Gas | 2073 | 290 |  | 05/25/2023 | 119379 | 209333987 | 05/25/2023
Nordyne, LLC | Gibson | R104GD-030K072C | Federally-Regulated Consumer Product | Weatherized Non-Condensing Gas | 1280 | 255 |  | 05/25/2023 | 71272 | 209333977 | 05/25/2023
Nordyne, LLC | Gibson | R8GE-X60K120C1 | Federally-Regulated Consumer Product | Weatherized Non-Condensing Gas | 2073 | 290 |  | 05/25/2023 | 119379 | 204040794 | 05/25/2023
Nordyne, LLC | Gibson | KG7TE-060D-E24BP | Federally-Regulated Consumer Product | Non-Weatherized, Condensing Ga | 1315 | 252 |  | 05/25/2023 | 38212 | 207456237 | 05/25/2023
Nordyne, LLC | Gibson | KG7SK-054C-T23AP | Federally-Regulated Consumer Product | Non-Weatherized, Non-Condensin | 1338 | 241 |  | 05/25/2023 | 52857 | 207455974 | 05/25/2023
Nordyne, LLC | Gibson | KG7TA-100C-E35C1 | Federally-Regulated Consumer Product | Non-Weatherized, Non-Condensin | 1668 | 255 |  | 05/25/2023 | 63969 | 204036802 | 05/25/2023
Nordyne, LLC | Gibson | R104GD-048K096C | Federally-Regulated Consumer Product | Weatherized Non-Condensing Gas | 1818 | 279 |  | 05/25/2023 | 95561 | 209333984 | 05/25/2023
Nordyne, LLC | Gibson | KG7TN-115D-E45DP | Federally-Regulated Consumer Product | Non-Weatherized, Condensing Ga | 2198 | 292 |  | 05/25/2023 | 75317 | 207456166 | 05/25/2023
Nordyne, LLC | Gibson | R104GD-024K045C | Federally-Regulated Consumer Product | Weatherized Non-Condensing Gas | 1024 | 244 |  | 05/25/2023 | 45216 | 209333973 | 05/25/2023
Nordyne, LLC | Gibson | KG7SA-045C-T23AP | Federally-Regulated Consumer Product | Non-Weatherized, Non-Condensin | 1249 | 235 |  | 05/25/2023 | 45676 | 207456064 | 05/25/2023
Nordyne, LLC | Gibson | KG7TN-080D-E35CP | Federally-Regulated Consumer Product | Non-Weatherized, Condensing Ga | 1718 | 271 |  | 05/25/2023 | 52461 | 207456150 | 05/25/2023
Nordyne, LLC | Gibson | R104GD-042K100U | Federally-Regulated Consumer Product | Weatherized Non-Condensing Gas | 1913 | 275 |  | 05/25/2023 | 100561 | 209550366 | 05/25/2023
Nordyne, LLC | Gibson | R104GD-030K045C | Federally-Regulated Consumer Product | Weatherized Non-Condensing Gas | 1024 | 244 |  | 05/25/2023 | 45216 | 209333975 | 05/25/2023
Nordyne, LLC | Gibson | KG7SA-072C-T35C1 | Federally-Regulated Consumer Product | Non-Weatherized, Non-Condensin | 1719 | 257 |  | 05/25/2023 | 73962 | 205751675 | 05/25/2023
Nordyne, LLC | Gibson | R104GD-X60K100U | Federally-Regulated Consumer Product | Weatherized Non-Condensing Gas | 2041 | 289 |  | 05/25/2023 | 101000 | 209550368 | 05/25/2023
Nordyne, LLC | Gibson | KG7SA-054C-T23A1 | Federally-Regulated Consumer Product | Non-Weatherized, Non-Condensin | 1278 | 238 |  | 05/25/2023 | 52950 | 204834980 | 05/25/2023
Nordyne, LLC | Gibson | KG8SA-055U-T23AP | Federally-Regulated Consumer Product | Non-Weatherized, Non-Condensin | 1100 | 230 |  | 05/25/2023 | 54989 | 207455943 | 05/25/2023
Nordyne, LLC | Gibson | KG7SK-126C-T45DP | Federally-Regulated Consumer Product | Non-Weatherized, Non-Condensin | 1904 | 266 |  | 05/25/2023 | 119921 | 207456072 | 05/25/2023
Nordyne, LLC | Gibson | KG7SA-072C-T35CP | Federally-Regulated Consumer Product | Non-Weatherized, Non-Condensin | 1719 | 257 |  | 05/25/2023 | 73962 | 207456050 | 05/25/2023
Nordyne, LLC | Gibson | R104GD-024K055U | Federally-Regulated Consumer Product | Weatherized Non-Condensing Gas | 1304 | 240 |  | 05/25/2023 | 55721 | 209550363 | 05/25/2023
Nordyne, LLC | Gibson | KG7SC-120*-T45D* | Federally-Regulated Consumer Product | Non-Weatherized, Condensing Ga | 2047 | 272 |  | 05/25/2023 | 120160 | 205147072 | 05/25/2023
Nordyne, LLC | Gibson | KG7TA-120C-V35C1 | Federally-Regulated Consumer Product | Non-Weatherized, Non-Condensin | 2383 | 287 |  | 05/25/2023 | 76546 | 205962951 | 05/25/2023
Nordyne, LLC | Gibson | R104GD-036K072C | Federally-Regulated Consumer Product | Weatherized Non-Condensing Gas | 1032 | 244 |  | 05/25/2023 | 72437 | 209333978 | 05/25/2023
Nordyne, LLC | Gibson | KG7SD-072D-T35C* | Federally-Regulated Consumer Product | Non-Weatherized, Condensing Ga | 1826 | 275 |  | 05/25/2023 | 72142 | 205282686 | 05/25/2023
Nordyne, LLC | Gibson | KG7TA-080C-E24BP | Federally-Regulated Consumer Product | Non-Weatherized, Non-Condensin | 1277 | 238 |  | 05/25/2023 | 52213 | 207455916 | 05/25/2023
Nordyne, LLC | Gibson | KG7SA-108C-T35C1 | Federally-Regulated Consumer Product | Non-Weatherized, Non-Condensin | 2230 | 238 |  | 05/25/2023 | 108250 | 205000503 | 05/25/2023
Nordyne, LLC | Gibson | R104GD-042K072C | Federally-Regulated Consumer Product | Weatherized Non-Condensing Gas | 1950 | 285 |  | 05/25/2023 | 72195 | 209333981 | 05/25/2023
Nordyne, LLC | Gibson | R8GE-036K072C1 | Federally-Regulated Consumer Product | Weatherized Non-Condensing Gas | 1349 | 258 |  | 05/25/2023 | 72437 | 204093427 | 05/25/2023
Nordyne, LLC | Gibson | R8GE-X60K100U1 | Federally-Regulated Consumer Product | Weatherized Non-Condensing Gas | 2041 | 289 |  | 05/25/2023 | 101000 | 207338293 | 05/25/2023
Nordyne, LLC | Gibson | R104GD-024K072C | Federally-Regulated Consumer Product | Weatherized Non-Condensing Gas | 1280 | 255 |  | 05/25/2023 | 71272 | 209333974 | 05/25/2023
Nordyne, LLC | Gibson | KG8SA-100U-T35CP | Federally-Regulated Consumer Product | Non-Weatherized, Non-Condensin | 2074 | 273 |  | 05/25/2023 | 101893 | 207455932 | 05/25/2023
Nordyne, LLC | Gibson | KG7TE-100D-E35CP | Federally-Regulated Consumer Product | Non-Weatherized, Condensing Ga | 1783 | 273 |  | 05/25/2023 | 64758 | 207456145 | 05/25/2023
Nordyne, LLC | Gibson | KG7SK-108C-T35CP | Federally-Regulated Consumer Product | Non-Weatherized, Non-Condensin | 2216 | 280 |  | 05/25/2023 | 109081 | 207456041 | 05/25/2023
Nordyne, LLC | Gibson | R104GD-030K070U | Federally-Regulated Consumer Product | Weatherized Non-Condensing Gas | 1655 | 264 |  | 05/25/2023 | 69854 | 209550364 | 05/25/2023
Nordyne, LLC | Gibson | KG7SA-108C-T35CP | Federally-Regulated Consumer Product | Non-Weatherized, Non-Condensin | 2230 | 238 |  | 05/25/2023 | 108250 | 207455980 | 05/25/2023
Nordyne, LLC | Gibson | KG7TN-100D-E35CP | Federally-Regulated Consumer Product | Non-Weatherized, Condensing Ga | 1711 | 270 |  | 05/25/2023 | 65214 | 207456161 | 05/25/2023
Nordyne, LLC | Gibson | R104GD-048K120C | Federally-Regulated Consumer Product | Weatherized Non-Condensing Gas | 1526 | 266 |  | 05/25/2023 | 121831 | 209333985 | 05/25/2023
Nordyne, LLC | Gibson | R8GE-X60K096C1 | Federally-Regulated Consumer Product | Weatherized Non-Condensing Gas | 2028 | 288 |  | 05/25/2023 | 94398 | 204093436 | 05/25/2023
Nordyne, LLC | Gibson | KG7SA-090C-T24BP | Federally-Regulated Consumer Product | Non-Weatherized, Non-Condensin | 1544 | 250 |  | 05/25/2023 | 89091 | 207455948 | 05/25/2023
Nordyne, LLC | Gibson | KG7SC-108*-T45D* | Federally-Regulated Consumer Product | Non-Weatherized, Condensing Ga | 1956 | 281 |  | 05/25/2023 | 107378 | 205234654 | 05/25/2023
Nordyne, LLC | Gibson | R8GE-024K055U1 | Federally-Regulated Consumer Product | Weatherized Non-Condensing Gas | 1304 | 240 |  | 05/25/2023 | 55721 | 207338288 | 05/25/2023
Nordyne, LLC | Gibson | KG7TE-035D-E23AP | Federally-Regulated Consumer Product | Non-Weatherized, Condensing Ga | 1240 | 250 |  | 05/25/2023 | 22621 | 207456347 | 05/25/2023
Nordyne, LLC | Gibson | KG7SA-072C-T24BP | Federally-Regulated Consumer Product | Non-Weatherized, Non-Condensin | 1457 | 246 |  | 05/25/2023 | 69586 | 207456017 | 05/25/2023
Nordyne, LLC | Gibson | KG7SC-090D-T35CP | Federally-Regulated Consumer Product | Non-Weatherized, Condensing Ga | 1980 | 282 |  | 05/25/2023 | 90343 | 207456010 | 05/25/2023
Nordyne, LLC | Gibson | R104GD-X60K096C | Federally-Regulated Consumer Product | Weatherized Non-Condensing Gas | 2066 | 290 |  | 05/25/2023 | 94398 | 209333986 | 05/25/2023
Nordyne, LLC | Gibson | KG7SD-054D-T24BP | Federally-Regulated Consumer Product | Non-Weatherized, Condensing Ga | 1478 | 260 |  | 05/25/2023 | 54229 | 207456252 | 05/25/2023
Nordyne, LLC | Gibson | R104GD-042K096C | Federally-Regulated Consumer Product | Weatherized Non-Condensing Gas | 1540 | 267 |  | 05/25/2023 | 97780 | 209333982 | 05/25/2023
Nordyne, LLC | Gibson | KG7SK-072C-T24BP | Federally-Regulated Consumer Product | Non-Weatherized, Non-Condensin | 1723 | 258 |  | 05/25/2023 | 73937 | 207456057 | 05/25/2023
Nordyne, LLC | Gibson | KG8SA-070U-T24B1 | Federally-Regulated Consumer Product | Non-Weatherized, Non-Condensin | 1597 | 252 |  | 05/25/2023 | 70859 | 204924138 | 05/25/2023
Nordyne, LLC | Gibson | KG7SD-090D-T35CP | Federally-Regulated Consumer Product | Non-Weatherized, Condensing Ga | 1982 | 282 |  | 05/25/2023 | 86025 | 207456294 | 05/25/2023
Nordyne, LLC | Gibson | KG7TA-120C-V35CP | Federally-Regulated Consumer Product | Non-Weatherized, Non-Condensin | 2383 | 287 |  | 05/25/2023 | 76546 | 207456085 | 05/25/2023
Nordyne, LLC | Gibson | KG7TC-120D-E45DP | Federally-Regulated Consumer Product | Non-Weatherized, Condensing Ga | 2160 | 290 |  | 05/25/2023 | 77603 | 207456138 | 05/25/2023
Carrier Corp. - Indianapolis | WEATHERMAKER | PG96MSAA30026A*D | Federally-Regulated Consumer Product | Non-Weatherized, Condensing Ga | 1012 | 240 |  | 05/25/2023 | 26115 | 211779498 | 05/25/2023
Carrier Corp. - Indianapolis | WEATHERMAKER | PG80MSLA42090B | Federally-Regulated Consumer Product | Non-Weatherized, Non-Condensin | 1592 | 252 |  | 05/25/2023 | 88547 | 211780337 | 05/25/2023
Carrier Corp. - Indianapolis | WEATHERMAKER | PG92MSAA36060A | Federally-Regulated Consumer Product | Non-Weatherized, Condensing Ga | 1277 | 251 |  | 05/25/2023 | 60142 | 211779014 | 05/25/2023
Carrier Corp. - Indianapolis | WEATHERMAKER | PG80MSAA60155D | Federally-Regulated Consumer Product | Non-Weatherized, Non-Condensin | 2004 | 270 |  | 05/25/2023 | 153757 | 211780332 | 05/25/2023
Carrier Corp. - Indianapolis | WEATHERMAKER | PG92MSAA60100C | Federally-Regulated Consumer Product | Non-Weatherized, Condensing Ga | 1931 | 280 |  | 05/25/2023 | 100411 | 211779030 | 05/25/2023
Carrier Corp. - Indianapolis | WEATHERMAKER | PG96MSAA30040A | Federally-Regulated Consumer Product | Non-Weatherized, Condensing Ga | 1017 | 240 |  | 05/25/2023 | 40102 | 211779501 | 05/25/2023
Carrier Corp. - Indianapolis | WEATHERMAKER | PG96MSAA66140D | Federally-Regulated Consumer Product | Non-Weatherized, Condensing Ga | 2292 | 296 |  | 05/25/2023 | 139864 | 211779576 | 05/25/2023
Carrier Corp. - Indianapolis | WEATHERMAKER | PG95MSUA60100C | Federally-Regulated Consumer Product | Non-Weatherized, Condensing Ga | 2049 | 285 |  | 05/25/2023 | 100109 | 211781332 | 05/25/2023
Carrier Corp. - Indianapolis | WEATHERMAKER | PG80MSUA60080C | Federally-Regulated Consumer Product | Non-Weatherized, Non-Condensin | 2436 | 289 |  | 05/25/2023 | 80342 | 211781324 | 05/25/2023
Carrier Corp. - Indianapolis | WEATHERMAKER | PG96MSAA30040A**D | Federally-Regulated Consumer Product | Mobile Home Non-Weatherized, C | 1017 | 240 |  | 05/25/2023 | 40102 | 211779505 | 05/25/2023
Carrier Corp. - Indianapolis | WEATHERMAKER | PG96MSAA48080B*D | Federally-Regulated Consumer Product | Non-Weatherized, Condensing Ga | 1671 | 269 |  | 05/25/2023 | 79335 | 211779543 | 05/25/2023
Carrier Corp. - Indianapolis | WEATHERMAKER | PG96MSAA30040A*D | Federally-Regulated Consumer Product | Non-Weatherized, Condensing Ga | 1017 | 240 |  | 05/25/2023 | 40102 | 211779508 | 05/25/2023
Carrier Corp. - Indianapolis | WEATHERMAKER | PG96MSAA36060A | Federally-Regulated Consumer Product | Non-Weatherized, Condensing Ga | 1218 | 249 |  | 05/25/2023 | 60319 | 211779521 | 05/25/2023
Carrier Corp. - Indianapolis | WEATHERMAKER | PG80MSUA48060B | Federally-Regulated Consumer Product | Non-Weatherized, Non-Condensin | 1955 | 268 |  | 05/25/2023 | 60649 | 211781322 | 05/25/2023
Carrier Corp. - Indianapolis | WEATHERMAKER | PG80MSUA60100C | Federally-Regulated Consumer Product | Non-Weatherized, Non-Condensin | 2444 | 290 |  | 05/25/2023 | 99795 | 211781325 | 05/25/2023
Carrier Corp. - Indianapolis | WEATHERMAKER | PG96MSAA36060A*D | Federally-Regulated Consumer Product | Non-Weatherized, Condensing Ga | 1218 | 249 |  | 05/25/2023 | 60319 | 211779528 | 05/25/2023
Carrier Corp. - Indianapolis | WEATHERMAKER | N95MSU0401712A | Federally-Regulated Consumer Product | Non-Weatherized, Condensing Ga | 1244 | 250 |  | 05/25/2023 | 40132 | 211781278 | 05/25/2023
Carrier Corp. - Indianapolis | WEATHERMAKER | PG80MSLA36045A* | Federally-Regulated Consumer Product | Non-Weatherized, Non-Condensin | 1161 | 233 |  | 05/25/2023 | 44099 | 211780334 | 05/25/2023
Carrier Corp. - Indianapolis | WEATHERMAKER | PG96MSAA48060B | Federally-Regulated Consumer Product | Non-Weatherized, Condensing Ga | 1611 | 266 |  | 05/25/2023 | 59946 | 211779531 | 05/25/2023
Carrier Corp. - Indianapolis | WEATHERMAKER | PG80MSAA48090C | Federally-Regulated Consumer Product | Non-Weatherized, Non-Condensin | 1569 | 251 |  | 05/25/2023 | 87754 | 211780327 | 05/25/2023
Carrier Corp. - Indianapolis | WEATHERMAKER | PG80MSAA42090B | Federally-Regulated Consumer Product | Non-Weatherized, Non-Condensin | 1592 | 252 |  | 05/25/2023 | 88547 | 211780325 | 05/25/2023
Carrier Corp. - Indianapolis | WEATHERMAKER | PG92MSAA48080B* | Federally-Regulated Consumer Product | Mobile Home Non-Weatherized, C | 1845 | 276 |  | 05/25/2023 | 80520 | 211779024 | 05/25/2023
Carrier Corp. - Indianapolis | WEATHERMAKER | PG92MSAA60080C* | Federally-Regulated Consumer Product | Mobile Home Non-Weatherized, C | 2018 | 284 |  | 05/25/2023 | 81104 | 211779028 | 05/25/2023
Carrier Corp. - Indianapolis | WEATHERMAKER | PG96MSAA48080B* | Federally-Regulated Consumer Product | Mobile Home Non-Weatherized, C | 1671 | 269 |  | 05/25/2023 | 79335 | 211780750 | 05/25/2023
Carrier Corp. - Indianapolis | WEATHERMAKER | PG80MSLA60090C | Federally-Regulated Consumer Product | Non-Weatherized, Non-Condensin | 2438 | 289 |  | 05/25/2023 | 88368 | 211780341 | 05/25/2023
Carrier Corp. - Indianapolis | WEATHERMAKER | PG92MSAA36040B | Federally-Regulated Consumer Product | Non-Weatherized, Condensing Ga | 1092 | 243 |  | 05/25/2023 | 39895 | 211779010 | 05/25/2023
Carrier Corp. - Indianapolis | WEATHERMAKER | PG80MSAA36070B | Federally-Regulated Consumer Product | Non-Weatherized, Non-Condensin | 1209 | 235 |  | 05/25/2023 | 65992 | 211780324 | 05/25/2023
Carrier Corp. - Indianapolis | WEATHERMAKER | PG96MSAA36060A**D | Federally-Regulated Consumer Product | Mobile Home Non-Weatherized, C | 1218 | 249 |  | 05/25/2023 | 60319 | 211779525 | 05/25/2023
Carrier Corp. - Indianapolis | WEATHERMAKER | PG92MSAA60120D | Federally-Regulated Consumer Product | Non-Weatherized, Condensing Ga | 1871 | 277 |  | 05/25/2023 | 120577 | 211779034 | 05/25/2023
Carrier Corp. - Indianapolis | WEATHERMAKER | PG92MSAA36040A | Federally-Regulated Consumer Product | Non-Weatherized, Condensing Ga | 1089 | 243 |  | 05/25/2023 | 39846 | 211779006 | 05/25/2023
Carrier Corp. - Indianapolis | WEATHERMAKER | PG80MSAA36070A | Federally-Regulated Consumer Product | Non-Weatherized, Non-Condensin | 1170 | 233 |  | 05/25/2023 | 65912 | 211780323 | 05/25/2023
Carrier Corp. - Indianapolis | WEATHERMAKER | PG92MSAA36060A* | Federally-Regulated Consumer Product | Mobile Home Non-Weatherized, C | 1277 | 251 |  | 05/25/2023 | 60142 | 211779016 | 05/25/2023
Carrier Corp. - Indianapolis | WEATHERMAKER | PG80MSAA60110D | Federally-Regulated Consumer Product | Non-Weatherized, Non-Condensin | 2053 | 272 |  | 05/25/2023 | 110206 | 211780330 | 05/25/2023
Carrier Corp. - Indianapolis | WEATHERMAKER | PG96MSAA36060A* | Federally-Regulated Consumer Product | Mobile Home Non-Weatherized, C | 1218 | 249 |  | 05/25/2023 | 60319 | 211779523 | 05/25/2023
Carrier Corp. - Indianapolis | WEATHERMAKER | PG80MSAA48070B | Federally-Regulated Consumer Product | Non-Weatherized, Non-Condensin | 1776 | 260 |  | 05/25/2023 | 65952 | 211780350 | 05/25/2023
Carrier Corp. - Indianapolis | WEATHERMAKER | PG80MSAA60090C | Federally-Regulated Consumer Product | Non-Weatherized, Non-Condensin | 2438 | 289 |  | 05/25/2023 | 88368 | 211780328 | 05/25/2023
Carrier Corp. - Indianapolis | WEATHERMAKER | PG96MSAA60100C | Federally-Regulated Consumer Product | Non-Weatherized, Condensing Ga | 2215 | 292 |  | 05/25/2023 | 99728 | 211779556 | 05/25/2023
Carrier Corp. - Indianapolis | WEATHERMAKER | PG80MSLA48070B* | Federally-Regulated Consumer Product | Non-Weatherized, Non-Condensin | 1776 | 260 |  | 05/25/2023 | 65952 | 211780384 | 05/25/2023
Carrier Corp. - Indianapolis | WEATHERMAKER | PG80MSUA36040B | Federally-Regulated Consumer Product | Non-Weatherized, Non-Condensin | 1440 | 245 |  | 05/25/2023 | 40185 | 211781321 | 05/25/2023
Carrier Corp. - Indianapolis | WEATHERMAKER | PG96MSAA48080B | Federally-Regulated Consumer Product | Non-Weatherized, Condensing Ga | 1671 | 269 |  | 05/25/2023 | 79335 | 211780748 | 05/25/2023
Carrier Corp. - Indianapolis | WEATHERMAKER | PG92MSAA36040B* | Federally-Regulated Consumer Product | Mobile Home Non-Weatherized, C | 1092 | 243 |  | 05/25/2023 | 39895 | 211779012 | 05/25/2023
Rheem Sales Company, Inc. | Sure | S951V0705A21M4 | Federally-Regulated Consumer Product | Non-Weatherized, Condensing Ga | 1835 | 248 |  | 05/25/2023 | 69808 | 208676328 | 05/25/2023
Rheem Sales Company, Inc. | Sure | S802VA075421MSA | Federally-Regulated Consumer Product | Non-Weatherized, Non-Condensin | 1718 | 258 |  | 05/25/2023 | 52500 | 7979967 | 05/25/2023
Rheem Sales Company, Inc. | Sure | S801TA100521MXA | Federally-Regulated Consumer Product | Non-Weatherized, Non-Condensin | 1812 | 262 |  | 05/25/2023 | 99863 | 7490398 | 05/25/2023
Rheem Sales Company, Inc. | Sure | RGEAZS036AJV08TCA | Federally-Regulated Consumer Product | Weatherized Non-Condensing Gas | 1662 | 272 |  | 05/25/2023 | 60830 | 211729595 | 05/25/2023
Rheem Sales Company, Inc. | Sure | S95TC1151524MSA | Federally-Regulated Consumer Product | Non-Weatherized, Condensing Ga | 2041 | 285 |  | 05/25/2023 | 111488 | 8934627 | 05/25/2023
Rheem Sales Company, Inc. | Sure | S951V1005A21M4 | Federally-Regulated Consumer Product | Non-Weatherized, Condensing Ga | 2153 | 271 |  | 05/25/2023 | 98911 | 208676330 | 05/25/2023
Rheem Sales Company, Inc. | Sure | S801TA125524ZXB | Federally-Regulated Consumer Product | Non-Weatherized, Non-Condensin | 1835 | 263 |  | 05/25/2023 | 124289 | 8087185 | 05/25/2023
Rheem Sales Company, Inc. | Sure | S802TA125524MSA | Federally-Regulated Consumer Product | Non-Weatherized, Non-Condensin | 1899 | 266 |  | 05/25/2023 | 87546 | 204007882 | 05/25/2023
Rheem Sales Company, Inc. | Sure | RGEAZR060AJT081NA | Federally-Regulated Consumer Product | Weatherized Non-Condensing Gas | 2041 | 289 |  | 05/25/2023 | 79422 | 208676456 | 05/25/2023
Rheem Sales Company, Inc. | Sure | RGEAZR036AJT06XNA | Federally-Regulated Consumer Product | Weatherized Non-Condensing Gas | 1259 | 254 |  | 05/25/2023 | 58986 | 208676521 | 05/25/2023
Rheem Sales Company, Inc. | Sure | RGEA15048AJV08XAB | Federally-Regulated Consumer Product | Weatherized Non-Condensing Gas | 1720 | 275 |  | 05/25/2023 | 99897 | 203404591 | 05/25/2023
Rheem Sales Company, Inc. | Sure | S801V0755A21DZNBAP | Federally-Regulated Consumer Product | Non-Weatherized, Non-Condensin | 2163 | 277 |  | 05/25/2023 | 75029 | 210646675 | 05/25/2023
Rheem Sales Company, Inc. | Sure | S802VA125524MSA | Federally-Regulated Consumer Product | Non-Weatherized, Non-Condensin | 2073 | 273 |  | 05/25/2023 | 87500 | 7979991 | 05/25/2023
Rheem Sales Company, Inc. | Sure | RGEAZR036AJT08XNA | Federally-Regulated Consumer Product | Weatherized Non-Condensing Gas | 1387 | 260 |  | 05/25/2023 | 80632 | 208676531 | 05/25/2023
Rheem Sales Company, Inc. | Sure | RGEAZR048AJT101NA | Federally-Regulated Consumer Product | Weatherized Non-Condensing Gas | 2001 | 287 |  | 05/25/2023 | 101705 | 208676451 | 05/25/2023
Rheem Sales Company, Inc. | Sure | RGEAZR048AJT081NA | Federally-Regulated Consumer Product | Weatherized Non-Condensing Gas | 1847 | 280 |  | 05/25/2023 | 80515 | 208676446 | 05/25/2023
Rheem Sales Company, Inc. | Sure | RGEAZR030AJT06UNA | Federally-Regulated Consumer Product | Weatherized Non-Condensing Gas | 1125 | 248 |  | 05/25/2023 | 60094 | 208676501 | 05/25/2023
Rheem Sales Company, Inc. | Sure | RGEAZR060AJT10XNA | Federally-Regulated Consumer Product | Weatherized Non-Condensing Gas | 2131 | 293 |  | 05/25/2023 | 101980 | 208676586 | 05/25/2023
Rheem Sales Company, Inc. | Sure | S921T1005A21M4 | Federally-Regulated Consumer Product | Non-Weatherized, Condensing Ga | 2066 | 286 |  | 05/25/2023 | 98023 | 208663459 | 05/25/2023
Rheem Sales Company, Inc. | Sure | RGECZR060AJT07**C | Federally-Regulated Consumer Product | Weatherized Non-Condensing Gas | 2336 | 182 |  | 05/25/2023 | 52310 | 210279548 | 05/25/2023
Rheem Sales Company, Inc. | Sure | S801TA075521ZSB | Federally-Regulated Consumer Product | Non-Weatherized, Non-Condensin | 1883 | 265 |  | 05/25/2023 | 75029 | 8087165 | 05/25/2023
Rheem Sales Company, Inc. | Sure | S951V1155A24M4 | Federally-Regulated Consumer Product | Non-Weatherized, Condensing Ga | 2137 | 231 |  | 05/25/2023 | 111605 | 208676273 | 05/25/2023
Rheem Sales Company, Inc. | Sure | RGEAZR030AJT041NA | Federally-Regulated Consumer Product | Weatherized Non-Condensing Gas | 1342 | 258 |  | 05/25/2023 | 39842 | 208676406 | 05/25/2023
Rheem Sales Company, Inc. | Sure | RGECZR060AJT07**A | Federally-Regulated Consumer Product | Weatherized Non-Condensing Gas | 2336 | 182 |  | 05/25/2023 | 52310 | 203473671 | 05/25/2023
Rheem Sales Company, Inc. | Sure | S802V0755A21DZNBAP | Federally-Regulated Consumer Product | Non-Weatherized, Non-Condensin | 2041 | 272 |  | 05/25/2023 | 52592 | 211774722 | 05/25/2023
Rheem Sales Company, Inc. | Sure | S801TA100521MSA | Federally-Regulated Consumer Product | Non-Weatherized, Non-Condensin | 1812 | 262 |  | 05/25/2023 | 99863 | 7490386 | 05/25/2023
Rheem Sales Company, Inc. | Sure | S801V0504A17UHUBAP | Federally-Regulated Consumer Product | Non-Weatherized, Non-Condensin | 1376 | 243 |  | 05/25/2023 | 50203 | 211806589 | 05/25/2023
Rheem Sales Company, Inc. | Sure | RGEAZR036AJT101NA | Federally-Regulated Consumer Product | Weatherized Non-Condensing Gas | 1380 | 260 |  | 05/25/2023 | 100130 | 208676431 | 05/25/2023
Rheem Sales Company, Inc. | Sure | S95TC0601317MSA | Federally-Regulated Consumer Product | Non-Weatherized, Condensing Ga | 1156 | 246 |  | 05/25/2023 | 55624 | 8934611 | 05/25/2023
Rheem Sales Company, Inc. | Sure | S801V0504A17UHNBAP | Federally-Regulated Consumer Product | Non-Weatherized, Non-Condensin | 1682 | 256 |  | 05/25/2023 | 50501 | 211774697 | 05/25/2023
Rheem Sales Company, Inc. | Sure | S802TA075317MSA | Federally-Regulated Consumer Product | Non-Weatherized, Non-Condensin | 1539 | 250 |  | 05/25/2023 | 52505 | 204007870 | 05/25/2023
Rheem Sales Company, Inc. | Sure | RGEAZS036ACV06TCA | Federally-Regulated Consumer Product | Weatherized Non-Condensing Gas | 1702 | 248 |  | 05/25/2023 | 46772 | 211729579 | 05/25/2023
Rheem Sales Company, Inc. | Sure | RGEA14048AJT08XAB | Federally-Regulated Consumer Product | Weatherized Non-Condensing Gas | 1809 | 279 |  | 05/25/2023 | 99189 | 203404491 | 05/25/2023
Rheem Sales Company, Inc. | Sure | S802VA075317ZXB | Federally-Regulated Consumer Product | Non-Weatherized, Non-Condensin | 1324 | 240 |  | 05/25/2023 | 52495 | 8087203 | 05/25/2023
Rheem Sales Company, Inc. | Sure | RGEAZR042AJT08XNA | Federally-Regulated Consumer Product | Weatherized Non-Condensing Gas | 1820 | 279 |  | 05/25/2023 | 81578 | 208676546 | 05/25/2023
Rheem Sales Company, Inc. | Sure | RGEAZR042AJT08UNA | Federally-Regulated Consumer Product | Weatherized Non-Condensing Gas | 1635 | 271 |  | 05/25/2023 | 80943 | 208676541 | 05/25/2023
Rheem Sales Company, Inc. | Sure | RGEAZS036AJV102CA | Federally-Regulated Consumer Product | Weatherized Non-Condensing Gas | 1707 | 268 |  | 05/25/2023 | 75935 | 211726919 | 05/25/2023
Rheem Sales Company, Inc. | Sure | S801V0704A17UHUBAP | Federally-Regulated Consumer Product | Non-Weatherized, Non-Condensin | 1723 | 258 |  | 05/25/2023 | 70568 | 211774706 | 05/25/2023
Rheem Sales Company, Inc. | Sure | S95TC1001521MSA | Federally-Regulated Consumer Product | Non-Weatherized, Condensing Ga | 2066 | 286 |  | 05/25/2023 | 98023 | 8934623 | 05/25/2023
Rheem Sales Company, Inc. | Sure | S96VA0852521MSB | Federally-Regulated Consumer Product | Non-Weatherized, Condensing Ga | 1947 | 281 |  | 05/25/2023 | 58053 | 7086389 | 05/25/2023
Rheem Sales Company, Inc. | Sure | RGECZR036AJT10**A | Federally-Regulated Consumer Product | Weatherized Non-Condensing Gas | 1576 | 218 |  | 05/25/2023 | 100764 | 203473665 | 05/25/2023
Rheem Sales Company, Inc. | Sure | RGEAZR048AJT08UNA | Federally-Regulated Consumer Product | Weatherized Non-Condensing Gas | 2026 | 288 |  | 05/25/2023 | 80022 | 208676556 | 05/25/2023
Rheem Sales Company, Inc. | Sure | RGEAZR024AJT061NA | Federally-Regulated Consumer Product | Weatherized Non-Condensing Gas | 1270 | 255 |  | 05/25/2023 | 61123 | 208676396 | 05/25/2023
Rheem Sales Company, Inc. | Sure | RGEAZS036ACV082CA | Federally-Regulated Consumer Product | Weatherized Non-Condensing Gas | 1662 | 272 |  | 05/25/2023 | 60830 | 211726899 | 05/25/2023
Rheem Sales Company, Inc. | Sure | RGECZR060AJT12**A | Federally-Regulated Consumer Product | Weatherized Non-Condensing Gas | 2183 | 266 |  | 05/25/2023 | 83968 | 203473673 | 05/25/2023
Rheem Sales Company, Inc. | Sure | S95TC0701317MSA | Federally-Regulated Consumer Product | Non-Weatherized, Condensing Ga | 1362 | 255 |  | 05/25/2023 | 69960 | 8934615 | 05/25/2023
Rheem Sales Company, Inc. | Sure | S95TC0851521MSA | Federally-Regulated Consumer Product | Non-Weatherized, Condensing Ga | 1929 | 280 |  | 05/25/2023 | 84515 | 8934619 | 05/25/2023
Rheem Sales Company, Inc. | Sure | RGEA14048AJT10XAB | Federally-Regulated Consumer Product | Weatherized Non-Condensing Gas | 1809 | 279 |  | 05/25/2023 | 99189 | 203404499 | 05/25/2023
Rheem Sales Company, Inc. | Sure | S802TA150524MSA | Federally-Regulated Consumer Product | Non-Weatherized, Non-Condensin | 2092 | 274 |  | 05/25/2023 | 104565 | 204007885 | 05/25/2023
Rheem Sales Company, Inc. | Sure | RGEAZR036AJT061NA | Federally-Regulated Consumer Product | Weatherized Non-Condensing Gas | 1259 | 254 |  | 05/25/2023 | 58986 | 208676421 | 05/25/2023
Rheem Sales Company, Inc. | Sure | S802V1255A24DZSBAP | Federally-Regulated Consumer Product | Non-Weatherized, Non-Condensin | 2179 | 278 |  | 05/25/2023 | 86625 | 211774736 | 05/25/2023
Rheem Sales Company, Inc. | Sure | S802VA075421MXA | Federally-Regulated Consumer Product | Non-Weatherized, Non-Condensin | 1718 | 258 |  | 05/25/2023 | 52500 | 7979974 | 05/25/2023
Rheem Sales Company, Inc. | Sure | RGEA14048AJT081AB | Federally-Regulated Consumer Product | Weatherized Non-Condensing Gas | 1809 | 279 |  | 05/25/2023 | 99189 | 203404487 | 05/25/2023
Rheem Sales Company, Inc. | Sure | RGEAZS036ACV10TCA | Federally-Regulated Consumer Product | Weatherized Non-Condensing Gas | 1707 | 268 |  | 05/25/2023 | 75935 | 211729587 | 05/25/2023
Rheem Sales Company, Inc. | Sure | RGECZR036AJT07**A | Federally-Regulated Consumer Product | Weatherized Non-Condensing Gas | 1475 | 165 |  | 05/25/2023 | 53157 | 203473663 | 05/25/2023
Rheem Sales Company, Inc. | Sure | RGEAZR024AJT04UNA | Federally-Regulated Consumer Product | Weatherized Non-Condensing Gas | 1181 | 251 |  | 05/25/2023 | 40068 | 208676466 | 05/25/2023
Rheem Sales Company, Inc. | Sure | RGEAZR036AJT06UNA | Federally-Regulated Consumer Product | Weatherized Non-Condensing Gas | 1434 | 262 |  | 05/25/2023 | 60723 | 208676516 | 05/25/2023
Rheem Sales Company, Inc. | Sure | S802V1005A21DZSBAP | Federally-Regulated Consumer Product | Non-Weatherized, Non-Condensin | 2120 | 275 |  | 05/25/2023 | 69817 | 211806614 | 05/25/2023
Rheem Sales Company, Inc. | Sure | RGEAZR024AJT041NA | Federally-Regulated Consumer Product | Weatherized Non-Condensing Gas | 1205 | 252 |  | 05/25/2023 | 40798 | 208676391 | 05/25/2023
Rheem Sales Company, Inc. | Sure | RGEAZR060AJT08XNA | Federally-Regulated Consumer Product | Weatherized Non-Condensing Gas | 2041 | 289 |  | 05/25/2023 | 79422 | 208676576 | 05/25/2023
Rheem Sales Company, Inc. | RUSSELL | RGEAZR030AJT04XNA | Federally-Regulated Consumer Product | Weatherized Non-Condensing Gas | 1342 | 258 |  | 05/25/2023 | 39842 | 208676495 | 05/25/2023
Rheem Sales Company, Inc. | RUSSELL | S921V0603A17M4 | Federally-Regulated Consumer Product | Non-Weatherized, Condensing Ga | 1356 | 249 |  | 05/25/2023 | 56054 | 208676280 | 05/25/2023
Rheem Sales Company, Inc. | RUSSELL | S951T0703A17M4 | Federally-Regulated Consumer Product | Non-Weatherized, Condensing Ga | 1362 | 255 |  | 05/25/2023 | 69960 | 208663411 | 05/25/2023
Rheem Sales Company, Inc. | RUSSELL | RGECZR048AJT12**C | Federally-Regulated Consumer Product | Weatherized Non-Condensing Gas | 1902 | 259 |  | 05/25/2023 | 84032 | 210279542 | 05/25/2023
Rheem Sales Company, Inc. | RUSSELL | RGEAZS036AJV062CA | Federally-Regulated Consumer Product | Weatherized Non-Condensing Gas | 1702 | 248 |  | 05/25/2023 | 46772 | 211726907 | 05/25/2023
Rheem Sales Company, Inc. | RUSSELL | RGEAZR060AJT10XNA | Federally-Regulated Consumer Product | Weatherized Non-Condensing Gas | 2131 | 293 |  | 05/25/2023 | 101980 | 208676585 | 05/25/2023
Rheem Sales Company, Inc. | RUSSELL | S921V0855A21M4 | Federally-Regulated Consumer Product | Non-Weatherized, Condensing Ga | 1851 | 246 |  | 05/25/2023 | 84247 | 208676283 | 05/25/2023
Rheem Sales Company, Inc. | RUSSELL | RGECZR048AJT07**C | Federally-Regulated Consumer Product | Weatherized Non-Condensing Gas | 1873 | 167 |  | 05/25/2023 | 52596 | 210279538 | 05/25/2023
Rheem Sales Company, Inc. | RUSSELL | RGEAZR048AJT101NA | Federally-Regulated Consumer Product | Weatherized Non-Condensing Gas | 2001 | 287 |  | 05/25/2023 | 101705 | 208676450 | 05/25/2023
Rheem Sales Company, Inc. | RUSSELL | RGEAZR030AJT08XNA | Federally-Regulated Consumer Product | Weatherized Non-Condensing Gas | 1216 | 253 |  | 05/25/2023 | 80365 | 208676510 | 05/25/2023
Rheem Sales Company, Inc. | RUSSELL | RGECZR036AJT07**C | Federally-Regulated Consumer Product | Weatherized Non-Condensing Gas | 1475 | 165 |  | 05/25/2023 | 53157 | 208503162 | 05/25/2023
Carrier Corp. - Syracuse | Heil | RGV060KD* | Federally-Regulated Consumer Product | Weatherized Non-Condensing Gas | 2694 | 302 |  | 05/25/2023 | 53 | 202535208 | 05/25/2023
Carrier Corp. - Syracuse | Heil | RGW060KT* | Federally-Regulated Consumer Product | Weatherized Non-Condensing Gas | 2694 | 302 |  | 05/25/2023 | 106 | 202535237 | 05/25/2023
Carrier Corp. - Syracuse | Heil | RGW036KS* | Federally-Regulated Consumer Product | Weatherized Non-Condensing Gas | 1889 | 281 |  | 05/25/2023 | 53 | 202535230 | 05/25/2023
Carrier Corp. - Syracuse | Heil | RGW060KF* | Federally-Regulated Consumer Product | Weatherized Non-Condensing Gas | 2694 | 302 |  | 05/25/2023 | 106 | 202535229 | 05/25/2023
Nordyne, LLC | Broan | KG7SC-120*-T45D* | Federally-Regulated Consumer Product | Non-Weatherized, Condensing Ga | 2047 | 272 |  | 05/25/2023 | 120160 | 205147071 | 05/25/2023
Nordyne, LLC | Broan | FG7TE-035D-E23AP | Federally-Regulated Consumer Product | Non-Weatherized, Condensing Ga | 1240 | 250 |  | 05/25/2023 | 22621 | 207456343 | 05/25/2023
Nordyne, LLC | Broan | MG3P-054U1*AB* | Federally-Regulated Consumer Product | Mobile Home Non-Weatherized, C | 1626 | 355 |  | 05/25/2023 | 53047 | 205126704 | 05/25/2023
Nordyne, LLC | Broan | KG7SD-120D-T45DP | Federally-Regulated Consumer Product | Non-Weatherized, Condensing Ga | 1860 | 277 |  | 05/25/2023 | 113408 | 207456332 | 05/25/2023
Nordyne, LLC | Broan | MG2S-045T2ABM* | Federally-Regulated Consumer Product | Mobile Home Non-Weatherized, C | 1603 | 352 |  | 05/25/2023 | 29096 | 203049592 | 05/25/2023
Nordyne, LLC | Broan | FG7SA-090C-T24BP | Federally-Regulated Consumer Product | Non-Weatherized, Non-Condensin | 1544 | 250 |  | 05/25/2023 | 89091 | 207455944 | 05/25/2023
Nordyne, LLC | Broan | MG2S-072T2ABM* | Federally-Regulated Consumer Product | Mobile Home Non-Weatherized, C | 1701 | 359 |  | 05/25/2023 | 46718 | 203049619 | 05/25/2023
Nordyne, LLC | Broan | KG7TC-080D-E35CP | Federally-Regulated Consumer Product | Non-Weatherized, Condensing Ga | 1686 | 269 |  | 05/25/2023 | 51925 | 207456117 | 05/25/2023
Nordyne, LLC | Broan | R8GE-X60K100U1 | Federally-Regulated Consumer Product | Weatherized Non-Condensing Gas | 2041 | 289 |  | 05/25/2023 | 101000 | 207338281 | 05/25/2023
Nordyne, LLC | Broan | R104GD-036K072C | Federally-Regulated Consumer Product | Weatherized Non-Condensing Gas | 1032 | 244 |  | 05/25/2023 | 72437 | 209333945 | 05/25/2023
Nordyne, LLC | Broan | R104GD-048K096C | Federally-Regulated Consumer Product | Weatherized Non-Condensing Gas | 1818 | 279 |  | 05/25/2023 | 95561 | 209333951 | 05/25/2023
Nordyne, LLC | Broan | KG7SA-090C-T24BP | Federally-Regulated Consumer Product | Non-Weatherized, Non-Condensin | 1544 | 250 |  | 05/25/2023 | 89091 | 207455947 | 05/25/2023
Nordyne, LLC | Broan | FG7SD-038D-T24BP | Federally-Regulated Consumer Product | Non-Weatherized, Condensing Ga | 1486 | 260 |  | 05/25/2023 | 37931 | 207456278 | 05/25/2023
Nordyne, LLC | Broan | FG7SC-120*-T45D* | Federally-Regulated Consumer Product | Non-Weatherized, Condensing Ga | 2047 | 272 |  | 05/25/2023 | 120160 | 205147068 | 05/25/2023
Nordyne, LLC | Broan | KG7SC-038*-T23AP | Federally-Regulated Consumer Product | Non-Weatherized, Condensing Ga | 1252 | 250 |  | 05/25/2023 | 37844 | 207456244 | 05/25/2023
Nordyne, LLC | Broan | MG3S-080T2AAC1 | Federally-Regulated Consumer Product | Mobile Home Non-Weatherized, C | 1835 | 370 |  | 05/25/2023 | 51517 | 205962956 | 05/25/2023
Nordyne, LLC | Broan | R104GD-X60K120C | Federally-Regulated Consumer Product | Weatherized Non-Condensing Gas | 2073 | 290 |  | 05/25/2023 | 119379 | 209333955 | 05/25/2023
Nordyne, LLC | Broan | FG7TA-060C-V23A1 | Federally-Regulated Consumer Product | Non-Weatherized, Non-Condensin | 1266 | 238 |  | 05/25/2023 | 39577 | 207071430 | 05/25/2023
Nordyne, LLC | Broan | FG7SA-072C-T24B1 | Federally-Regulated Consumer Product | Non-Weatherized, Non-Condensin | 1457 | 246 |  | 05/25/2023 | 69586 | 205124052 | 05/25/2023
Nordyne, LLC | Broan | MG3P-072U1AAC* | Federally-Regulated Consumer Product | Mobile Home Non-Weatherized, C | 2099 | 287 |  | 05/25/2023 | 72868 | 205234670 | 05/25/2023
Nordyne, LLC | Broan | R104GD-036K070U | Federally-Regulated Consumer Product | Weatherized Non-Condensing Gas | 1655 | 264 |  | 05/25/2023 | 69854 | 209550353 | 05/25/2023
Nordyne, LLC | Broan | KG7SK-054C-T23AP | Federally-Regulated Consumer Product | Non-Weatherized, Non-Condensin | 1338 | 241 |  | 05/25/2023 | 52857 | 207455973 | 05/25/2023
Nordyne, LLC | Broan | FG7SD-054D-T24BP | Federally-Regulated Consumer Product | Non-Weatherized, Condensing Ga | 1478 | 260 |  | 05/25/2023 | 54229 | 207456248 | 05/25/2023
Nordyne, LLC | Broan | MG2S-060T2ABM* | Federally-Regulated Consumer Product | Mobile Home Non-Weatherized, C | 1442 | 341 |  | 05/25/2023 | 39606 | 203049604 | 05/25/2023
Nordyne, LLC | Broan | KG7SC-072D-T24BP | Federally-Regulated Consumer Product | Non-Weatherized, Condensing Ga | 1603 | 266 |  | 05/25/2023 | 71640 | 207455961 | 05/25/2023
Nordyne, LLC | Broan | KG7SA-108C-T35CP | Federally-Regulated Consumer Product | Non-Weatherized, Non-Condensin | 2230 | 238 |  | 05/25/2023 | 108250 | 207455979 | 05/25/2023
Nordyne, LLC | Broan | R104GD-024K045C | Federally-Regulated Consumer Product | Weatherized Non-Condensing Gas | 1024 | 244 |  | 05/25/2023 | 45216 | 209333940 | 05/25/2023
Nordyne, LLC | Broan | KG8SA-070U-T24B1 | Federally-Regulated Consumer Product | Non-Weatherized, Non-Condensin | 1597 | 252 |  | 05/25/2023 | 70859 | 204924137 | 05/25/2023
Nordyne, LLC | Broan | KG8SA-100U-T35CP | Federally-Regulated Consumer Product | Non-Weatherized, Non-Condensin | 2074 | 273 |  | 05/25/2023 | 101889 | 207455928 | 05/25/2023
Nordyne, LLC | Broan | R104GD-030K045C | Federally-Regulated Consumer Product | Weatherized Non-Condensing Gas | 1024 | 244 |  | 05/25/2023 | 45216 | 209333943 | 05/25/2023
Nordyne, LLC | Broan | KG7TA-120C-V35C1 | Federally-Regulated Consumer Product | Non-Weatherized, Non-Condensin | 2383 | 287 |  | 05/25/2023 | 76546 | 205962950 | 05/25/2023
Nordyne, LLC | Broan | MG3P-090U1*AC* | Federally-Regulated Consumer Product | Mobile Home Non-Weatherized, C | 2021 | 383 |  | 05/25/2023 | 91333 | 205126706 | 05/25/2023
Nordyne, LLC | Broan | KG7TA-060C-E23A1 | Federally-Regulated Consumer Product | Non-Weatherized, Non-Condensin | 1266 | 238 |  | 05/25/2023 | 39577 | 207071426 | 05/25/2023
Nordyne, LLC | Broan | FG7TC-080D-V35CP | Federally-Regulated Consumer Product | Non-Weatherized, Condensing Ga | 1873 | 277 |  | 05/25/2023 | 50261 | 207456121 | 05/25/2023
Nordyne, LLC | Broan | R8GE-036K070U1 | Federally-Regulated Consumer Product | Weatherized Non-Condensing Gas | 1655 | 264 |  | 05/25/2023 | 69854 | 207338278 | 05/25/2023
Nordyne, LLC | Broan | R104GD-048K120C | Federally-Regulated Consumer Product | Weatherized Non-Condensing Gas | 1526 | 266 |  | 05/25/2023 | 121831 | 209333952 | 05/25/2023
Nordyne, LLC | Broan | KG7TC-120D-E45DP | Federally-Regulated Consumer Product | Non-Weatherized, Condensing Ga | 2160 | 290 |  | 05/25/2023 | 77603 | 207456136 | 05/25/2023
Nordyne, LLC | Broan | R104GD-024K072C | Federally-Regulated Consumer Product | Weatherized Non-Condensing Gas | 1280 | 255 |  | 05/25/2023 | 71272 | 209333941 | 05/25/2023
Nordyne, LLC | Broan | MG1E-090F1A*M1 | Federally-Regulated Consumer Product | Mobile Home Non-Weatherized, N | 1474 | 247 |  | 05/25/2023 | 85906 | 204541459 | 05/25/2023
Nordyne, LLC | Broan | KG7TA-080C-E24B1 | Federally-Regulated Consumer Product | Non-Weatherized, Non-Condensin | 1277 | 238 |  | 05/25/2023 | 52213 | 204036790 | 05/25/2023
Nordyne, LLC | Broan | R104GD-036K096C | Federally-Regulated Consumer Product | Weatherized Non-Condensing Gas | 1725 | 275 |  | 05/25/2023 | 97452 | 209333947 | 05/25/2023
Nordyne, LLC | Broan | R104GD-042K096C | Federally-Regulated Consumer Product | Weatherized Non-Condensing Gas | 1540 | 267 |  | 05/25/2023 | 97780 | 209333950 | 05/25/2023
Nordyne, LLC | Broan | MG2S-072F2ABM* | Federally-Regulated Consumer Product | Mobile Home Non-Weatherized, C | 1565 | 350 |  | 05/25/2023 | 46903 | 203049612 | 05/25/2023
Nordyne, LLC | Broan | KG7SA-072C-T24B1 | Federally-Regulated Consumer Product | Non-Weatherized, Non-Condensin | 1457 | 246 |  | 05/25/2023 | 69586 | 205124055 | 05/25/2023
Nordyne, LLC | Broan | MG1E-077F1A*M2 | Federally-Regulated Consumer Product | Mobile Home Non-Weatherized, N | 1253 | 237 |  | 05/25/2023 | 77346 | 207629120 | 05/25/2023
Nordyne, LLC | Broan | FG7SA-108C-T35CP | Federally-Regulated Consumer Product | Non-Weatherized, Non-Condensin | 2230 | 238 |  | 05/25/2023 | 108250 | 207455976 | 05/25/2023
Nordyne, LLC | Broan | MG1E-090F1A*M2 | Federally-Regulated Consumer Product | Mobile Home Non-Weatherized, N | 1474 | 247 |  | 05/25/2023 | 85906 | 207629129 | 05/25/2023
Nordyne, LLC | Broan | KG7TC-060D-E24BP | Federally-Regulated Consumer Product | Non-Weatherized, Condensing Ga | 1222 | 249 |  | 05/25/2023 | 39014 | 207456107 | 05/25/2023
Nordyne, LLC | Broan | MG2S-045F2ABM* | Federally-Regulated Consumer Product | Mobile Home Non-Weatherized, C | 1603 | 352 |  | 05/25/2023 | 29516 | 203049587 | 05/25/2023
Nordyne, LLC | Broan | MG1E-056F1A*M1 | Federally-Regulated Consumer Product | Mobile Home Non-Weatherized, N | 1404 | 322 |  | 05/25/2023 | 55389 | 204114212 | 05/25/2023
Nordyne, LLC | Broan | FG7TE-115D-E45DP | Federally-Regulated Consumer Product | Non-Weatherized, Condensing Ga | 1999 | 283 |  | 05/25/2023 | 74875 | 207456318 | 05/25/2023
Nordyne, LLC | Broan | FG7TA-120C-V35C1 | Federally-Regulated Consumer Product | Non-Weatherized, Non-Condensin | 2383 | 287 |  | 05/25/2023 | 76546 | 205962947 | 05/25/2023
Nordyne, LLC | Broan | FG7TC-100D-V35CP | Federally-Regulated Consumer Product | Non-Weatherized, Condensing Ga | 1826 | 275 |  | 05/25/2023 | 64473 | 207456131 | 05/25/2023
Nordyne, LLC | Broan | R8GE-042K100U1 | Federally-Regulated Consumer Product | Weatherized Non-Condensing Gas | 1913 | 275 |  | 05/25/2023 | 100561 | 207338279 | 05/25/2023
Nordyne, LLC | Broan | MG1E-070F1A*M2 | Federally-Regulated Consumer Product | Mobile Home Non-Weatherized, N | 1431 | 324 |  | 05/25/2023 | 70411 | 207629116 | 05/25/2023
Nordyne, LLC | Broan | FG7TA-080C-V24BP | Federally-Regulated Consumer Product | Non-Weatherized, Non-Condensin | 1277 | 238 |  | 05/25/2023 | 52213 | 207455922 | 05/25/2023
Nordyne, LLC | Broan | R104GD-042K072C | Federally-Regulated Consumer Product | Weatherized Non-Condensing Gas | 1950 | 285 |  | 05/25/2023 | 72195 | 209333948 | 05/25/2023
Nordyne, LLC | Broan | FG7TN-080D-V35CP | Federally-Regulated Consumer Product | Non-Weatherized, Condensing Ga | 1785 | 274 |  | 05/25/2023 | 52907 | 207456154 | 05/25/2023
Nordyne, LLC | Broan | FG7SD-120D-T45DP | Federally-Regulated Consumer Product | Non-Weatherized, Condensing Ga | 1860 | 277 |  | 05/25/2023 | 113408 | 207456329 | 05/25/2023
Nordyne, LLC | Broan | FG7TA-100C-V35C1 | Federally-Regulated Consumer Product | Non-Weatherized, Non-Condensin | 1795 | 261 |  | 05/25/2023 | 65499 | 205962943 | 05/25/2023
Nordyne, LLC | Broan | FG7TA-100C-V35CP | Federally-Regulated Consumer Product | Non-Weatherized, Non-Condensin | 1795 | 261 |  | 05/25/2023 | 65499 | 207456077 | 05/25/2023
Nordyne, LLC | Broan | FG7SA-126C-T45D* | Federally-Regulated Consumer Product | Non-Weatherized, Non-Condensin | 2213 | 279 |  | 05/25/2023 | 120195 | 205147089 | 05/25/2023
Nordyne, LLC | Broan | KG7TC-100D-E35CP | Federally-Regulated Consumer Product | Non-Weatherized, Condensing Ga | 1763 | 273 |  | 05/25/2023 | 64473 | 207456127 | 05/25/2023
Nordyne, LLC | Broan | MG1E-056F1A*M2 | Federally-Regulated Consumer Product | Mobile Home Non-Weatherized, N | 1404 | 322 |  | 05/25/2023 | 55389 | 207629124 | 05/25/2023
Nordyne, LLC | Broan | MG1E-070F1A*M1 | Federally-Regulated Consumer Product | Mobile Home Non-Weatherized, N | 1431 | 324 |  | 05/25/2023 | 70411 | 204112427 | 05/25/2023
Nordyne, LLC | Broan | KG7SA-072C-T35CP | Federally-Regulated Consumer Product | Non-Weatherized, Non-Condensin | 1719 | 257 |  | 05/25/2023 | 73962 | 207456049 | 05/25/2023
Nordyne, LLC | Broan | FG7SC-038*-T23AP | Federally-Regulated Consumer Product | Non-Weatherized, Condensing Ga | 1252 | 250 |  | 05/25/2023 | 37844 | 207456241 | 05/25/2023
Nordyne, LLC | Broan | FG8SA-100U-T35C1 | Federally-Regulated Consumer Product | Non-Weatherized, Non-Condensin | 2074 | 273 |  | 05/25/2023 | 101888 | 204718046 | 05/25/2023
Nordyne, LLC | Broan | FG7TE-100D-E35CP | Federally-Regulated Consumer Product | Non-Weatherized, Condensing Ga | 1783 | 273 |  | 05/25/2023 | 64758 | 207456140 | 05/25/2023
Nordyne, LLC | Broan | FG8SD-070U-T24B* | Federally-Regulated Consumer Product | Non-Weatherized, Condensing Ga | 1626 | 267 |  | 05/25/2023 | 68900 | 207139303 | 05/25/2023
Nordyne, LLC | Broan | KG7SA-090C-T35CP | Federally-Regulated Consumer Product | Non-Weatherized, Non-Condensin | 1992 | 270 |  | 05/25/2023 | 85266 | 207455995 | 05/25/2023
Nordyne, LLC | Broan | FG7TC-060D-V24BP | Federally-Regulated Consumer Product | Non-Weatherized, Condensing Ga | 1339 | 254 |  | 05/25/2023 | 38422 | 207456111 | 05/25/2023
Nordyne, LLC | Broan | R104GD-X60K100U | Federally-Regulated Consumer Product | Weatherized Non-Condensing Gas | 2041 | 289 |  | 05/25/2023 | 101000 | 209550356 | 05/25/2023
Nordyne, LLC | Broan | KG8SA-055U-T23AP | Federally-Regulated Consumer Product | Non-Weatherized, Non-Condensin | 1100 | 230 |  | 05/25/2023 | 54989 | 207455940 | 05/25/2023
Nordyne, LLC | Broan | MG2R-060T1A*M* | Federally-Regulated Consumer Product | Mobile Home Non-Weatherized, C | 1809 | 368 |  | 05/25/2023 | 60697 | 204600217 | 05/25/2023
Nordyne, LLC | Broan | FG7SD-072D-T35C* | Federally-Regulated Consumer Product | Non-Weatherized, Condensing Ga | 1826 | 275 |  | 05/25/2023 | 72142 | 205282682 | 05/25/2023
Nordyne, LLC | Broan | MG2S-060F2ABM* | Federally-Regulated Consumer Product | Mobile Home Non-Weatherized, C | 1292 | 330 |  | 05/25/2023 | 39969 | 203049599 | 05/25/2023
Nordyne, LLC | Broan | KG7SA-045C-T23AP | Federally-Regulated Consumer Product | Non-Weatherized, Non-Condensin | 1249 | 235 |  | 05/25/2023 | 45676 | 207456063 | 05/25/2023
Nordyne, LLC | Broan | FG7SA-045C-T23AP | Federally-Regulated Consumer Product | Non-Weatherized, Non-Condensin | 1249 | 235 |  | 05/25/2023 | 45676 | 207456060 | 05/25/2023
Nordyne, LLC | Broan | KG7TE-035D-E23AP | Federally-Regulated Consumer Product | Non-Weatherized, Condensing Ga | 1240 | 250 |  | 05/25/2023 | 22621 | 207456346 | 05/25/2023
Nordyne, LLC | Maytag | MGC2SK054CT23AP | Federally-Regulated Consumer Product | Non-Weatherized, Non-Condensin | 1338 | 241 |  | 05/25/2023 | 52857 | 207455969 | 05/25/2023
Nordyne, LLC | Maytag | R104GD-036K096C | Federally-Regulated Consumer Product | Weatherized Non-Condensing Gas | 1725 | 275 |  | 05/25/2023 | 97452 | 209333964 | 05/25/2023
Nordyne, LLC | Maytag | MG3P-108U1*AD* | Federally-Regulated Consumer Product | Non-Weatherized, Condensing Ga | 1956 | 281 |  | 05/25/2023 | 107378 | 205234683 | 05/25/2023
Nordyne, LLC | Maytag | R104GD-X60K100U | Federally-Regulated Consumer Product | Weatherized Non-Condensing Gas | 2041 | 289 |  | 05/25/2023 | 101000 | 209550362 | 05/25/2023
Nordyne, LLC | Maytag | R8GE-042K100U1 | Federally-Regulated Consumer Product | Weatherized Non-Condensing Gas | 1913 | 275 |  | 05/25/2023 | 100561 | 207338315 | 05/25/2023
Nordyne, LLC | Maytag | R104GD-042K072C | Federally-Regulated Consumer Product | Weatherized Non-Condensing Gas | 1950 | 285 |  | 05/25/2023 | 72195 | 209333965 | 05/25/2023
Nordyne, LLC | Maytag | MG1E-090F1A*M1 | Federally-Regulated Consumer Product | Mobile Home Non-Weatherized, N | 1474 | 247 |  | 05/25/2023 | 85906 | 204541462 | 05/25/2023
Nordyne, LLC | Maytag | MGC3SD100UT35C* | Federally-Regulated Consumer Product | Non-Weatherized, Condensing Ga | 2088 | 287 |  | 05/25/2023 | 100330 | 206229717 | 05/25/2023
Nordyne, LLC | Maytag | R104GD-030K072C | Federally-Regulated Consumer Product | Weatherized Non-Condensing Gas | 1280 | 255 |  | 05/25/2023 | 71272 | 209333961 | 05/25/2023
Nordyne, LLC | Maytag | MG3S-080T2AAC1 | Federally-Regulated Consumer Product | Mobile Home Non-Weatherized, C | 1835 | 370 |  | 05/25/2023 | 51517 | 205962954 | 05/25/2023
Nordyne, LLC | Maytag | MGC2SA126CT45D* | Federally-Regulated Consumer Product | Non-Weatherized, Non-Condensin | 2213 | 279 |  | 05/25/2023 | 120195 | 205147088 | 05/25/2023
Nordyne, LLC | Maytag | MG1E-077F1A*M2 | Federally-Regulated Consumer Product | Mobile Home Non-Weatherized, N | 1253 | 237 |  | 05/25/2023 | 77346 | 207629122 | 05/25/2023
Nordyne, LLC | Maytag | MGC3SA100UT35C1 | Federally-Regulated Consumer Product | Non-Weatherized, Non-Condensin | 2074 | 273 |  | 05/25/2023 | 101890 | 204718048 | 05/25/2023
Nordyne, LLC | Maytag | PGC2TE060DV24BP | Federally-Regulated Consumer Product | Non-Weatherized, Condensing Ga | 1334 | 254 |  | 05/25/2023 | 38697 | 207769475 | 05/25/2023
Nordyne, LLC | Maytag | PGC2TE035DE23AP | Federally-Regulated Consumer Product | Non-Weatherized, Condensing Ga | 1240 | 250 |  | 05/25/2023 | 22621 | 207456342 | 05/25/2023
Nordyne, LLC | Maytag | MG2R-060T1A*M* | Federally-Regulated Consumer Product | Mobile Home Non-Weatherized, C | 1809 | 368 |  | 05/25/2023 | 60697 | 204600220 | 05/25/2023
Nordyne, LLC | Maytag | R104GD-036K072C | Federally-Regulated Consumer Product | Weatherized Non-Condensing Gas | 1032 | 244 |  | 05/25/2023 | 72437 | 209333963 | 05/25/2023
Nordyne, LLC | Maytag | MGC2SD054DT24BP | Federally-Regulated Consumer Product | Non-Weatherized, Condensing Ga | 1478 | 260 |  | 05/25/2023 | 54229 | 207456247 | 05/25/2023
Nordyne, LLC | Maytag | PGC2TC120DE45DP | Federally-Regulated Consumer Product | Non-Weatherized, Condensing Ga | 2160 | 290 |  | 05/25/2023 | 77603 | 207769473 | 05/25/2023
Nordyne, LLC | Maytag | MGC3SA070UT24BP | Federally-Regulated Consumer Product | Non-Weatherized, Non-Condensin | 1597 | 252 |  | 05/25/2023 | 70859 | 207455964 | 05/25/2023
Nordyne, LLC | Maytag | MGC3SD050UT23A* | Federally-Regulated Consumer Product | Non-Weatherized, Condensing Ga | 1446 | 259 |  | 05/25/2023 | 50148 | 206229723 | 05/25/2023
Nordyne, LLC | Maytag | R104GD-024K045C | Federally-Regulated Consumer Product | Weatherized Non-Condensing Gas | 1024 | 244 |  | 05/25/2023 | 45216 | 209333957 | 05/25/2023
Nordyne, LLC | Maytag | MG3S-080T2*ACP | Federally-Regulated Consumer Product | Non-Weatherized, Condensing Ga | 1785 | 274 |  | 05/25/2023 | 52907 | 207456092 | 05/25/2023
Nordyne, LLC | Maytag | PGC2TA060CV23AP | Federally-Regulated Consumer Product | Non-Weatherized, Non-Condensin | 1266 | 238 |  | 05/25/2023 | 39577 | 207456104 | 05/25/2023
Nordyne, LLC | Maytag | R104GD-042K096C | Federally-Regulated Consumer Product | Weatherized Non-Condensing Gas | 1540 | 267 |  | 05/25/2023 | 97780 | 209333966 | 05/25/2023
Nordyne, LLC | Maytag | R104GD-048K096C | Federally-Regulated Consumer Product | Weatherized Non-Condensing Gas | 1818 | 279 |  | 05/25/2023 | 95561 | 209333967 | 05/25/2023
Nordyne, LLC | Maytag | DF6SF-X36K100CB | Federally-Regulated Consumer Product | Weatherized Non-Condensing Gas | 1575 | 268 |  | 05/25/2023 | 65500 | 201710120 | 05/25/2023
Nordyne, LLC | Maytag | MG1E-070F1A*M2 | Federally-Regulated Consumer Product | Mobile Home Non-Weatherized, N | 1431 | 324 |  | 05/25/2023 | 70411 | 207629118 | 05/25/2023
Nordyne, LLC | Maytag | R8GE-X60K100U1 | Federally-Regulated Consumer Product | Weatherized Non-Condensing Gas | 2041 | 289 |  | 05/25/2023 | 101000 | 207338317 | 05/25/2023
Nordyne, LLC | Maytag | MGC2SD038DT24BP | Federally-Regulated Consumer Product | Non-Weatherized, Condensing Ga | 1486 | 260 |  | 05/25/2023 | 37931 | 207456312 | 05/25/2023
Nordyne, LLC | Maytag | MG2S-060T2ABM* | Federally-Regulated Consumer Product | Mobile Home Non-Weatherized, C | 1442 | 341 |  | 05/25/2023 | 39606 | 203049609 | 05/25/2023
Nordyne, LLC | Maytag | MG1E-056F1A*M2 | Federally-Regulated Consumer Product | Mobile Home Non-Weatherized, N | 1404 | 322 |  | 05/25/2023 | 55389 | 207629126 | 05/25/2023
Nordyne, LLC | Maytag | MG2S-060F2ABM* | Federally-Regulated Consumer Product | Mobile Home Non-Weatherized, C | 1292 | 330 |  | 05/25/2023 | 39969 | 203049601 | 05/25/2023
Nordyne, LLC | Maytag | MG3S-080T2AACP | Federally-Regulated Consumer Product | Mobile Home Non-Weatherized, C | 1835 | 370 |  | 05/25/2023 | 51517 | 207456088 | 05/25/2023
Nordyne, LLC | Maytag | MG2S-072F2ABM* | Federally-Regulated Consumer Product | Mobile Home Non-Weatherized, C | 1565 | 350 |  | 05/25/2023 | 46903 | 203049616 | 05/25/2023
Nordyne, LLC | Maytag | MG3P-090U1*AC* | Federally-Regulated Consumer Product | Mobile Home Non-Weatherized, C | 2021 | 383 |  | 05/25/2023 | 91333 | 205126712 | 05/25/2023
Nordyne, LLC | Maytag | MG2S-045F2ABM* | Federally-Regulated Consumer Product | Mobile Home Non-Weatherized, C | 1603 | 352 |  | 05/25/2023 | 29516 | 203049590 | 05/25/2023
Nordyne, LLC | Maytag | R8GE-048K100U1 | Federally-Regulated Consumer Product | Weatherized Non-Condensing Gas | 1913 | 275 |  | 05/25/2023 | 100561 | 207338316 | 05/25/2023
Nordyne, LLC | Maytag | MGC2SA090CT24BP | Federally-Regulated Consumer Product | Non-Weatherized, Non-Condensin | 1544 | 250 |  | 05/25/2023 | 89091 | 207455934 | 05/25/2023
Nordyne, LLC | Maytag | R104GD-024K072C | Federally-Regulated Consumer Product | Weatherized Non-Condensing Gas | 1280 | 255 |  | 05/25/2023 | 71272 | 209333958 | 05/25/2023
Nordyne, LLC | Maytag | R8GE-024K055U1 | Federally-Regulated Consumer Product | Weatherized Non-Condensing Gas | 1304 | 240 |  | 05/25/2023 | 55721 | 207338312 | 05/25/2023
Nordyne, LLC | Maytag | PGC2TE080C35VCP | Federally-Regulated Consumer Product | Non-Weatherized, Condensing Ga | 1798 | 274 |  | 05/25/2023 | 74070 | 207456175 | 05/25/2023
Nordyne, LLC | Maytag | PGC2TC080DV35CP | Federally-Regulated Consumer Product | Non-Weatherized, Condensing Ga | 1873 | 277 |  | 05/25/2023 | 50261 | 207456116 | 05/25/2023
Nordyne, LLC | Maytag | R8GE-030K070U1 | Federally-Regulated Consumer Product | Weatherized Non-Condensing Gas | 1655 | 264 |  | 05/25/2023 | 69854 | 207338313 | 05/25/2023
Nordyne, LLC | Maytag | R104GD-036K070U | Federally-Regulated Consumer Product | Weatherized Non-Condensing Gas | 1655 | 264 |  | 05/25/2023 | 69854 | 209550359 | 05/25/2023
Nordyne, LLC | Maytag | MGC2SA072CT24BP | Federally-Regulated Consumer Product | Non-Weatherized, Non-Condensin | 1457 | 246 |  | 05/25/2023 | 69586 | 207456012 | 05/25/2023
Nordyne, LLC | Maytag | MG3P-054U1AAB* | Federally-Regulated Consumer Product | Mobile Home Non-Weatherized, C | 1626 | 355 |  | 05/25/2023 | 53047 | 205126707 | 05/25/2023
Nordyne, LLC | Maytag | R8GE-036K070U1 | Federally-Regulated Consumer Product | Weatherized Non-Condensing Gas | 1655 | 264 |  | 05/25/2023 | 69854 | 207338314 | 05/25/2023
Nordyne, LLC | Maytag | MGC3SD070UT24B* | Federally-Regulated Consumer Product | Non-Weatherized, Condensing Ga | 1626 | 267 |  | 05/25/2023 | 68900 | 207139307 | 05/25/2023
Nordyne, LLC | Maytag | PGC2TA-120C-V35C1 | Federally-Regulated Consumer Product | Non-Weatherized, Non-Condensin | 2383 | 287 |  | 05/25/2023 | 76546 | 205962946 | 05/25/2023
Nordyne, LLC | Maytag | PGC2TN080DV35CP | Federally-Regulated Consumer Product | Non-Weatherized, Condensing Ga | 1785 | 274 |  | 05/25/2023 | 52907 | 207456153 | 05/25/2023
Nordyne, LLC | Maytag | MGC2SC054*T24BP | Federally-Regulated Consumer Product | Non-Weatherized, Condensing Ga | 1537 | 263 |  | 05/25/2023 | 54478 | 207455876 | 05/25/2023
Nordyne, LLC | Maytag | MGC2SA054CT23AP | Federally-Regulated Consumer Product | Non-Weatherized, Non-Condensin | 1278 | 238 |  | 05/25/2023 | 52950 | 207455950 | 05/25/2023
Nordyne, LLC | Maytag | PGC2TA060CV23A1 | Federally-Regulated Consumer Product | Non-Weatherized, Non-Condensin | 1266 | 238 |  | 05/25/2023 | 39577 | 207071433 | 05/25/2023
Nordyne, LLC | Maytag | MGC2SK072CT24BP | Federally-Regulated Consumer Product | Non-Weatherized, Non-Condensin | 1723 | 258 |  | 05/25/2023 | 73937 | 207456052 | 05/25/2023
Nordyne, LLC | Maytag | MGC2SA072CT24B1 | Federally-Regulated Consumer Product | Non-Weatherized, Non-Condensin | 1457 | 246 |  | 05/25/2023 | 69586 | 205124051 | 05/25/2023
Nordyne, LLC | Maytag | MG2R-072T1A*M* | Federally-Regulated Consumer Product | Mobile Home Non-Weatherized, C | 1607 | 354 |  | 05/25/2023 | 71866 | 204600226 | 05/25/2023
Nordyne, LLC | Maytag | PGC2TE060DE24BP | Federally-Regulated Consumer Product | Non-Weatherized, Condensing Ga | 1315 | 252 |  | 05/25/2023 | 38212 | 207456275 | 05/25/2023
Nordyne, LLC | Maytag | PGC2TE080DV35CP | Federally-Regulated Consumer Product | Non-Weatherized, Condensing Ga | 1798 | 274 |  | 05/25/2023 | 74070 | 207769476 | 05/25/2023
Nordyne, LLC | Maytag | PGC2TE115DE45DP | Federally-Regulated Consumer Product | Non-Weatherized, Condensing Ga | 1999 | 283 |  | 05/25/2023 | 74875 | 207456317 | 05/25/2023
Nordyne, LLC | Maytag | PGC2TA-100C-V35C1 | Federally-Regulated Consumer Product | Non-Weatherized, Non-Condensin | 1795 | 261 |  | 05/25/2023 | 65499 | 205962942 | 05/25/2023
Nordyne, LLC | Maytag | MGC2SD120DT45DP | Federally-Regulated Consumer Product | Non-Weatherized, Condensing Ga | 1860 | 277 |  | 05/25/2023 | 113408 | 207688900 | 05/25/2023
Nordyne, LLC | Maytag | MGC2SD072DT35C* | Federally-Regulated Consumer Product | Non-Weatherized, Condensing Ga | 1826 | 275 |  | 05/25/2023 | 72142 | 205282681 | 05/25/2023
Nordyne, LLC | Maytag | PGC2TA080CV24B1 | Federally-Regulated Consumer Product | Non-Weatherized, Non-Condensin | 1277 | 238 |  | 05/25/2023 | 52213 | 204036789 | 05/25/2023
Nordyne, LLC | Maytag | MG3P-054U1*AB* | Federally-Regulated Consumer Product | Mobile Home Non-Weatherized, C | 1626 | 355 |  | 05/25/2023 | 53047 | 205126710 | 05/25/2023
Nordyne, LLC | Maytag | R104GD-030K070U | Federally-Regulated Consumer Product | Weatherized Non-Condensing Gas | 1655 | 264 |  | 05/25/2023 | 69854 | 209550358 | 05/25/2023
Nordyne, LLC | Maytag | MG1E-090F1A*M2 | Federally-Regulated Consumer Product | Mobile Home Non-Weatherized, N | 1474 | 247 |  | 05/25/2023 | 85906 | 207629131 | 05/25/2023
Nordyne, LLC | Maytag | R104GD-X60K096C | Federally-Regulated Consumer Product | Weatherized Non-Condensing Gas | 2066 | 290 |  | 05/25/2023 | 94398 | 209333970 | 05/25/2023
Nordyne, LLC | Maytag | MGC3SA055UT23AP | Federally-Regulated Consumer Product | Non-Weatherized, Non-Condensin | 1100 | 230 |  | 05/25/2023 | 54989 | 207455933 | 05/25/2023
Nordyne, LLC | Maytag | PGC2TA-100C-V35CP | Federally-Regulated Consumer Product | Non-Weatherized, Non-Condensin | 1795 | 261 |  | 05/25/2023 | 65499 | 207456076 | 05/25/2023
Nordyne, LLC | Maytag | MG3P-090U1AAC* | Federally-Regulated Consumer Product | Mobile Home Non-Weatherized, C | 2021 | 383 |  | 05/25/2023 | 91333 | 205126711 | 05/25/2023
Nordyne, LLC | Maytag | MGC2SA072CT35CP | Federally-Regulated Consumer Product | Non-Weatherized, Non-Condensin | 1719 | 257 |  | 05/25/2023 | 73962 | 207456045 | 05/25/2023
Nordyne, LLC | Maytag | MG2S-045T2ABM* | Federally-Regulated Consumer Product | Mobile Home Non-Weatherized, C | 1603 | 352 |  | 05/25/2023 | 29096 | 203049596 | 05/25/2023
Nordyne, LLC | Maytag | MGC2SC120*T45D* | Federally-Regulated Consumer Product | Non-Weatherized, Condensing Ga | 2047 | 272 |  | 05/25/2023 | 120160 | 205147067 | 05/25/2023
Nordyne, LLC | Maytag | MGC3SA100UT35CP | Federally-Regulated Consumer Product | Non-Weatherized, Condensing Ga | 2088 | 287 |  | 05/25/2023 | 100330 | 207769468 | 05/25/2023
Nordyne, LLC | Maytag | PGC2TN060DV24BP | Federally-Regulated Consumer Product | Non-Weatherized, Condensing Ga | 1405 | 257 |  | 05/25/2023 | 38964 | 207456187 | 05/25/2023
Nordyne, LLC | Maytag | MG3P-072U1AAC* | Federally-Regulated Consumer Product | Mobile Home Non-Weatherized, C | 2099 | 287 |  | 05/25/2023 | 72868 | 205234671 | 05/25/2023
Nordyne, LLC | Maytag | MGC2SA045CT23A1 | Federally-Regulated Consumer Product | Non-Weatherized, Non-Condensin | 1249 | 235 |  | 05/25/2023 | 45676 | 205751684 | 05/25/2023
Nordyne, LLC | Maytag | PGC2TC100DV35CP | Federally-Regulated Consumer Product | Non-Weatherized, Condensing Ga | 1826 | 275 |  | 05/25/2023 | 64473 | 207769477 | 05/25/2023
Nordyne, LLC | Maytag | MGC2SC108*T45D* | Federally-Regulated Consumer Product | Non-Weatherized, Condensing Ga | 1956 | 281 |  | 05/25/2023 | 107378 | 205234649 | 05/25/2023
Nordyne, LLC | Maytag | PGC2TA080CV24BP | Federally-Regulated Consumer Product | Non-Weatherized, Non-Condensin | 1277 | 238 |  | 05/25/2023 | 52213 | 207455913 | 05/25/2023
Nordyne, LLC | Maytag | MG2S-072T2ABM* | Federally-Regulated Consumer Product | Mobile Home Non-Weatherized, C | 1701 | 359 |  | 05/25/2023 | 46718 | 203049623 | 05/25/2023
Nordyne, LLC | Maytag | MGC3SA055UT23A1 | Federally-Regulated Consumer Product | Non-Weatherized, Non-Condensin | 1100 | 230 |  | 05/25/2023 | 54989 | 204719012 | 05/25/2023
Nordyne, LLC | Maytag | MGC2SC038*T23AP | Federally-Regulated Consumer Product | Non-Weatherized, Condensing Ga | 1252 | 250 |  | 05/25/2023 | 37844 | 207456240 | 05/25/2023
Nordyne, LLC | Maytag | MG1E-077F1A*M1 | Federally-Regulated Consumer Product | Mobile Home Non-Weatherized, N | 1253 | 237 |  | 05/25/2023 | 77346 | 204112435 | 05/25/2023
Nordyne, LLC | Maytag | PGC2TC060DV24BP | Federally-Regulated Consumer Product | Non-Weatherized, Condensing Ga | 1339 | 254 |  | 05/25/2023 | 38422 | 207456106 | 05/25/2023
Nordyne, LLC | Maytag | MGC2SD108DT45DP | Federally-Regulated Consumer Product | Non-Weatherized, Condensing Ga | 2046 | 272 |  | 05/25/2023 | 107992 | 207688898 | 05/25/2023
Nordyne, LLC | Maytag | PGC2TN100DV35CP | Federally-Regulated Consumer Product | Non-Weatherized, Condensing Ga | 2208 | 292 |  | 05/25/2023 | 64085 | 207456308 | 05/25/2023
Rheem Sales Company, Inc. | CLIMATEMASTER | RGEAZR036AJT08XNA | Federally-Regulated Consumer Product | Weatherized Non-Condensing Gas | 1387 | 260 |  | 05/25/2023 | 80632 | 208699114 | 05/25/2023
Rheem Sales Company, Inc. | CLIMATEMASTER | RGEAZR048AJT08UNA | Federally-Regulated Consumer Product | Weatherized Non-Condensing Gas | 2026 | 288 |  | 05/25/2023 | 80019 | 208699119 | 05/25/2023
Rheem Sales Company, Inc. | CLIMATEMASTER | RGEAZR030AJT061NA | Federally-Regulated Consumer Product | Weatherized Non-Condensing Gas | 1342 | 258 |  | 05/25/2023 | 61240 | 208699090 | 05/25/2023
Rheem Sales Company, Inc. | CLIMATEMASTER | RGECZR048AJT12**C | Federally-Regulated Consumer Product | Weatherized Non-Condensing Gas | 1902 | 259 |  | 05/25/2023 | 84032 | 210279565 | 05/25/2023
Rheem Sales Company, Inc. | CLIMATEMASTER | RGEA16036AJV062AB | Federally-Regulated Consumer Product | Weatherized Non-Condensing Gas | 1648 | 259 |  | 05/25/2023 | 76362 | 205785546 | 05/25/2023
Rheem Sales Company, Inc. | CLIMATEMASTER | RGEAZR030AJT081NA | Federally-Regulated Consumer Product | Weatherized Non-Condensing Gas | 1216 | 253 |  | 05/25/2023 | 80365 | 208699091 | 05/25/2023
Rheem Sales Company, Inc. | CLIMATEMASTER | RGEA15048AJV081AB | Federally-Regulated Consumer Product | Weatherized Non-Condensing Gas | 1720 | 275 |  | 05/25/2023 | 99897 | 205785538 | 05/25/2023
Rheem Sales Company, Inc. | CLIMATEMASTER | RGEA16036AJV102AB | Federally-Regulated Consumer Product | Weatherized Non-Condensing Gas | 1648 | 272 |  | 05/25/2023 | 76362 | 205785550 | 05/25/2023
Rheem Sales Company, Inc. | CLIMATEMASTER | RGEA16036AJV10TAB | Federally-Regulated Consumer Product | Weatherized Non-Condensing Gas | 1648 | 272 |  | 05/25/2023 | 76362 | 205785551 | 05/25/2023
Rheem Sales Company, Inc. | CLIMATEMASTER | RGEAZR060AJT101NA | Federally-Regulated Consumer Product | Weatherized Non-Condensing Gas | 2131 | 293 |  | 05/25/2023 | 101980 | 208699100 | 05/25/2023
Rheem Sales Company, Inc. | CLIMATEMASTER | RGEAZR030AJT06XNA | Federally-Regulated Consumer Product | Weatherized Non-Condensing Gas | 1342 | 258 |  | 05/25/2023 | 61240 | 208699109 | 05/25/2023
Rheem Sales Company, Inc. | CLIMATEMASTER | RGEAZR060AJT10UNA | Federally-Regulated Consumer Product | Weatherized Non-Condensing Gas | 1911 | 283 |  | 05/25/2023 | 99261 | 208699124 | 05/25/2023
Rheem Sales Company, Inc. | CLIMATEMASTER | RGEA15030AJV061AB | Federally-Regulated Consumer Product | Weatherized Non-Condensing Gas | 1402 | 261 |  | 05/25/2023 | 80658 | 205785524 | 05/25/2023
Rheem Sales Company, Inc. | CLIMATEMASTER | RGEAZR048AJT101NA | Federally-Regulated Consumer Product | Weatherized Non-Condensing Gas | 2001 | 287 |  | 05/25/2023 | 101705 | 208699098 | 05/25/2023
Rheem Sales Company, Inc. | CLIMATEMASTER | RGEA15030AJV06XAB | Federally-Regulated Consumer Product | Weatherized Non-Condensing Gas | 1402 | 261 |  | 05/25/2023 | 80658 | 205785525 | 05/25/2023
Rheem Sales Company, Inc. | CLIMATEMASTER | RGEAZR024AJT04UNA | Federally-Regulated Consumer Product | Weatherized Non-Condensing Gas | 1181 | 251 |  | 05/25/2023 | 40068 | 208699101 | 05/25/2023
Rheem Sales Company, Inc. | CLIMATEMASTER | RGECZR060AJT07**C | Federally-Regulated Consumer Product | Weatherized Non-Condensing Gas | 2336 | 182 |  | 05/25/2023 | 52310 | 210279566 | 05/25/2023
Rheem Sales Company, Inc. | CLIMATEMASTER | RGEA16036AJV08TAB | Federally-Regulated Consumer Product | Weatherized Non-Condensing Gas | 1648 | 272 |  | 05/25/2023 | 76362 | 205785549 | 05/25/2023
Rheem Sales Company, Inc. | CLIMATEMASTER | RGECZR060AJT12**C | Federally-Regulated Consumer Product | Weatherized Non-Condensing Gas | 2183 | 266 |  | 05/25/2023 | 83968 | 210279567 | 05/25/2023
Rheem Sales Company, Inc. | CLIMATEMASTER | RGECZR036AJT07**C | Federally-Regulated Consumer Product | Weatherized Non-Condensing Gas | 1475 | 165 |  | 05/25/2023 | 53157 | 208503341 | 05/25/2023
Rheem Sales Company, Inc. | CLIMATEMASTER | RGEAZR048AJT10UNA | Federally-Regulated Consumer Product | Weatherized Non-Condensing Gas | 1832 | 280 |  | 05/25/2023 | 100370 | 208699121 | 05/25/2023
Rheem Sales Company, Inc. | CLIMATEMASTER | RGEAZR030AJT06UNA | Federally-Regulated Consumer Product | Weatherized Non-Condensing Gas | 1125 | 248 |  | 05/25/2023 | 60094 | 208699108 | 05/25/2023
Rheem Sales Company, Inc. | CLIMATEMASTER | RGEA16048AJV082AB | Federally-Regulated Consumer Product | Weatherized Non-Condensing Gas | 1845 | 272 |  | 05/25/2023 | 76171 | 205785552 | 05/25/2023
Rheem Sales Company, Inc. | CLIMATEMASTER | RGEA16048AJV102AB | Federally-Regulated Consumer Product | Weatherized Non-Condensing Gas | 1845 | 280 |  | 05/25/2023 | 76171 | 205785554 | 05/25/2023
Carrier Corp. - Indianapolis | WEATHERMAKER | PG96MSAA66120D*D | Federally-Regulated Consumer Product | Non-Weatherized, Condensing Ga | 2308 | 297 |  | 05/25/2023 | 119661 | 211779573 | 05/25/2023
Carrier Corp. - Indianapolis | WEATHERMAKER | PG96MSAA60100C**D | Federally-Regulated Consumer Product | Mobile Home Non-Weatherized, C | 2215 | 292 |  | 05/25/2023 | 99728 | 211779560 | 05/25/2023
Carrier Corp. - Indianapolis | WEATHERMAKER | PG80MSAA60135D | Federally-Regulated Consumer Product | Non-Weatherized, Non-Condensin | 1907 | 266 |  | 05/25/2023 | 131914 | 211780331 | 05/25/2023
Carrier Corp. - Indianapolis | WEATHERMAKER | PG80MSAA48070C | Federally-Regulated Consumer Product | Non-Weatherized, Non-Condensin | 1949 | 268 |  | 05/25/2023 | 66143 | 211780326 | 05/25/2023
Carrier Corp. - Indianapolis | WEATHERMAKER | PG96MSAA36040B*D | Federally-Regulated Consumer Product | Non-Weatherized, Condensing Ga | 1097 | 243 |  | 05/25/2023 | 40216 | 211779518 | 05/25/2023
Carrier Corp. - Indianapolis | WEATHERMAKER | PG96MSAA66120D**D | Federally-Regulated Consumer Product | Mobile Home Non-Weatherized, C | 2308 | 297 |  | 05/25/2023 | 119661 | 211779570 | 05/25/2023
Carrier Corp. - Indianapolis | WEATHERMAKER | PG92MSAA36040A* | Federally-Regulated Consumer Product | Mobile Home Non-Weatherized, C | 1089 | 243 |  | 05/25/2023 | 39846 | 211779008 | 05/25/2023
Carrier Corp. - Indianapolis | WEATHERMAKER | PG80MSLA60135D* | Federally-Regulated Consumer Product | Non-Weatherized, Non-Condensin | 1907 | 266 |  | 05/25/2023 | 131914 | 211780346 | 05/25/2023
Carrier Corp. - Indianapolis | WEATHERMAKER | PG80MSLA48070B | Federally-Regulated Consumer Product | Non-Weatherized, Non-Condensin | 1776 | 260 |  | 05/25/2023 | 65952 | 211780368 | 05/25/2023
Carrier Corp. - Indianapolis | WEATHERMAKER | PG96MSAA36040B* | Federally-Regulated Consumer Product | Mobile Home Non-Weatherized, C | 1097 | 243 |  | 05/25/2023 | 40216 | 211779513 | 05/25/2023
Carrier Corp. - Indianapolis | WEATHERMAKER | PG96MSAA66140D*D | Federally-Regulated Consumer Product | Non-Weatherized, Condensing Ga | 2292 | 296 |  | 05/25/2023 | 139864 | 211779579 | 05/25/2023
Carrier Corp. - Indianapolis | WEATHERMAKER | PG96MSAA60100C* | Federally-Regulated Consumer Product | Mobile Home Non-Weatherized, C | 2215 | 292 |  | 05/25/2023 | 99728 | 211779558 | 05/25/2023
Carrier Corp. - Indianapolis | WEATHERMAKER | PG96MSAA36040B | Federally-Regulated Consumer Product | Non-Weatherized, Condensing Ga | 1097 | 243 |  | 05/25/2023 | 40216 | 211779511 | 05/25/2023
Carrier Corp. - Indianapolis | WEATHERMAKER | PG96MSAA60080C*D | Federally-Regulated Consumer Product | Non-Weatherized, Condensing Ga | 2169 | 290 |  | 05/25/2023 | 79638 | 211779553 | 05/25/2023
Carrier Corp. - Indianapolis | WEATHERMAKER | PG96MSAA60100C*D | Federally-Regulated Consumer Product | Non-Weatherized, Condensing Ga | 2215 | 292 |  | 05/25/2023 | 99728 | 211779563 | 05/25/2023
Carrier Corp. - Indianapolis | WEATHERMAKER | PG96MSAA48060B**D | Federally-Regulated Consumer Product | Mobile Home Non-Weatherized, C | 1611 | 266 |  | 05/25/2023 | 59946 | 211779535 | 05/25/2023
Carrier Corp. - Indianapolis | WEATHERMAKER | PG92MSAA60080C | Federally-Regulated Consumer Product | Non-Weatherized, Condensing Ga | 2018 | 284 |  | 05/25/2023 | 81104 | 211779026 | 05/25/2023
Carrier Corp. - Indianapolis | WEATHERMAKER | PG80MSLA48090C* | Federally-Regulated Consumer Product | Non-Weatherized, Non-Condensin | 1569 | 251 |  | 05/25/2023 | 87754 | 211780340 | 05/25/2023
Carrier Corp. - Indianapolis | WEATHERMAKER | PG96MSAA66120D* | Federally-Regulated Consumer Product | Mobile Home Non-Weatherized, C | 2308 | 297 |  | 05/25/2023 | 119661 | 211779568 | 05/25/2023
Carrier Corp. - Indianapolis | WEATHERMAKER | PG96MSAA66120D | Federally-Regulated Consumer Product | Non-Weatherized, Condensing Ga | 2308 | 297 |  | 05/25/2023 | 119661 | 211779566 | 05/25/2023
Allied Air | Comfort-Aire | GUH92C045B3M | Federally-Regulated Consumer Product | Non-Weatherized, Condensing Ga | 1276 | 251 | 251 | 11/18/2020 | 44281 | 204713844 | 05/25/2023
Allied Air | Comfort-Aire | GUH96T090C5M-* | Federally-Regulated Consumer Product | Non-Weatherized, Condensing Ga | 2215 | 292 | 292 | 11/18/2020 | 56766 | 204388838 | 05/25/2023
Allied Air | Comfort-Aire | TGRG30721M-* | Federally-Regulated Consumer Product | Weatherized Non-Condensing Gas | 1100 | 247 | 247 | 11/10/2022 | 71693 | 204029809 | 05/25/2023
Allied Air | Comfort-Aire | TGRG36901P-2 | Federally-Regulated Consumer Product | Weatherized Non-Condensing Gas | 1382 | 260 | 260 | 01/17/2023 | 89107 | 206901351 | 05/25/2023
Allied Air | Comfort-Aire | TGRG601261R-* | Federally-Regulated Consumer Product | Weatherized Non-Condensing Gas | 1881 | 282 | 282 | 01/17/2023 | 125813 | 211128485 | 05/25/2023
Allied Air | Comfort-Aire | GDD92C045B3M | Federally-Regulated Consumer Product | Non-Weatherized, Condensing Ga | 1307 | 253 | 253 | 11/18/2020 | 43616 | 204713856 | 05/25/2023
Allied Air | Comfort-Aire | GDD95C090C4M | Federally-Regulated Consumer Product | Non-Weatherized, Condensing Ga | 1576 | 264 |  | 03/10/2023 | 87636 | 204430522 | 05/25/2023
Allied Air | Comfort-Aire | TGRG601081R-* | Federally-Regulated Consumer Product | Weatherized Non-Condensing Gas | 1964 | 285 | 285 | 01/17/2023 | 107727 | 211128483 | 05/25/2023
Allied Air | Comfort-Aire | GUH92C090C4M | Federally-Regulated Consumer Product | Non-Weatherized, Condensing Ga | 1652 | 268 | 268 | 11/18/2020 | 87424 | 204713850 | 05/25/2023
Allied Air | Comfort-Aire | GDD95C070B4M | Federally-Regulated Consumer Product | Non-Weatherized, Condensing Ga | 1634 | 267 |  | 03/10/2023 | 65373 | 204430521 | 05/25/2023
Allied Air | Comfort-Aire | TGRG24541M-* | Federally-Regulated Consumer Product | Weatherized Non-Condensing Gas | 1049 | 243 | 245 | 11/10/2022 | 53316 | 204029806 | 05/25/2023
Allied Air | Comfort-Aire | TGRG601081P-2 | Federally-Regulated Consumer Product | Weatherized Non-Condensing Gas | 1964 | 285 | 285 | 01/17/2023 | 107727 | 206901357 | 05/25/2023
Allied Air | Comfort-Aire | GUH95C090C4M | Federally-Regulated Consumer Product | Non-Weatherized, Condensing Ga | 1535 | 263 |  | 01/26/2022 | 88204 | 204430495 | 05/25/2023
Allied Air | Comfort-Aire | GUH97M135C5M | Federally-Regulated Consumer Product | Non-Weatherized, Condensing Ga | 2125 | 197 | 288.5 | 10/04/2019 |  |  | 05/25/2023
Allied Air | Comfort-Aire | TGRG30541R-* | Federally-Regulated Consumer Product | Weatherized Non-Condensing Gas | 1049 | 243 | 245 | 01/17/2023 | 53316 | 211128471 | 05/25/2023
Allied Air | Comfort-Aire | GDD95C110C5M | Federally-Regulated Consumer Product | Non-Weatherized, Condensing Ga | 2110 | 288 |  | 03/10/2023 | 110927 | 204430523 | 05/25/2023
Allied Air | Comfort-Aire | GDD92C070B3M | Federally-Regulated Consumer Product | Non-Weatherized, Condensing Ga | 1331 | 254 | 254 | 11/18/2020 | 66519 | 204713858 | 05/25/2023
Allied Air | Comfort-Aire | GUH97M090C3M | Federally-Regulated Consumer Product | Non-Weatherized, Condensing Ga | 1469 | 260 | 260 | 11/18/2020 | 35645 | 202443437 | 05/25/2023
Allied Air | Comfort-Aire | GDD95C045B3M | Federally-Regulated Consumer Product | Non-Weatherized, Condensing Ga | 1222 | 249 |  | 03/10/2023 | 44213 | 204430520 | 05/25/2023
Allied Air | Comfort-Aire | GUH92C090C3M | Federally-Regulated Consumer Product | Non-Weatherized, Condensing Ga | 1295 | 252 | 252 | 11/18/2020 | 88167 | 204713848 | 05/25/2023
Allied Air | Comfort-Aire | GUH92C110C5M | Federally-Regulated Consumer Product | Non-Weatherized, Condensing Ga | 1966 | 282 | 282 | 11/18/2020 | 110142 | 204713854 | 05/25/2023
Allied Air | Comfort-Aire | TGRG36901M-* | Federally-Regulated Consumer Product | Weatherized Non-Condensing Gas | 1382 | 260 | 260 | 11/10/2022 | 89107 | 204029812 | 05/25/2023
Allied Air | Comfort-Aire | TGRG481081P-2 | Federally-Regulated Consumer Product | Weatherized Non-Condensing Gas | 1751 | 276 | 276 | 01/17/2023 | 106967 | 206901355 | 05/25/2023
Allied Air | Comfort-Aire | TGRG24541P-2 | Federally-Regulated Consumer Product | Weatherized Non-Condensing Gas | 1049 | 243 | 245 | 01/17/2023 | 53316 | 206901341 | 05/25/2023
Allied Air | Comfort-Aire | TGRG60126M-* | Federally-Regulated Consumer Product | Weatherized Non-Condensing Gas | 1881 | 282 | 282 | 11/10/2022 | 125813 | 204029818 | 05/25/2023
Allied Air | Comfort-Aire | TGRG30541M-* | Federally-Regulated Consumer Product | Weatherized Non-Condensing Gas | 1049 | 243 | 245 | 11/10/2022 | 53316 | 204029808 | 05/25/2023
Allied Air | Comfort-Aire | GUH95C045B3M | Federally-Regulated Consumer Product | Non-Weatherized, Condensing Ga | 1282 | 251 |  | 01/26/2022 | 43901 | 204430493 | 05/25/2023
Allied Air | Comfort-Aire | GUH95C110C5M | Federally-Regulated Consumer Product | Non-Weatherized, Condensing Ga | 1988 | 282 |  | 01/26/2022 | 109853 | 204430496 | 05/25/2023
Allied Air | Comfort-Aire | GUH92C110C4M | Federally-Regulated Consumer Product | Non-Weatherized, Condensing Ga | 1574 | 264 | 264 | 11/18/2020 | 109805 | 204713852 | 05/25/2023
Allied Air | Comfort-Aire | TGRG601261P-2 | Federally-Regulated Consumer Product | Weatherized Non-Condensing Gas | 1881 | 282 | 282 | 01/17/2023 | 125813 | 206901359 | 05/25/2023
Allied Air | Comfort-Aire | TGRG24721M-* | Federally-Regulated Consumer Product | Weatherized Non-Condensing Gas | 1100 | 247 | 247 | 11/10/2022 | 71693 | 204029807 | 05/25/2023
Allied Air | Comfort-Aire | TGRG24541R-* | Federally-Regulated Consumer Product | Weatherized Non-Condensing Gas | 1049 | 243 | 245 | 01/17/2023 | 53316 | 211128467 | 05/25/2023
Allied Air | Comfort-Aire | GDD92C090C4M | Federally-Regulated Consumer Product | Non-Weatherized, Condensing Ga | 1659 | 268 | 268 | 11/18/2020 | 87251 | 204713860 | 05/25/2023
Allied Air | Comfort-Aire | GUH97M090C4M | Federally-Regulated Consumer Product | Non-Weatherized, Condensing Ga | 1892 | 278 | 278 | 11/18/2020 | 35773 | 202443439 | 05/25/2023
Allied Air | Comfort-Aire | TGRG24721P-2 | Federally-Regulated Consumer Product | Weatherized Non-Condensing Gas | 1100 | 247 | 247 | 01/17/2023 | 71693 | 206901343 | 05/25/2023
Allied Air | Comfort-Aire | TGRG48126M-* | Federally-Regulated Consumer Product | Weatherized Non-Condensing Gas | 1898 | 280 | 283 | 11/10/2022 | 126349 | 204029816 | 05/25/2023
Allied Air | Comfort-Aire | GUH97M070B3M | Federally-Regulated Consumer Product | Non-Weatherized, Condensing Ga | 1528 | 262 | 262 | 11/18/2020 | 26717 | 202443435 | 05/25/2023
Allied Air | Comfort-Aire | TGRG42901R-* | Federally-Regulated Consumer Product | Weatherized Non-Condensing Gas | 1348 | 254 | 258 | 01/17/2023 | 88991 | 211128479 | 05/25/2023
Allied Air | Comfort-Aire | GUH96T045B3M-* | Federally-Regulated Consumer Product | Non-Weatherized, Condensing Ga | 1310 | 253 | 253 | 11/18/2020 | 28806 | 204388833 | 05/25/2023
Allied Air | Comfort-Aire | GUH95C135D5M | Federally-Regulated Consumer Product | Non-Weatherized, Condensing Ga | 2215 | 292 |  | 03/10/2023 | 130202 | 204430497 | 05/25/2023
Allied Air | Comfort-Aire | TGRG481081R-* | Federally-Regulated Consumer Product | Weatherized Non-Condensing Gas | 1751 | 276 | 276 | 01/17/2023 | 106967 | 211128481 | 05/25/2023
Allied Air | Comfort-Aire | TGRG48108M-* | Federally-Regulated Consumer Product | Weatherized Non-Condensing Gas | 1751 | 276 | 276 | 11/10/2022 | 106967 | 204029815 | 05/25/2023
Allied Air | Comfort-Aire | TGRG24721R-* | Federally-Regulated Consumer Product | Weatherized Non-Condensing Gas | 1100 | 247 | 247 | 01/17/2023 | 71693 | 211128469 | 05/25/2023
Allied Air | Comfort-Aire | GUH92C070B3M | Federally-Regulated Consumer Product | Non-Weatherized, Condensing Ga | 1277 | 251 | 251 | 11/18/2020 | 65742 | 204713846 | 05/25/2023
Allied Air | Comfort-Aire | TGRG30721P-2 | Federally-Regulated Consumer Product | Weatherized Non-Condensing Gas | 1100 | 247 | 247 | 01/17/2023 | 71693 | 206901347 | 05/25/2023
Allied Air | Comfort-Aire | TGRG36901R-* | Federally-Regulated Consumer Product | Weatherized Non-Condensing Gas | 1382 | 260 | 260 | 01/17/2023 | 89107 | 211128477 | 05/25/2023
Allied Air | Comfort-Aire | GUH96T110C5M-* | Federally-Regulated Consumer Product | Non-Weatherized, Condensing Ga | 2083 | 287 | 287 | 11/18/2020 | 71341 | 204388842 | 05/25/2023
Allied Air | Comfort-Aire | TGRG42901M-* | Federally-Regulated Consumer Product | Weatherized Non-Condensing Gas | 1348 | 254 | 258 | 11/10/2022 | 88991 | 204029814 | 05/25/2023
Allied Air | Comfort-Aire | GUH95C070B3M | Federally-Regulated Consumer Product | Non-Weatherized, Condensing Ga | 1316 | 253 |  | 01/26/2022 | 66799 | 204430494 | 05/25/2023
Allied Air | Comfort-Aire | TGRG42721M-* | Federally-Regulated Consumer Product | Weatherized Non-Condensing Gas | 1299 | 256 | 256 | 11/10/2022 | 71694 | 204029813 | 05/25/2023
Allied Air | Comfort-Aire | TGRG30721R-* | Federally-Regulated Consumer Product | Weatherized Non-Condensing Gas | 1100 | 247 | 247 | 01/17/2023 | 71693 | 211128473 | 05/25/2023
Allied Air | Comfort-Aire | GUH96T070B3M-* | Federally-Regulated Consumer Product | Non-Weatherized, Condensing Ga | 1413 | 257 | 257 | 11/18/2020 | 43058 | 204388835 | 05/25/2023
Allied Air | Comfort-Aire | TGRG60108M-* | Federally-Regulated Consumer Product | Weatherized Non-Condensing Gas | 1964 | 285 | 285 | 11/10/2022 | 107727 | 204029817 | 05/25/2023
Allied Air | Comfort-Aire | TGRG30541P-2 | Federally-Regulated Consumer Product | Weatherized Non-Condensing Gas | 1049 | 243 | 245 | 01/17/2023 | 53316 | 206901345 | 05/25/2023
Allied Air | Comfort-Aire | GUH96T135D5M-* | Federally-Regulated Consumer Product | Non-Weatherized, Condensing Ga | 2135 | 289 | 289 | 11/18/2020 | 86786 | 204388844 | 05/25/2023
Allied Air | Comfort-Aire | TGRG42901P-2 | Federally-Regulated Consumer Product | Weatherized Non-Condensing Gas | 1348 | 254 | 258 | 01/17/2023 | 88991 | 206901353 | 05/25/2023
Allied Air | Comfort-Aire | GUH97M110C5M | Federally-Regulated Consumer Product | Non-Weatherized, Condensing Ga | 2042 | 285 | 285 | 11/18/2020 | 43915 | 202443443 | 05/25/2023
Allied Air | Comfort-Aire | GUH97M090C5M | Federally-Regulated Consumer Product | Non-Weatherized, Condensing Ga | 2103 | 288 | 288 | 11/18/2020 | 35270 | 202443441 | 05/25/2023
Allied Air | Comfort-Aire | GUH96T090C3M-* | Federally-Regulated Consumer Product | Non-Weatherized, Condensing Ga | 1395 | 256 | 256 | 11/18/2020 | 57347 | 204388840 | 05/25/2023
Allied Air | Comfort-Aire | TGRG36541M-* | Federally-Regulated Consumer Product | Weatherized Non-Condensing Gas | 1343 | 258 | 258 | 11/10/2022 | 54039 | 204029810 | 05/25/2023
Carrier Corp. - Indianapolis | Carrier | 58TP0A090V17--16 | Federally-Regulated Consumer Product | Non-Weatherized, Non-Condensin | 1594 | 252 |  | 05/25/2023 | 57941 | 203358773 | 05/25/2023
Carrier Corp. - Indianapolis | Carrier | 48VL-K300603* | Federally-Regulated Consumer Product | Weatherized Non-Condensing Gas | 1248 | 253 |  | 05/25/2023 | 60151 | 212005348 | 05/25/2023
Carrier Corp. - Indianapolis | Carrier | 58TP1A045V14--12* | Federally-Regulated Consumer Product | Non-Weatherized, Non-Condensin | 1205 | 235 |  | 05/25/2023 | 28909 | 203358805 | 05/25/2023
Carrier Corp. - Indianapolis | Carrier | 58TP0A135V24--22 | Federally-Regulated Consumer Product | Non-Weatherized, Non-Condensin | 2420 | 288 |  | 05/25/2023 | 87246 | 203358776 | 05/25/2023
Carrier Corp. - Indianapolis | Carrier | 58SP0A090V24--20 | Federally-Regulated Consumer Product | Non-Weatherized, Non-Condensin | 2057 | 271 |  | 05/25/2023 | 88097 | 204278296 | 05/25/2023
Carrier Corp. - Indianapolis | Carrier | 48VRNK601153* | Federally-Regulated Consumer Product | Weatherized Non-Condensing Gas | 1806 | 278 |  | 05/25/2023 | 75882 | 212409627 | 05/25/2023
Carrier Corp. - Indianapolis | Carrier | 48VGUK240403* | Federally-Regulated Consumer Product | Weatherized Non-Condensing Gas | 1117 | 248 |  | 05/25/2023 | 44623 | 212410497 | 05/25/2023
Carrier Corp. - Indianapolis | Carrier | 58SB1A070E17--12* | Federally-Regulated Consumer Product | Non-Weatherized, Non-Condensin | 1051 | 228 |  | 05/25/2023 | 65904 | 203360124 | 05/25/2023
Carrier Corp. - Indianapolis | Carrier | 58TP1A090V21--20* | Federally-Regulated Consumer Product | Non-Weatherized, Non-Condensin | 2025 | 271 |  | 05/25/2023 | 57947 | 203358809 | 05/25/2023
Carrier Corp. - Indianapolis | Carrier | 58SP0A045V17--16 | Federally-Regulated Consumer Product | Non-Weatherized, Non-Condensin | 1431 | 244 |  | 05/25/2023 | 44106 | 204278292 | 05/25/2023
Carrier Corp. - Indianapolis | Carrier | 58SB1B045M17--14* | Federally-Regulated Consumer Product | Non-Weatherized, Non-Condensin | 1343 | 241 |  | 05/25/2023 | 43896 | 211780132 | 05/25/2023
Carrier Corp. - Indianapolis | Carrier | 58TP0A110V21--22 | Federally-Regulated Consumer Product | Non-Weatherized, Non-Condensin | 2435 | 289 |  | 05/25/2023 | 72702 | 203358775 | 05/25/2023
Carrier Corp. - Indianapolis | Carrier | 48VRNK240603* | Federally-Regulated Consumer Product | Weatherized Non-Condensing Gas | 1151 | 249 |  | 05/25/2023 | 39299 | 212409620 | 05/25/2023
Carrier Corp. - Indianapolis | Carrier | 48VGNK240603* | Federally-Regulated Consumer Product | Weatherized Non-Condensing Gas | 1151 | 249 |  | 05/25/2023 | 39299 | 212409602 | 05/25/2023
Carrier Corp. - Indianapolis | Carrier | 58SB0B070M21--16 | Federally-Regulated Consumer Product | Non-Weatherized, Non-Condensin | 1949 | 268 |  | 05/25/2023 | 66143 | 211780457 | 05/25/2023
Carrier Corp. - Indianapolis | Carrier | 58SP1A070V21--20 | Federally-Regulated Consumer Product | Non-Weatherized, Non-Condensin | 2147 | 275 |  | 05/25/2023 | 65668 | 204278306 | 05/25/2023
Carrier Corp. - Indianapolis | Carrier | 48VLUK240403* | Federally-Regulated Consumer Product | Weatherized Non-Condensing Gas | 933 | 240 |  | 05/25/2023 | 45607 | 212005491 | 05/25/2023
Carrier Corp. - Indianapolis | Carrier | 58SU0B080M21--20 | Federally-Regulated Consumer Product | Non-Weatherized, Non-Condensin | 2436 | 289 |  | 05/25/2023 | 80342 | 211781350 | 05/25/2023
Carrier Corp. - Indianapolis | Carrier | 58SC0B110M24--20 | Federally-Regulated Consumer Product | Non-Weatherized, Non-Condensin | 2053 | 272 |  | 05/25/2023 | 110206 | 211780523 | 05/25/2023
Carrier Corp. - Indianapolis | Carrier | 58SP1A110V24--22 | Federally-Regulated Consumer Product | Non-Weatherized, Non-Condensin | 2478 | 290 |  | 05/25/2023 | 110020 | 204278309 | 05/25/2023
Carrier Corp. - Indianapolis | Carrier | 58TP1A090V17--16* | Federally-Regulated Consumer Product | Non-Weatherized, Non-Condensin | 1594 | 252 |  | 05/25/2023 | 57941 | 203358808 | 05/25/2023
Carrier Corp. - Indianapolis | Carrier | 58TN1A070C17--16 | Federally-Regulated Consumer Product | Non-Weatherized, Non-Condensin | 1458 | 246 |  | 05/25/2023 | 43592 | 203358844 | 05/25/2023
Carrier Corp. - Indianapolis | Carrier | 59SC2E060M14--12* | Federally-Regulated Consumer Product | Mobile Home Non-Weatherized, C | 1277 | 251 |  | 05/25/2023 | 60142 | 211778812 | 05/25/2023
Carrier Corp. - Indianapolis | Carrier | 48VGNK601303* | Federally-Regulated Consumer Product | Weatherized Non-Condensing Gas | 1857 | 280 |  | 05/25/2023 | 84458 | 212409610 | 05/25/2023
Carrier Corp. - Indianapolis | Carrier | 58TP0A090V21--20 | Federally-Regulated Consumer Product | Non-Weatherized, Non-Condensin | 2025 | 271 |  | 05/25/2023 | 57947 | 203358774 | 05/25/2023
Carrier Corp. - Indianapolis | Carrier | 48VRNK600903* | Federally-Regulated Consumer Product | Weatherized Non-Condensing Gas | 1752 | 276 |  | 05/25/2023 | 58657 | 212409626 | 05/25/2023
Carrier Corp. - Indianapolis | Carrier | 48VR-K481153* | Federally-Regulated Consumer Product | Weatherized Non-Condensing Gas | 1746 | 275 |  | 05/25/2023 | 75885 | 212409615 | 05/25/2023
Carrier Corp. - Indianapolis | Carrier | 58SB0B090M21--16 | Federally-Regulated Consumer Product | Non-Weatherized, Non-Condensin | 1569 | 251 |  | 05/25/2023 | 87754 | 211780459 | 05/25/2023
Carrier Corp. - Indianapolis | Carrier | 58SP1A045V17--16 | Federally-Regulated Consumer Product | Non-Weatherized, Non-Condensin | 1431 | 244 |  | 05/25/2023 | 44106 | 204278304 | 05/25/2023
Carrier Corp. - Indianapolis | Carrier | 58SP0A110V24--22 | Federally-Regulated Consumer Product | Non-Weatherized, Non-Condensin | 2478 | 290 |  | 05/25/2023 | 110020 | 204278297 | 05/25/2023
Carrier Corp. - Indianapolis | Carrier | 58SC0B070M17--12 | Federally-Regulated Consumer Product | Non-Weatherized, Non-Condensin | 1209 | 235 |  | 05/25/2023 | 65992 | 211780516 | 05/25/2023
Carrier Corp. - Indianapolis | Carrier | 58SC0B045M14--12 | Federally-Regulated Consumer Product | Non-Weatherized, Non-Condensin | 1161 | 233 |  | 05/25/2023 | 44099 | 211780466 | 05/25/2023
Carrier Corp. - Indianapolis | Carrier | 58SP1A070V17--16* | Federally-Regulated Consumer Product | Non-Weatherized, Non-Condensin | 1842 | 262 |  | 05/25/2023 | 65738 | 204278371 | 05/25/2023
Carrier Corp. - Indianapolis | Carrier | 48VGUK360603* | Federally-Regulated Consumer Product | Weatherized Non-Condensing Gas | 1489 | 264 |  | 05/25/2023 | 60874 | 212410500 | 05/25/2023
Carrier Corp. - Indianapolis | Carrier | 59TN6B080C17--14*D | Federally-Regulated Consumer Product | Non-Weatherized, Condensing Ga | 1364 | 255 |  | 05/25/2023 | 52072 | 203359299 | 05/25/2023
Carrier Corp. - Indianapolis | Carrier | 48VR-K601303* | Federally-Regulated Consumer Product | Weatherized Non-Condensing Gas | 1887 | 282 |  | 05/25/2023 | 84679 | 212409619 | 05/25/2023
Carrier Corp. - Indianapolis | Carrier | 48VG-K601153* | Federally-Regulated Consumer Product | Weatherized Non-Condensing Gas | 1746 | 275 |  | 05/25/2023 | 75885 | 212409599 | 05/25/2023
Carrier Corp. - Indianapolis | Carrier | 48VLNK481303* | Federally-Regulated Consumer Product | Weatherized Non-Condensing Gas | 2038 | 288 |  | 05/25/2023 | 127500 | 212005482 | 05/25/2023
Carrier Corp. - Indianapolis | Carrier | 58TP1A090V21--20 | Federally-Regulated Consumer Product | Non-Weatherized, Non-Condensin | 2025 | 271 |  | 05/25/2023 | 57947 | 203358788 | 05/25/2023
Carrier Corp. - Indianapolis | Carrier | 58SP1A045V17--16* | Federally-Regulated Consumer Product | Non-Weatherized, Non-Condensin | 1431 | 244 |  | 05/25/2023 | 44106 | 204278370 | 05/25/2023
Carrier Corp. - Indianapolis | Carrier | 58TP1A090V17--16 | Federally-Regulated Consumer Product | Non-Weatherized, Non-Condensin | 1594 | 252 |  | 05/25/2023 | 57941 | 203358787 | 05/25/2023
Carrier Corp. - Indianapolis | Carrier | 58TP1A070V14--12* | Federally-Regulated Consumer Product | Non-Weatherized, Non-Condensin | 1456 | 246 |  | 05/25/2023 | 43558 | 203358806 | 05/25/2023
Carrier Corp. - Indianapolis | Carrier | 58SB1B090M21--16 | Federally-Regulated Consumer Product | Non-Weatherized, Non-Condensin | 1569 | 251 |  | 05/25/2023 | 87754 | 211780482 | 05/25/2023
Carrier Corp. - Indianapolis | Carrier | 58TN1A110C21--20 | Federally-Regulated Consumer Product | Non-Weatherized, Non-Condensin | 2281 | 282 |  | 05/25/2023 | 72565 | 203358848 | 05/25/2023
Carrier Corp. - Indianapolis | Carrier | 58SC1B090M17--14* | Federally-Regulated Consumer Product | Non-Weatherized, Non-Condensin | 1592 | 252 |  | 05/25/2023 | 88547 | 211780556 | 05/25/2023
Carrier Corp. - Indianapolis | Carrier | 58SP1A090V24--20 | Federally-Regulated Consumer Product | Non-Weatherized, Non-Condensin | 2057 | 271 |  | 05/25/2023 | 88097 | 204278308 | 05/25/2023
Carrier Corp. - Indianapolis | Carrier | 58TN1A090C21--20* | Federally-Regulated Consumer Product | Non-Weatherized, Non-Condensin | 2488 | 291 |  | 05/25/2023 | 57811 | 203358943 | 05/25/2023
Carrier Corp. - Indianapolis | Carrier | 48VGUK600903* | Federally-Regulated Consumer Product | Weatherized Non-Condensing Gas | 1837 | 279 |  | 05/25/2023 | 90615 | 212410503 | 05/25/2023
Carrier Corp. - Indianapolis | Carrier | 48VG-K481303* | Federally-Regulated Consumer Product | Weatherized Non-Condensing Gas | 1857 | 280 |  | 05/25/2023 | 84458 | 212409597 | 05/25/2023
Carrier Corp. - Indianapolis | Carrier | 58TN1A110C21--20* | Federally-Regulated Consumer Product | Non-Weatherized, Non-Condensin | 2281 | 282 |  | 05/25/2023 | 72565 | 203358944 | 05/25/2023
Carrier Corp. - Indianapolis | Carrier | 58TP0A070V14--12 | Federally-Regulated Consumer Product | Non-Weatherized, Non-Condensin | 1456 | 246 |  | 05/25/2023 | 43558 | 203358771 | 05/25/2023
Carrier Corp. - Indianapolis | Carrier | 58TP1A110V21--22 | Federally-Regulated Consumer Product | Non-Weatherized, Non-Condensin | 2435 | 289 |  | 05/25/2023 | 72702 | 203358789 | 05/25/2023
Carrier Corp. - Indianapolis | Carrier | 48VGNK481153* | Federally-Regulated Consumer Product | Weatherized Non-Condensing Gas | 1746 | 275 |  | 05/25/2023 | 75885 | 212409606 | 05/25/2023
Carrier Corp. - Indianapolis | Carrier | 58TN1A070C17--16* | Federally-Regulated Consumer Product | Non-Weatherized, Non-Condensin | 1458 | 246 |  | 05/25/2023 | 43592 | 203358940 | 05/25/2023
Carrier Corp. - Indianapolis | Carrier | 58SC0A045E17--12 | Federally-Regulated Consumer Product | Non-Weatherized, Non-Condensin | 1206 | 235 |  | 05/25/2023 | 44058 | 203360374 | 05/25/2023
Carrier Corp. - Indianapolis | Carrier | 58TN1A135C24--22* | Federally-Regulated Consumer Product | Non-Weatherized, Non-Condensin | 2422 | 287 |  | 05/25/2023 | 87787 | 203358945 | 05/25/2023
Carrier Corp. - Indianapolis | Carrier | 59SC2D100E21--20 | Federally-Regulated Consumer Product | Non-Weatherized, Condensing Ga | 1821 | 275 |  | 05/25/2023 | 99460 | 203359586 | 05/25/2023
Carrier Corp. - Indianapolis | Carrier | 48VGNK360603* | Federally-Regulated Consumer Product | Weatherized Non-Condensing Gas | 1416 | 261 |  | 05/25/2023 | 39812 | 212409603 | 05/25/2023
Carrier Corp. - Indianapolis | Carrier | 59SC6A080M21--20 | Federally-Regulated Consumer Product | Non-Weatherized, Condensing Ga | 2169 | 290 |  | 05/25/2023 | 79638 | 211779089 | 05/25/2023
Carrier Corp. - Indianapolis | Carrier | 48VTNK601153* | Federally-Regulated Consumer Product | Weatherized Non-Condensing Gas | 2156 | 294 |  | 05/25/2023 | 115163 | 212038574 | 05/25/2023
Carrier Corp. - Indianapolis | Carrier | 58TP0A045V14--12 | Federally-Regulated Consumer Product | Non-Weatherized, Non-Condensin | 1205 | 235 |  | 05/25/2023 | 28909 | 203358770 | 05/25/2023
Carrier Corp. - Indianapolis | WEATHERMAKER | PG96MSAA48060B*D | Federally-Regulated Consumer Product | Non-Weatherized, Condensing Ga | 1611 | 266 |  | 05/25/2023 | 59946 | 211779538 | 05/25/2023
Carrier Corp. - Indianapolis | WEATHERMAKER | PG80MSLA60110C | Federally-Regulated Consumer Product | Non-Weatherized, Non-Condensin | 2444 | 290 |  | 05/25/2023 | 110371 | 211780343 | 05/25/2023
Carrier Corp. - Indianapolis | WEATHERMAKER | PG92MSAA60120D* | Federally-Regulated Consumer Product | Mobile Home Non-Weatherized, C | 1871 | 277 |  | 05/25/2023 | 120577 | 211779036 | 05/25/2023
Carrier Corp. - Indianapolis | WEATHERMAKER | PG92MSAA42060B | Federally-Regulated Consumer Product | Non-Weatherized, Condensing Ga | 1381 | 256 |  | 05/25/2023 | 60143 | 211779018 | 05/25/2023
Carrier Corp. - Indianapolis | WEATHERMAKER | PG80MSLA60090C* | Federally-Regulated Consumer Product | Non-Weatherized, Non-Condensin | 2438 | 289 |  | 05/25/2023 | 88368 | 211780342 | 05/25/2023
Carrier Corp. - Indianapolis | WEATHERMAKER | PG96MSAA48060B* | Federally-Regulated Consumer Product | Mobile Home Non-Weatherized, C | 1611 | 266 |  | 05/25/2023 | 59946 | 211779533 | 05/25/2023
Carrier Corp. - Indianapolis | WEATHERMAKER | PG80MSLA48090C | Federally-Regulated Consumer Product | Non-Weatherized, Non-Condensin | 1569 | 251 |  | 05/25/2023 | 87754 | 211780339 | 05/25/2023
Carrier Corp. - Indianapolis | WEATHERMAKER | PG80MSLA36045A | Federally-Regulated Consumer Product | Non-Weatherized, Non-Condensin | 1161 | 233 |  | 05/25/2023 | 44099 | 211780333 | 05/25/2023
Carrier Corp. - Indianapolis | WEATHERMAKER | PG96MSAA30026A | Federally-Regulated Consumer Product | Non-Weatherized, Condensing Ga | 1012 | 240 |  | 05/25/2023 | 26115 | 211779495 | 05/25/2023
Carrier Corp. - Indianapolis | WEATHERMAKER | PG80MSAA60110C | Federally-Regulated Consumer Product | Non-Weatherized, Non-Condensin | 2444 | 290 |  | 05/25/2023 | 110371 | 211780329 | 05/25/2023
Carrier Corp. - Indianapolis | WEATHERMAKER | PG80MSAA36045A | Federally-Regulated Consumer Product | Non-Weatherized, Non-Condensin | 1161 | 233 |  | 05/25/2023 | 44099 | 211780322 | 05/25/2023
Carrier Corp. - Indianapolis | WEATHERMAKER | PG80MSLA42090B* | Federally-Regulated Consumer Product | Non-Weatherized, Non-Condensin | 1592 | 252 |  | 05/25/2023 | 88547 | 211780338 | 05/25/2023
Carrier Corp. - Indianapolis | WEATHERMAKER | PG92MSAA48080B | Federally-Regulated Consumer Product | Non-Weatherized, Condensing Ga | 1845 | 276 |  | 05/25/2023 | 80520 | 211779022 | 05/25/2023
Carrier Corp. - Indianapolis | WEATHERMAKER | PG80MSLA60110C* | Federally-Regulated Consumer Product | Non-Weatherized, Non-Condensin | 2444 | 290 |  | 05/25/2023 | 110371 | 211780344 | 05/25/2023
Carrier Corp. - Indianapolis | WEATHERMAKER | PG96MSAA30040A* | Federally-Regulated Consumer Product | Mobile Home Non-Weatherized, C | 1017 | 240 |  | 05/25/2023 | 40102 | 211779503 | 05/25/2023
Carrier Corp. - Indianapolis | WEATHERMAKER | PG80MSLA36070A* | Federally-Regulated Consumer Product | Non-Weatherized, Non-Condensin | 1170 | 233 |  | 05/25/2023 | 65912 | 211780336 | 05/25/2023
Carrier Corp. - Indianapolis | WEATHERMAKER | PG96MSAA36040B**D | Federally-Regulated Consumer Product | Mobile Home Non-Weatherized, C | 1097 | 243 |  | 05/25/2023 | 40216 | 211779515 | 05/25/2023
Carrier Corp. - Indianapolis | WEATHERMAKER | PG92MSAA42060B* | Federally-Regulated Consumer Product | Mobile Home Non-Weatherized, C | 1381 | 256 |  | 05/25/2023 | 60143 | 211779020 | 05/25/2023
Carrier Corp. - Indianapolis | WEATHERMAKER | PG80MSLA36070A | Federally-Regulated Consumer Product | Non-Weatherized, Non-Condensin | 1170 | 233 |  | 05/25/2023 | 65912 | 211780335 | 05/25/2023
Carrier Corp. - Indianapolis | WEATHERMAKER | PG96MSAA60080C | Federally-Regulated Consumer Product | Non-Weatherized, Condensing Ga | 2169 | 290 |  | 05/25/2023 | 79638 | 211779546 | 05/25/2023
Carrier Corp. - Indianapolis | WEATHERMAKER | PG95MSUA48060B | Federally-Regulated Consumer Product | Non-Weatherized, Condensing Ga | 1794 | 274 |  | 05/25/2023 | 60012 | 211781328 | 05/25/2023
Carrier Corp. - Indianapolis | WEATHERMAKER | PG95MSUA60080C | Federally-Regulated Consumer Product | Non-Weatherized, Condensing Ga | 2132 | 289 |  | 05/25/2023 | 80309 | 211781330 | 05/25/2023
Carrier Corp. - Indianapolis | WEATHERMAKER | PG96MSAA48080B**D | Federally-Regulated Consumer Product | Mobile Home Non-Weatherized, C | 1671 | 269 |  | 05/25/2023 | 79335 | 211779540 | 05/25/2023
Carrier Corp. - Indianapolis | WEATHERMAKER | PG80MSLA60135D | Federally-Regulated Consumer Product | Non-Weatherized, Non-Condensin | 1907 | 266 |  | 05/25/2023 | 131914 | 211780345 | 05/25/2023
Carrier Corp. - Indianapolis | WEATHERMAKER | PG92MSAA60100C* | Federally-Regulated Consumer Product | Mobile Home Non-Weatherized, C | 1931 | 280 |  | 05/25/2023 | 100411 | 211779032 | 05/25/2023
Carrier Corp. - Indianapolis | WEATHERMAKER | PG96MSAA60080C* | Federally-Regulated Consumer Product | Mobile Home Non-Weatherized, C | 2169 | 290 |  | 05/25/2023 | 79638 | 211779548 | 05/25/2023
Carrier Corp. - Indianapolis | WEATHERMAKER | PG96MSAA60080C**D | Federally-Regulated Consumer Product | Mobile Home Non-Weatherized, C | 2169 | 290 |  | 05/25/2023 | 79638 | 211779550 | 05/25/2023
Rheem Sales Company, Inc. | CLIMATEMASTER | RGEAZR048AJT081NA | Federally-Regulated Consumer Product | Weatherized Non-Condensing Gas | 1847 | 280 |  | 05/25/2023 | 80515 | 208699097 | 05/25/2023
Rheem Sales Company, Inc. | CLIMATEMASTER | RGEAZR036AJT06XNA | Federally-Regulated Consumer Product | Weatherized Non-Condensing Gas | 1259 | 254 |  | 05/25/2023 | 58986 | 208699112 | 05/25/2023
Rheem Sales Company, Inc. | CLIMATEMASTER | RGEAZR060AJT081NA | Federally-Regulated Consumer Product | Weatherized Non-Condensing Gas | 2041 | 289 |  | 05/25/2023 | 79422 | 208699099 | 05/25/2023
Rheem Sales Company, Inc. | CLIMATEMASTER | RGEAZR048AJT10XNA | Federally-Regulated Consumer Product | Weatherized Non-Condensing Gas | 2001 | 287 |  | 05/25/2023 | 101705 | 208699122 | 05/25/2023
Rheem Sales Company, Inc. | CLIMATEMASTER | RGEA16048AJV10TAB | Federally-Regulated Consumer Product | Weatherized Non-Condensing Gas | 1845 | 280 |  | 05/25/2023 | 76171 | 205785555 | 05/25/2023
Rheem Sales Company, Inc. | CLIMATEMASTER | RGEA15030AJV081AB | Federally-Regulated Consumer Product | Weatherized Non-Condensing Gas | 1402 | 261 |  | 05/25/2023 | 80658 | 205785526 | 05/25/2023
Rheem Sales Company, Inc. | CLIMATEMASTER | RGEA16036AJV082AB | Federally-Regulated Consumer Product | Weatherized Non-Condensing Gas | 1648 | 272 |  | 05/25/2023 | 76362 | 205785548 | 05/25/2023
Rheem Sales Company, Inc. | CLIMATEMASTER | RGEA14048AJT101AB | Federally-Regulated Consumer Product | Weatherized Non-Condensing Gas | 1809 | 279 |  | 05/25/2023 | 99189 | 205785516 | 05/25/2023
Rheem Sales Company, Inc. | CLIMATEMASTER | RGEAZR024AJT06UNA | Federally-Regulated Consumer Product | Weatherized Non-Condensing Gas | 1236 | 253 |  | 05/25/2023 | 61566 | 208699103 | 05/25/2023
Rheem Sales Company, Inc. | CLIMATEMASTER | RGEAZR030AJT08XNA | Federally-Regulated Consumer Product | Weatherized Non-Condensing Gas | 1216 | 253 |  | 05/25/2023 | 80365 | 208699110 | 05/25/2023
Rheem Sales Company, Inc. | CLIMATEMASTER | RGEAZR060AJT10XNA | Federally-Regulated Consumer Product | Weatherized Non-Condensing Gas | 2131 | 293 |  | 05/25/2023 | 101980 | 208699125 | 05/25/2023
Rheem Sales Company, Inc. | CLIMATEMASTER | RGEA16024AJV062AB | Federally-Regulated Consumer Product | Weatherized Non-Condensing Gas | 1358 | 259 |  | 05/25/2023 | 46205 | 205785544 | 05/25/2023
Rheem Sales Company, Inc. | CLIMATEMASTER | RGEAZR024AJT061NA | Federally-Regulated Consumer Product | Weatherized Non-Condensing Gas | 1270 | 255 |  | 05/25/2023 | 61123 | 208699087 | 05/25/2023
Rheem Sales Company, Inc. | CLIMATEMASTER | RGEA15048AJV10XAB | Federally-Regulated Consumer Product | Weatherized Non-Condensing Gas | 1720 | 275 |  | 05/25/2023 | 99897 | 205785541 | 05/25/2023
Rheem Sales Company, Inc. | CLIMATEMASTER | RGEA14030AJT06XAC | Federally-Regulated Consumer Product | Weatherized Non-Condensing Gas | 1147 | 249 |  | 05/25/2023 | 79965 | 206606661 | 05/25/2023
Rheem Sales Company, Inc. | CLIMATEMASTER | RGEAZR024AJT081NA | Federally-Regulated Consumer Product | Weatherized Non-Condensing Gas | 1202 | 252 |  | 05/25/2023 | 79659 | 208699088 | 05/25/2023
Rheem Sales Company, Inc. | CLIMATEMASTER | RGEAZR024AJT08XNA | Federally-Regulated Consumer Product | Weatherized Non-Condensing Gas | 1202 | 252 |  | 05/25/2023 | 79659 | 208699105 | 05/25/2023
Rheem Sales Company, Inc. | CLIMATEMASTER | RGEA16060AJV102AB | Federally-Regulated Consumer Product | Weatherized Non-Condensing Gas | 2330 | 280 |  | 05/25/2023 | 75239 | 205785556 | 05/25/2023
Rheem Sales Company, Inc. | CLIMATEMASTER | RGEA14048AJT081AB | Federally-Regulated Consumer Product | Weatherized Non-Condensing Gas | 1809 | 279 |  | 05/25/2023 | 99189 | 205785514 | 05/25/2023
Rheem Sales Company, Inc. | CLIMATEMASTER | RGEA14060CJT101AA | Federally-Regulated Consumer Product | Weatherized Non-Condensing Gas | 1911 | 283 |  | 05/25/2023 | 99261 | 205785518 | 05/25/2023
Rheem Sales Company, Inc. | CLIMATEMASTER | RGEAZR024AJT06XNA | Federally-Regulated Consumer Product | Weatherized Non-Condensing Gas | 1270 | 255 |  | 05/25/2023 | 61123 | 208699104 | 05/25/2023
Rheem Sales Company, Inc. | CLIMATEMASTER | RGEA15024BJV081AA | Federally-Regulated Consumer Product | Weatherized Non-Condensing Gas | 1395 | 260 |  | 05/25/2023 | 80305 | 205785522 | 05/25/2023
Rheem Sales Company, Inc. | CLIMATEMASTER | RGEA15024BJV06XAA | Federally-Regulated Consumer Product | Weatherized Non-Condensing Gas | 1395 | 260 |  | 05/25/2023 | 80305 | 205785521 | 05/25/2023
Rheem Sales Company, Inc. | CLIMATEMASTER | RGEA14036AJT06UAA | Federally-Regulated Consumer Product | Weatherized Non-Condensing Gas | 1434 | 262 |  | 05/25/2023 | 60723 | 205965565 | 05/25/2023
Rheem Sales Company, Inc. | CLIMATEMASTER | RGEAZR042AJT08XNA | Federally-Regulated Consumer Product | Weatherized Non-Condensing Gas | 1820 | 279 |  | 05/25/2023 | 81578 | 208699117 | 05/25/2023
Rheem Sales Company, Inc. | CLIMATEMASTER | RGEA14036AJT10XAC | Federally-Regulated Consumer Product | Weatherized Non-Condensing Gas | 1430 | 262 |  | 05/25/2023 | 99665 | 206606669 | 05/25/2023
Rheem Sales Company, Inc. | CLIMATEMASTER | RGEAZR042AJT081NA | Federally-Regulated Consumer Product | Weatherized Non-Condensing Gas | 1820 | 279 |  | 05/25/2023 | 81578 | 208699095 | 05/25/2023
Rheem Sales Company, Inc. | CLIMATEMASTER | RGECZR060AJT12**A | Federally-Regulated Consumer Product | Weatherized Non-Condensing Gas | 2183 | 266 |  | 05/25/2023 | 83968 | 205785563 | 05/25/2023
Rheem Sales Company, Inc. | CLIMATEMASTER | RGEA15060AJV10XAB | Federally-Regulated Consumer Product | Weatherized Non-Condensing Gas | 2166 | 294 |  | 05/25/2023 | 100081 | 205785543 | 05/25/2023
Rheem Sales Company, Inc. | CLIMATEMASTER | RGEAZR042AJT101NA | Federally-Regulated Consumer Product | Weatherized Non-Condensing Gas | 1774 | 277 |  | 05/25/2023 | 100987 | 208699096 | 05/25/2023
Rheem Sales Company, Inc. | CLIMATEMASTER | RGEAZR036AJT061NA | Federally-Regulated Consumer Product | Weatherized Non-Condensing Gas | 1259 | 254 |  | 05/25/2023 | 58986 | 208699092 | 05/25/2023
Rheem Sales Company, Inc. | CLIMATEMASTER | RGEA14042AJT08XAC | Federally-Regulated Consumer Product | Weatherized Non-Condensing Gas | 1494 | 265 |  | 05/25/2023 | 99609 | 206606671 | 05/25/2023
Rheem Sales Company, Inc. | CLIMATEMASTER | RGEA14030AJT081AC | Federally-Regulated Consumer Product | Weatherized Non-Condensing Gas | 1147 | 249 |  | 05/25/2023 | 79965 | 206606662 | 05/25/2023
Rheem Sales Company, Inc. | CLIMATEMASTER | RGEAZR060AJT08XNA | Federally-Regulated Consumer Product | Weatherized Non-Condensing Gas | 2041 | 289 |  | 05/25/2023 | 79422 | 208699123 | 05/25/2023
Rheem Sales Company, Inc. | CLIMATEMASTER | RGEA16048AJV08TAB | Federally-Regulated Consumer Product | Weatherized Non-Condensing Gas | 1845 | 272 |  | 05/25/2023 | 76171 | 205785553 | 05/25/2023
Rheem Sales Company, Inc. | CLIMATEMASTER | RGEAZR036AJT081NA | Federally-Regulated Consumer Product | Weatherized Non-Condensing Gas | 1387 | 260 |  | 05/25/2023 | 80632 | 208699093 | 05/25/2023
Rheem Sales Company, Inc. | CLIMATEMASTER | RGEA15036BJV081AA | Federally-Regulated Consumer Product | Weatherized Non-Condensing Gas | 1355 | 259 |  | 05/25/2023 | 99675 | 205785530 | 05/25/2023
Rheem Sales Company, Inc. | CLIMATEMASTER | RGEA15042BJV08XAA | Federally-Regulated Consumer Product | Weatherized Non-Condensing Gas | 1375 | 260 |  | 05/25/2023 | 101119 | 205785535 | 05/25/2023
Rheem Sales Company, Inc. | CLIMATEMASTER | RGEA15036BJV101AA | Federally-Regulated Consumer Product | Weatherized Non-Condensing Gas | 1355 | 259 |  | 05/25/2023 | 99675 | 205785532 | 05/25/2023
Rheem Sales Company, Inc. | CLIMATEMASTER | RGECZR060AJT07**A | Federally-Regulated Consumer Product | Weatherized Non-Condensing Gas | 2336 | 182 |  | 05/25/2023 | 52310 | 205785562 | 05/25/2023
Rheem Sales Company, Inc. | CLIMATEMASTER | RGEA15036BJV06XAA | Federally-Regulated Consumer Product | Weatherized Non-Condensing Gas | 1355 | 258 |  | 05/25/2023 | 99675 | 205785529 | 05/25/2023
Rheem Sales Company, Inc. | CLIMATEMASTER | RGEA15024BJV061AA | Federally-Regulated Consumer Product | Weatherized Non-Condensing Gas | 1395 | 260 |  | 05/25/2023 | 80305 | 205785520 | 05/25/2023
Rheem Sales Company, Inc. | CLIMATEMASTER | RGEA15024BJV08XAA | Federally-Regulated Consumer Product | Weatherized Non-Condensing Gas | 1395 | 260 |  | 05/25/2023 | 80305 | 205785523 | 05/25/2023
Rheem Sales Company, Inc. | CLIMATEMASTER | RGEA14048AJT08UAA | Federally-Regulated Consumer Product | Weatherized Non-Condensing Gas | 2026 | 288 |  | 05/25/2023 | 80019 | 205965567 | 05/25/2023
Rheem Sales Company, Inc. | CLIMATEMASTER | RGEA15042BJV101AA | Federally-Regulated Consumer Product | Weatherized Non-Condensing Gas | 1375 | 260 |  | 05/25/2023 | 101119 | 205785536 | 05/25/2023
Rheem Sales Company, Inc. | CLIMATEMASTER | RGEA15030AJV08XAB | Federally-Regulated Consumer Product | Weatherized Non-Condensing Gas | 1402 | 261 |  | 05/25/2023 | 80658 | 205785527 | 05/25/2023
Rheem Sales Company, Inc. | CLIMATEMASTER | RGECZR048AJT07**C | Federally-Regulated Consumer Product | Weatherized Non-Condensing Gas | 1873 | 167 |  | 05/25/2023 | 52596 | 210279564 | 05/25/2023
Rheem Sales Company, Inc. | CLIMATEMASTER | RGEA14030AJT08XAC | Federally-Regulated Consumer Product | Weatherized Non-Condensing Gas | 1147 | 249 |  | 05/25/2023 | 79965 | 206606663 | 05/25/2023
Rheem Sales Company, Inc. | CLIMATEMASTER | RGEA14060AJT10UAA | Federally-Regulated Consumer Product | Weatherized Non-Condensing Gas | 2066 | 290 |  | 05/25/2023 | 100130 | 205965570 | 05/25/2023
Rheem Sales Company, Inc. | CLIMATEMASTER | RGEA14030AJT06UAA | Federally-Regulated Consumer Product | Weatherized Non-Condensing Gas | 1125 | 248 |  | 05/25/2023 | 60094 | 205965562 | 05/25/2023
Rheem Sales Company, Inc. | CLIMATEMASTER | RGEA14036AJT08UAA | Federally-Regulated Consumer Product | Weatherized Non-Condensing Gas | 1382 | 260 |  | 05/25/2023 | 80891 | 205965566 | 05/25/2023
Rheem Sales Company, Inc. | CLIMATEMASTER | RGEA15036BJV08XAA | Federally-Regulated Consumer Product | Weatherized Non-Condensing Gas | 1355 | 259 |  | 05/25/2023 | 99675 | 205785531 | 05/25/2023
Rheem Sales Company, Inc. | CLIMATEMASTER | RGEA14036AJT08XAC | Federally-Regulated Consumer Product | Weatherized Non-Condensing Gas | 1430 | 262 |  | 05/25/2023 | 99665 | 206606667 | 05/25/2023
Rheem Sales Company, Inc. | CLIMATEMASTER | RGEAZR036AJT08UNA | Federally-Regulated Consumer Product | Weatherized Non-Condensing Gas | 1382 | 260 |  | 05/25/2023 | 80891 | 208699113 | 05/25/2023
Rheem Sales Company, Inc. | CLIMATEMASTER | RGECZR036AJT10**A | Federally-Regulated Consumer Product | Weatherized Non-Condensing Gas | 1576 | 218 |  | 05/25/2023 | 100764 | 205785559 | 05/25/2023
Rheem Sales Company, Inc. | CLIMATEMASTER | RGEA15060AJV101AB | Federally-Regulated Consumer Product | Weatherized Non-Condensing Gas | 2166 | 294 |  | 05/25/2023 | 100081 | 205785542 | 05/25/2023
Rheem Sales Company, Inc. | CLIMATEMASTER | RGEA15036BJV061AA | Federally-Regulated Consumer Product | Weatherized Non-Condensing Gas | 1355 | 258 |  | 05/25/2023 | 99675 | 205785528 | 05/25/2023
Rheem Sales Company, Inc. | CLIMATEMASTER | RGEAZR036AJT10XNA | Federally-Regulated Consumer Product | Weatherized Non-Condensing Gas | 1380 | 260 |  | 05/25/2023 | 100130 | 208699115 | 05/25/2023
Rheem Sales Company, Inc. | CLIMATEMASTER | RGEAZR048AJT08XNA | Federally-Regulated Consumer Product | Weatherized Non-Condensing Gas | 1847 | 280 |  | 05/25/2023 | 80515 | 208699120 | 05/25/2023
Rheem Sales Company, Inc. | CLIMATEMASTER | RGEA14048AJT10XAB | Federally-Regulated Consumer Product | Weatherized Non-Condensing Gas | 1809 | 279 |  | 05/25/2023 | 99189 | 205785517 | 05/25/2023
Rheem Sales Company, Inc. | CLIMATEMASTER | RGEAZR030AJT04XNA | Federally-Regulated Consumer Product | Weatherized Non-Condensing Gas | 1342 | 258 |  | 05/25/2023 | 39842 | 208699107 | 05/25/2023
Rheem Sales Company, Inc. | CLIMATEMASTER | RGEA16036AJV06TAB | Federally-Regulated Consumer Product | Weatherized Non-Condensing Gas | 1648 | 259 |  | 05/25/2023 | 76362 | 205785547 | 05/25/2023
Rheem Sales Company, Inc. | CLIMATEMASTER | RGECZR036AJT07**A | Federally-Regulated Consumer Product | Weatherized Non-Condensing Gas | 1475 | 165 |  | 05/25/2023 | 53157 | 205785558 | 05/25/2023
Rheem Sales Company, Inc. | CLIMATEMASTER | RGEAZR042AJT08UNA | Federally-Regulated Consumer Product | Weatherized Non-Condensing Gas | 1635 | 271 |  | 05/25/2023 | 80943 | 208699116 | 05/25/2023
Rheem Sales Company, Inc. | CLIMATEMASTER | RGEAZR030AJT041NA | Federally-Regulated Consumer Product | Weatherized Non-Condensing Gas | 1342 | 258 |  | 05/25/2023 | 39842 | 208699089 | 05/25/2023
Rheem Sales Company, Inc. | CLIMATEMASTER | RGEA14060CJT10XAA | Federally-Regulated Consumer Product | Weatherized Non-Condensing Gas | 1911 | 283 |  | 05/25/2023 | 99261 | 205785519 | 05/25/2023
Rheem Sales Company, Inc. | CLIMATEMASTER | RGEA15042BJV081AA | Federally-Regulated Consumer Product | Weatherized Non-Condensing Gas | 1375 | 260 |  | 05/25/2023 | 101119 | 205785534 | 05/25/2023
Rheem Sales Company, Inc. | CLIMATEMASTER | RGECZR048AJT07**A | Federally-Regulated Consumer Product | Weatherized Non-Condensing Gas | 1873 | 167 |  | 05/25/2023 | 52596 | 205785560 | 05/25/2023
Rheem Sales Company, Inc. | CLIMATEMASTER | RGEA14036AJT061AC | Federally-Regulated Consumer Product | Weatherized Non-Condensing Gas | 1430 | 262 |  | 05/25/2023 | 99665 | 206606664 | 05/25/2023
Rheem Sales Company, Inc. | CLIMATEMASTER | RGEA15048AJV101AB | Federally-Regulated Consumer Product | Weatherized Non-Condensing Gas | 1720 | 275 |  | 05/25/2023 | 99897 | 205785540 | 05/25/2023
Rheem Sales Company, Inc. | CLIMATEMASTER | RGEAZR036AJT101NA | Federally-Regulated Consumer Product | Weatherized Non-Condensing Gas | 1380 | 260 |  | 05/25/2023 | 100130 | 208699094 | 05/25/2023
Rheem Sales Company, Inc. | CLIMATEMASTER | RGEA14048AJT08XAB | Federally-Regulated Consumer Product | Weatherized Non-Condensing Gas | 1809 | 279 |  | 05/25/2023 | 99189 | 205785515 | 05/25/2023
Rheem Sales Company, Inc. | CLIMATEMASTER | RGEAZR036AJT06UNA | Federally-Regulated Consumer Product | Weatherized Non-Condensing Gas | 1434 | 262 |  | 05/25/2023 | 60723 | 208699111 | 05/25/2023
Rheem Sales Company, Inc. | CLIMATEMASTER | RGEAZR024AJT04XNA | Federally-Regulated Consumer Product | Weatherized Non-Condensing Gas | 1205 | 252 |  | 05/25/2023 | 40798 | 208699102 | 05/25/2023
Rheem Sales Company, Inc. | CLIMATEMASTER | RGEA14036AJT081AC | Federally-Regulated Consumer Product | Weatherized Non-Condensing Gas | 1430 | 262 |  | 05/25/2023 | 99665 | 206606666 | 05/25/2023
Rheem Sales Company, Inc. | CLIMATEMASTER | RGEA15048AJV08XAB | Federally-Regulated Consumer Product | Weatherized Non-Condensing Gas | 1720 | 275 |  | 05/25/2023 | 99897 | 205785539 | 05/25/2023
Rheem Sales Company, Inc. | CLIMATEMASTER | RGEA14030AJT061AC | Federally-Regulated Consumer Product | Weatherized Non-Condensing Gas | 1147 | 249 |  | 05/25/2023 | 79965 | 206606660 | 05/25/2023
Rheem Sales Company, Inc. | CLIMATEMASTER | RGEA14042AJT10XAC | Federally-Regulated Consumer Product | Weatherized Non-Condensing Gas | 1494 | 265 |  | 05/25/2023 | 99609 | 206606673 | 05/25/2023
Rheem Sales Company, Inc. | CLIMATEMASTER | RGEA15036BJV10XAA | Federally-Regulated Consumer Product | Weatherized Non-Condensing Gas | 1355 | 259 |  | 05/25/2023 | 99675 | 205785533 | 05/25/2023
Rheem Sales Company, Inc. | CLIMATEMASTER | RGEA16060AJV10TAB | Federally-Regulated Consumer Product | Weatherized Non-Condensing Gas | 2330 | 280 |  | 05/25/2023 | 75239 | 205785557 | 05/25/2023
Rheem Sales Company, Inc. | CLIMATEMASTER | RGEA14048AJT10UAA | Federally-Regulated Consumer Product | Weatherized Non-Condensing Gas | 1832 | 280 |  | 05/25/2023 | 100370 | 205965568 | 05/25/2023
Rheem Sales Company, Inc. | CLIMATEMASTER | RGEA14036AJT101AC | Federally-Regulated Consumer Product | Weatherized Non-Condensing Gas | 1430 | 262 |  | 05/25/2023 | 99665 | 206606668 | 05/25/2023
Rheem Sales Company, Inc. | CLIMATEMASTER | RGEA14030AJT04UAA | Federally-Regulated Consumer Product | Weatherized Non-Condensing Gas | 1189 | 251 |  | 05/25/2023 | 39887 | 205965563 | 05/25/2023
Rheem Sales Company, Inc. | CLIMATEMASTER | RGEA16024AJV06TAB | Federally-Regulated Consumer Product | Weatherized Non-Condensing Gas | 1358 | 259 |  | 05/25/2023 | 46205 | 205785545 | 05/25/2023
Rheem Sales Company, Inc. | CLIMATEMASTER | RGEA14042AJT08UAA | Federally-Regulated Consumer Product | Weatherized Non-Condensing Gas | 1635 | 271 |  | 05/25/2023 | 80943 | 205965569 | 05/25/2023
Rheem Sales Company, Inc. | CLIMATEMASTER | RGEAZR024AJT041NA | Federally-Regulated Consumer Product | Weatherized Non-Condensing Gas | 1205 | 252 |  | 05/25/2023 | 40798 | 208699086 | 05/25/2023
Rheem Sales Company, Inc. | CLIMATEMASTER | RGEA15042BJV10XAA | Federally-Regulated Consumer Product | Weatherized Non-Condensing Gas | 1375 | 260 |  | 05/25/2023 | 101119 | 205785537 | 05/25/2023
Rheem Sales Company, Inc. | CLIMATEMASTER | RGEA14036AJT06XAC | Federally-Regulated Consumer Product | Weatherized Non-Condensing Gas | 1430 | 262 |  | 05/25/2023 | 99665 | 206606665 | 05/25/2023
Rheem Sales Company, Inc. | CLIMATEMASTER | RGEAZR030AJT04UNA | Federally-Regulated Consumer Product | Weatherized Non-Condensing Gas | 1189 | 251 |  | 05/25/2023 | 39887 | 208699106 | 05/25/2023
Rheem Sales Company, Inc. | CLIMATEMASTER | RGECZR048AJT12**A | Federally-Regulated Consumer Product | Weatherized Non-Condensing Gas | 1902 | 259 |  | 05/25/2023 | 84032 | 205785561 | 05/25/2023
Rheem Sales Company, Inc. | CLIMATEMASTER | RGEAZR042AJT10XNA | Federally-Regulated Consumer Product | Weatherized Non-Condensing Gas | 1774 | 277 |  | 05/25/2023 | 100987 | 208699118 | 05/25/2023
Rheem Sales Company, Inc. | CLIMATEMASTER | RGEA14042AJT101AC | Federally-Regulated Consumer Product | Weatherized Non-Condensing Gas | 1494 | 265 |  | 05/25/2023 | 99609 | 206606672 | 05/25/2023
Rheem Sales Company, Inc. | CLIMATEMASTER | RGECZR036AJT10**C | Federally-Regulated Consumer Product | Weatherized Non-Condensing Gas | 1576 | 218 |  | 05/25/2023 | 100764 | 210279563 | 05/25/2023
Rheem Sales Company, Inc. | CLIMATEMASTER | RGEA14042AJT081AC | Federally-Regulated Consumer Product | Weatherized Non-Condensing Gas | 1494 | 265 |  | 05/25/2023 | 99609 | 206606670 | 05/25/2023
Nordyne, LLC | Broan | R104GD-042K100U | Federally-Regulated Consumer Product | Weatherized Non-Condensing Gas | 1913 | 275 |  | 05/25/2023 | 100561 | 209550354 | 05/25/2023
Nordyne, LLC | Broan | KG7SD-072D-T35C* | Federally-Regulated Consumer Product | Non-Weatherized, Condensing Ga | 1826 | 275 |  | 05/25/2023 | 72142 | 205282685 | 05/25/2023
Nordyne, LLC | Broan | KG7TA-060C-E23AP | Federally-Regulated Consumer Product | Non-Weatherized, Non-Condensin | 1266 | 238 |  | 05/25/2023 | 39577 | 207456097 | 05/25/2023
Nordyne, LLC | Broan | KG7SA-054C-T23AP | Federally-Regulated Consumer Product | Non-Weatherized, Non-Condensin | 1278 | 238 |  | 05/25/2023 | 52950 | 207455954 | 05/25/2023
Nordyne, LLC | Broan | KG7SD-090D-T35CP | Federally-Regulated Consumer Product | Non-Weatherized, Condensing Ga | 1982 | 282 |  | 05/25/2023 | 86025 | 207456293 | 05/25/2023
Nordyne, LLC | Broan | FG7SK-054C-T23AP | Federally-Regulated Consumer Product | Non-Weatherized, Non-Condensin | 1338 | 241 |  | 05/25/2023 | 52857 | 207455970 | 05/25/2023
Nordyne, LLC | Broan | KG7SK-072C-T24BP | Federally-Regulated Consumer Product | Non-Weatherized, Non-Condensin | 1723 | 258 |  | 05/25/2023 | 73937 | 207456056 | 05/25/2023
Nordyne, LLC | Broan | FG7SK-090C-T24BP | Federally-Regulated Consumer Product | Non-Weatherized, Non-Condensin | 1564 | 251 |  | 05/25/2023 | 90265 | 207455999 | 05/25/2023
Nordyne, LLC | Broan | KG8SA-055U-T23A1 | Federally-Regulated Consumer Product | Non-Weatherized, Non-Condensin | 1100 | 230 |  | 05/25/2023 | 54989 | 204821736 | 05/25/2023
Nordyne, LLC | Broan | KG7TN-060D-E24BP | Federally-Regulated Consumer Product | Non-Weatherized, Condensing Ga | 1304 | 252 |  | 05/25/2023 | 39517 | 207456190 | 05/25/2023
Nordyne, LLC | Broan | KG7TA-100C-E35CP | Federally-Regulated Consumer Product | Non-Weatherized, Non-Condensin | 1668 | 255 |  | 05/25/2023 | 63969 | 207455918 | 05/25/2023
Nordyne, LLC | Broan | KG8SA-100U-T35C1 | Federally-Regulated Consumer Product | Non-Weatherized, Non-Condensin | 2074 | 273 |  | 05/25/2023 | 101889 | 204718047 | 05/25/2023
Nordyne, LLC | Broan | R8GE-048K120C1 | Federally-Regulated Consumer Product | Weatherized Non-Condensing Gas | 1991 | 287 |  | 05/25/2023 | 121831 | 204040805 | 05/25/2023
Nordyne, LLC | Broan | FG7TA-120C-V35CP | Federally-Regulated Consumer Product | Non-Weatherized, Non-Condensin | 2383 | 287 |  | 05/25/2023 | 76546 | 207456081 | 05/25/2023
Nordyne, LLC | Broan | FG8SA-055U-T23A1 | Federally-Regulated Consumer Product | Non-Weatherized, Non-Condensin | 1100 | 230 |  | 05/25/2023 | 54989 | 204821735 | 05/25/2023
Nordyne, LLC | Broan | KG8SA-070U-T24BP | Federally-Regulated Consumer Product | Non-Weatherized, Non-Condensin | 1597 | 252 |  | 05/25/2023 | 70859 | 207455967 | 05/25/2023
Nordyne, LLC | Broan | KG7SC-090D-T35CP | Federally-Regulated Consumer Product | Non-Weatherized, Condensing Ga | 1980 | 282 |  | 05/25/2023 | 90343 | 207456009 | 05/25/2023
Nordyne, LLC | Broan | R104GD-048K100U | Federally-Regulated Consumer Product | Weatherized Non-Condensing Gas | 2128 | 293 |  | 05/25/2023 | 100965 | 209550355 | 05/25/2023
Nordyne, LLC | Broan | KG7TE-115D-E45DP | Federally-Regulated Consumer Product | Non-Weatherized, Condensing Ga | 1999 | 283 |  | 05/25/2023 | 74875 | 207456321 | 05/25/2023
Nordyne, LLC | Broan | FG7TN-060D-V24BP | Federally-Regulated Consumer Product | Non-Weatherized, Condensing Ga | 1405 | 257 |  | 05/25/2023 | 38964 | 207456195 | 05/25/2023
Nordyne, LLC | Broan | FG7SA-072C-T24BP | Federally-Regulated Consumer Product | Non-Weatherized, Non-Condensin | 1457 | 246 |  | 05/25/2023 | 69586 | 207456013 | 05/25/2023
Nordyne, LLC | Broan | KG7TE-100D-E35CP | Federally-Regulated Consumer Product | Non-Weatherized, Condensing Ga | 1783 | 273 |  | 05/25/2023 | 64758 | 207456143 | 05/25/2023
Nordyne, LLC | Broan | KG7TE-060D-E24BP | Federally-Regulated Consumer Product | Non-Weatherized, Condensing Ga | 1315 | 252 |  | 05/25/2023 | 38212 | 207456189 | 05/25/2023
Nordyne, LLC | Broan | FG7TE-060D-E24BP | Federally-Regulated Consumer Product | Non-Weatherized, Condensing Ga | 1315 | 252 |  | 05/25/2023 | 38212 | 207456188 | 05/25/2023
Nordyne, LLC | Broan | FG7SK-108C-T35CP | Federally-Regulated Consumer Product | Non-Weatherized, Non-Condensin | 2216 | 280 |  | 05/25/2023 | 109081 | 207456037 | 05/25/2023
Nordyne, LLC | Broan | KG7TN-100D-E35CP | Federally-Regulated Consumer Product | Non-Weatherized, Condensing Ga | 1711 | 270 |  | 05/25/2023 | 65214 | 207456159 | 05/25/2023
Nordyne, LLC | Broan | FG7SC-090D-T35CP | Federally-Regulated Consumer Product | Non-Weatherized, Condensing Ga | 1980 | 282 |  | 05/25/2023 | 90343 | 207456006 | 05/25/2023
Nordyne, LLC | Broan | KG7TA-100C-E35C1 | Federally-Regulated Consumer Product | Non-Weatherized, Non-Condensin | 1668 | 255 |  | 05/25/2023 | 63969 | 204036798 | 05/25/2023
Nordyne, LLC | Broan | R8GE-030K070U1 | Federally-Regulated Consumer Product | Weatherized Non-Condensing Gas | 1655 | 264 |  | 05/25/2023 | 69854 | 207338277 | 05/25/2023
Nordyne, LLC | Broan | FG8SA-070U-T24BP | Federally-Regulated Consumer Product | Non-Weatherized, Non-Condensin | 1597 | 252 |  | 05/25/2023 | 70859 | 207455965 | 05/25/2023
Nordyne, LLC | Broan | FG7SA-108C-T35C1 | Federally-Regulated Consumer Product | Non-Weatherized, Non-Condensin | 2230 | 238 |  | 05/25/2023 | 108250 | 205000499 | 05/25/2023
Nordyne, LLC | Broan | FG7TE-080D-E35CP | Federally-Regulated Consumer Product | Non-Weatherized, Condensing Ga | 1764 | 273 |  | 05/25/2023 | 52933 | 207456176 | 05/25/2023
Nordyne, LLC | Broan | FG8SD-050U-T23A* | Federally-Regulated Consumer Product | Non-Weatherized, Condensing Ga | 1446 | 259 |  | 05/25/2023 | 50148 | 206229712 | 05/25/2023
Nordyne, LLC | Broan | FG8SA-100U-T35CP | Federally-Regulated Consumer Product | Non-Weatherized, Non-Condensin | 2074 | 273 |  | 05/25/2023 | 101888 | 207455927 | 05/25/2023
Nordyne, LLC | Broan | KG7SK-126C-T45DP | Federally-Regulated Consumer Product | Non-Weatherized, Non-Condensin | 1904 | 266 |  | 05/25/2023 | 119921 | 207456071 | 05/25/2023
Nordyne, LLC | Broan | KG7SK-108C-T35CP | Federally-Regulated Consumer Product | Non-Weatherized, Non-Condensin | 2216 | 280 |  | 05/25/2023 | 109081 | 207456040 | 05/25/2023
Nordyne, LLC | Broan | KG7SD-038D-T24BP | Federally-Regulated Consumer Product | Non-Weatherized, Condensing Ga | 1486 | 260 |  | 05/25/2023 | 37931 | 207456281 | 05/25/2023
Nordyne, LLC | Broan | MG3P-108U1*AD* | Federally-Regulated Consumer Product | Non-Weatherized, Condensing Ga | 1956 | 281 |  | 05/25/2023 | 107378 | 205234682 | 05/25/2023
Nordyne, LLC | Broan | FG7TN-100D-V35CP | Federally-Regulated Consumer Product | Non-Weatherized, Condensing Ga | 2208 | 292 |  | 05/25/2023 | 64085 | 207456309 | 05/25/2023
Nordyne, LLC | Broan | FG7SK-126C-T45DP | Federally-Regulated Consumer Product | Non-Weatherized, Non-Condensin | 1904 | 266 |  | 05/25/2023 | 119921 | 207456068 | 05/25/2023
Nordyne, LLC | Broan | FG7TE-100D-V35CP | Federally-Regulated Consumer Product | Non-Weatherized, Condensing Ga | 1819 | 275 |  | 05/25/2023 | 65338 | 207456302 | 05/25/2023
Nordyne, LLC | Broan | KG7TA-080C-E24BP | Federally-Regulated Consumer Product | Non-Weatherized, Non-Condensin | 1277 | 238 |  | 05/25/2023 | 52213 | 207455914 | 05/25/2023
Nordyne, LLC | Broan | MG1E-077F1A*M1 | Federally-Regulated Consumer Product | Mobile Home Non-Weatherized, N | 1253 | 237 |  | 05/25/2023 | 77346 | 204112432 | 05/25/2023
Nordyne, LLC | Broan | KG7SA-054C-T23A1 | Federally-Regulated Consumer Product | Non-Weatherized, Non-Condensin | 1278 | 238 |  | 05/25/2023 | 52950 | 204834979 | 05/25/2023
Nordyne, LLC | Broan | R8GE-042K096C1 | Federally-Regulated Consumer Product | Weatherized Non-Condensing Gas | 1540 | 267 |  | 05/25/2023 | 97780 | 204040829 | 05/25/2023
Nordyne, LLC | Broan | FG8SA-055U-T23AP | Federally-Regulated Consumer Product | Non-Weatherized, Non-Condensin | 1100 | 230 |  | 05/25/2023 | 54989 | 207455939 | 05/25/2023
Nordyne, LLC | Broan | R8GE-048K100U1 | Federally-Regulated Consumer Product | Weatherized Non-Condensing Gas | 1913 | 275 |  | 05/25/2023 | 100561 | 207338280 | 05/25/2023
Nordyne, LLC | Broan | MG3S-080T2AACP | Federally-Regulated Consumer Product | Mobile Home Non-Weatherized, C | 1835 | 370 |  | 05/25/2023 | 51517 | 207456090 | 05/25/2023
Nordyne, LLC | Broan | KG7TE-080D-E35CP | Federally-Regulated Consumer Product | Non-Weatherized, Condensing Ga | 1764 | 273 |  | 05/25/2023 | 52933 | 207456182 | 05/25/2023
Nordyne, LLC | Broan | FG7SA-054C-T23AP | Federally-Regulated Consumer Product | Non-Weatherized, Non-Condensin | 1278 | 238 |  | 05/25/2023 | 52950 | 207455951 | 05/25/2023
Nordyne, LLC | Broan | FG7SD-108D-T45DP | Federally-Regulated Consumer Product | Non-Weatherized, Condensing Ga | 2046 | 272 |  | 05/25/2023 | 107992 | 207456262 | 05/25/2023
Nordyne, LLC | Broan | R8GE-X60K120C1 | Federally-Regulated Consumer Product | Weatherized Non-Condensing Gas | 2073 | 290 |  | 05/25/2023 | 119379 | 204040791 | 05/25/2023
Nordyne, LLC | Broan | R8GE-024K072C1 | Federally-Regulated Consumer Product | Weatherized Non-Condensing Gas | 1280 | 255 |  | 05/25/2023 | 71272 | 204040767 | 05/25/2023
Nordyne, LLC | Broan | FG7TA-080C-V24B1 | Federally-Regulated Consumer Product | Non-Weatherized, Non-Condensin | 1277 | 238 |  | 05/25/2023 | 52213 | 204037032 | 05/25/2023
Nordyne, LLC | Broan | R8GE-036K096C1 | Federally-Regulated Consumer Product | Weatherized Non-Condensing Gas | 1704 | 274 |  | 05/25/2023 | 97452 | 204040817 | 05/25/2023
Nordyne, LLC | Broan | FG7SD-090D-T35CP | Federally-Regulated Consumer Product | Non-Weatherized, Condensing Ga | 1982 | 282 |  | 05/25/2023 | 86025 | 207456290 | 05/25/2023
Nordyne, LLC | Broan | R8GE-030K072C1 | Federally-Regulated Consumer Product | Weatherized Non-Condensing Gas | 1280 | 255 |  | 05/25/2023 | 71272 | 204040779 | 05/25/2023
Nordyne, LLC | Broan | FG7TE-060D-V24BP | Federally-Regulated Consumer Product | Non-Weatherized, Condensing Ga | 1334 | 254 |  | 05/25/2023 | 38697 | 207456305 | 05/25/2023
Nordyne, LLC | Broan | FG7SC-072D-T24BP | Federally-Regulated Consumer Product | Non-Weatherized, Condensing Ga | 1603 | 266 |  | 05/25/2023 | 71640 | 207455958 | 05/25/2023
Nordyne, LLC | Broan | FG7TN-115D-V45CP | Federally-Regulated Consumer Product | Non-Weatherized, Condensing Ga | 1798 | 274 |  | 05/25/2023 | 74070 | 207456170 | 05/25/2023
Nordyne, LLC | Broan | FG8SD-100U-T35C* | Federally-Regulated Consumer Product | Non-Weatherized, Condensing Ga | 2088 | 287 |  | 05/25/2023 | 100330 | 206229718 | 05/25/2023
Nordyne, LLC | Broan | KG7SD-054D-T24BP | Federally-Regulated Consumer Product | Non-Weatherized, Condensing Ga | 1478 | 260 |  | 05/25/2023 | 54229 | 207456251 | 05/25/2023
Nordyne, LLC | Broan | FG8SA-070U-T24B1 | Federally-Regulated Consumer Product | Non-Weatherized, Non-Condensin | 1597 | 252 |  | 05/25/2023 | 70859 | 204924134 | 05/25/2023
Nordyne, LLC | Broan | MG3P-090U1AAC* | Federally-Regulated Consumer Product | Mobile Home Non-Weatherized, C | 2021 | 383 |  | 05/25/2023 | 91333 | 205126705 | 05/25/2023
Nordyne, LLC | Broan | FG7SA-072C-T35CP | Federally-Regulated Consumer Product | Non-Weatherized, Non-Condensin | 1719 | 257 |  | 05/25/2023 | 73962 | 207456046 | 05/25/2023
Nordyne, LLC | Broan | KG7SA-108C-T35C1 | Federally-Regulated Consumer Product | Non-Weatherized, Non-Condensin | 2230 | 238 |  | 05/25/2023 | 108250 | 205000502 | 05/25/2023
Nordyne, LLC | Broan | R8GE-036K072C1 | Federally-Regulated Consumer Product | Weatherized Non-Condensing Gas | 1349 | 258 |  | 05/25/2023 | 72437 | 204040803 | 05/25/2023
Nordyne, LLC | Broan | FG7TA-060C-V23AP | Federally-Regulated Consumer Product | Non-Weatherized, Non-Condensin | 1266 | 238 |  | 05/25/2023 | 39577 | 207456101 | 05/25/2023
Nordyne, LLC | Broan | KG7SK-090C-T24BP | Federally-Regulated Consumer Product | Non-Weatherized, Non-Condensin | 1564 | 251 |  | 05/25/2023 | 90265 | 207456002 | 05/25/2023
Nordyne, LLC | Broan | FG7TE-115D-V45DP | Federally-Regulated Consumer Product | Non-Weatherized, Condensing Ga | 1999 | 283 |  | 05/25/2023 | 74875 | 207456325 | 05/25/2023
Nordyne, LLC | Broan | MG3P-054U1AAB* | Federally-Regulated Consumer Product | Mobile Home Non-Weatherized, C | 1626 | 355 |  | 05/25/2023 | 53047 | 205126703 | 05/25/2023
Nordyne, LLC | Broan | KG7TN-115D-E45DP | Federally-Regulated Consumer Product | Non-Weatherized, Condensing Ga | 2198 | 292 |  | 05/25/2023 | 75317 | 207456164 | 05/25/2023
Nordyne, LLC | Broan | KG7TN-080D-E35CP | Federally-Regulated Consumer Product | Non-Weatherized, Condensing Ga | 1718 | 271 |  | 05/25/2023 | 52461 | 207456148 | 05/25/2023
Nordyne, LLC | Broan | FG7TE-080D-V35CP | Federally-Regulated Consumer Product | Non-Weatherized, Condensing Ga | 1829 | 275 |  | 05/25/2023 | 52182 | 207456179 | 05/25/2023
Nordyne, LLC | Broan | MG3S-080T2*ACP | Federally-Regulated Consumer Product | Non-Weatherized, Condensing Ga | 1785 | 274 |  | 05/25/2023 | 52907 | 207456094 | 05/25/2023
Nordyne, LLC | Broan | FG7SK-072C-T24BP | Federally-Regulated Consumer Product | Non-Weatherized, Non-Condensin | 1723 | 258 |  | 05/25/2023 | 73937 | 207456053 | 05/25/2023
Nordyne, LLC | Broan | KG7TA-120C-V35CP | Federally-Regulated Consumer Product | Non-Weatherized, Non-Condensin | 2383 | 287 |  | 05/25/2023 | 76546 | 207456084 | 05/25/2023
Nordyne, LLC | Broan | R8GE-048K096C1 | Federally-Regulated Consumer Product | Weatherized Non-Condensing Gas | 1818 | 279 |  | 05/25/2023 | 95561 | 204040830 | 05/25/2023
Nordyne, LLC | Broan | R8GE-024K055U1 | Federally-Regulated Consumer Product | Weatherized Non-Condensing Gas | 1304 | 240 |  | 05/25/2023 | 55721 | 207338276 | 05/25/2023
Nordyne, LLC | Broan | KG7SA-126C-T45D* | Federally-Regulated Consumer Product | Non-Weatherized, Non-Condensin | 2213 | 279 |  | 05/25/2023 | 120195 | 205147092 | 05/25/2023
Nordyne, LLC | Broan | MG2R-045T1A*M* | Federally-Regulated Consumer Product | Mobile Home Non-Weatherized, C | 1624 | 337 |  | 05/25/2023 | 44484 | 204600212 | 05/25/2023
Nordyne, LLC | Broan | KG7SA-072C-T24BP | Federally-Regulated Consumer Product | Non-Weatherized, Non-Condensin | 1457 | 246 |  | 05/25/2023 | 69586 | 207456016 | 05/25/2023
Nordyne, LLC | Broan | R8GE-X60K096C1 | Federally-Regulated Consumer Product | Weatherized Non-Condensing Gas | 2028 | 288 |  | 05/25/2023 | 94398 | 204040804 | 05/25/2023
Nordyne, LLC | Broan | MG2R-072T1A*M* | Federally-Regulated Consumer Product | Mobile Home Non-Weatherized, C | 1607 | 354 |  | 05/25/2023 | 71866 | 204600222 | 05/25/2023
Nordyne, LLC | Broan | FG7SA-090C-T35CP | Federally-Regulated Consumer Product | Non-Weatherized, Non-Condensin | 1992 | 270 |  | 05/25/2023 | 85266 | 207455992 | 05/25/2023
Nordyne, LLC | Broan | KG7SD-108D-T45DP | Federally-Regulated Consumer Product | Non-Weatherized, Condensing Ga | 2046 | 272 |  | 05/25/2023 | 107992 | 207456265 | 05/25/2023
Nordyne, LLC | Broan | FG7SA-054C-T23A1 | Federally-Regulated Consumer Product | Non-Weatherized, Non-Condensin | 1278 | 238 |  | 05/25/2023 | 52950 | 204834976 | 05/25/2023
Nordyne, LLC | Broan | R104GD-030K070U | Federally-Regulated Consumer Product | Weatherized Non-Condensing Gas | 1655 | 264 |  | 05/25/2023 | 69854 | 209550352 | 05/25/2023
Lennox Industries Inc. | Allied Commercial | LGT036**EA*P | Federally-Regulated Consumer Product | Weatherized Non-Condensing Gas | 1733 | 271 |  | 05/25/2023 | 45542 | 211239124 | 05/25/2023
Lennox Industries Inc. | Allied Commercial | KGB036**EY*P | Federally-Regulated Consumer Product | Weatherized Non-Condensing Gas | 1526 | 239 |  | 05/25/2023 | 108439 | 204035043 | 05/25/2023
Lennox Industries Inc. | Allied Commercial | LDT060**EX*P | Federally-Regulated Consumer Product | Weatherized Non-Condensing Gas | 2252 | 290 |  | 05/25/2023 | 113812 | 211642115 | 05/25/2023
Lennox Industries Inc. | Allied Commercial | LDT036**EQ*P | Federally-Regulated Consumer Product | Weatherized Non-Condensing Gas | 1777 | 262 |  | 05/25/2023 | 82153 | 211642111 | 05/25/2023
Lennox Industries Inc. | Allied Commercial | ZGB048**EW*P | Federally-Regulated Consumer Product | Weatherized Non-Condensing Gas | 1972 | 278 |  | 05/25/2023 | 65125 | 204032241 | 05/25/2023
Lennox Industries Inc. | Allied Commercial | KGB048**EB*P | Federally-Regulated Consumer Product | Weatherized Non-Condensing Gas | 2276 | 264 |  | 05/25/2023 | 52928 | 204035044 | 05/25/2023
Lennox Industries Inc. | Allied Commercial | KGB060**EB*P | Federally-Regulated Consumer Product | Weatherized Non-Condensing Gas | 2195 | 247 |  | 05/25/2023 | 53047 | 204035049 | 05/25/2023
Lennox Industries Inc. | Allied Commercial | LGT060**EB*P | Federally-Regulated Consumer Product | Weatherized Non-Condensing Gas | 2286 | 299 |  | 05/25/2023 | 52104 | 211239118 | 05/25/2023
Lennox Industries Inc. | Allied Commercial | LGH048**EW*P | Federally-Regulated Consumer Product | Weatherized Non-Condensing Gas | 2116 | 285 |  | 05/25/2023 | 64786 | 8203443 | 05/25/2023
Lennox Industries Inc. | Allied Commercial | LGT060**EA*P | Federally-Regulated Consumer Product | Weatherized Non-Condensing Gas | 2423 | 302 |  | 05/25/2023 | 45561 | 211239126 | 05/25/2023
Lennox Industries Inc. | Allied Commercial | ZGB048**EY*P | Federally-Regulated Consumer Product | Weatherized Non-Condensing Gas | 1987 | 277 |  | 05/25/2023 | 109949 | 204032242 | 05/25/2023
Lennox Industries Inc. | Allied Commercial | LGH048**EZ*P | Federally-Regulated Consumer Product | Weatherized Non-Condensing Gas | 2186 | 280 |  | 05/25/2023 | 151659 | 8203447 | 05/25/2023
Lennox Industries Inc. | Allied Commercial | LDT024**EQ*P | Federally-Regulated Consumer Product | Weatherized Non-Condensing Gas | 1777 | 262 |  | 05/25/2023 | 82153 | 211642110 | 05/25/2023
Lennox Industries Inc. | Allied Commercial | LGH060**EB*P | Federally-Regulated Consumer Product | Weatherized Non-Condensing Gas | 2558 | 308 |  | 05/25/2023 | 53018 | 8992682 | 05/25/2023
Lennox Industries Inc. | Allied Commercial | LDT048**EQ*P | Federally-Regulated Consumer Product | Weatherized Non-Condensing Gas | 2166 | 289 |  | 05/25/2023 | 82037 | 211642112 | 05/25/2023
Lennox Industries Inc. | Allied Commercial | LGH060**EY*P | Federally-Regulated Consumer Product | Weatherized Non-Condensing Gas | 2366 | 294 |  | 05/25/2023 | 107032 | 8203452 | 05/25/2023
Lennox Industries Inc. | Allied Commercial | KGB060**EQ*P | Federally-Regulated Consumer Product | Weatherized Non-Condensing Gas | 2204 | 273 |  | 05/25/2023 | 79781 | 204035050 | 05/25/2023
Lennox Industries Inc. | Allied Commercial | ZGB036**EY*P | Federally-Regulated Consumer Product | Weatherized Non-Condensing Gas | 1702 | 246 |  | 05/25/2023 | 109205 | 204032240 | 05/25/2023
Lennox Industries Inc. | Allied Commercial | LGT060**EX*P | Federally-Regulated Consumer Product | Weatherized Non-Condensing Gas | 2252 | 290 |  | 05/25/2023 | 113812 | 211239123 | 05/25/2023
Lennox Industries Inc. | Allied Commercial | KGB048**EQ*P | Federally-Regulated Consumer Product | Weatherized Non-Condensing Gas | 2167 | 282 |  | 05/25/2023 | 80936 | 204035046 | 05/25/2023
Lennox Industries Inc. | Allied Commercial | KGB036**EB*P | Federally-Regulated Consumer Product | Weatherized Non-Condensing Gas | 1352 | 227 |  | 05/25/2023 | 52487 | 204035040 | 05/25/2023
Lennox Industries Inc. | Allied Commercial | KGB060**EX*P | Federally-Regulated Consumer Product | Weatherized Non-Condensing Gas | 2386 | 271 |  | 05/25/2023 | 114357 | 204035051 | 05/25/2023
Lennox Industries Inc. | Allied Commercial | LGT048**EA*P | Federally-Regulated Consumer Product | Weatherized Non-Condensing Gas | 2423 | 302 |  | 05/25/2023 | 45561 | 211239125 | 05/25/2023
Lennox Industries Inc. | Allied Commercial | LGT036**EQ*P | Federally-Regulated Consumer Product | Weatherized Non-Condensing Gas | 1777 | 262 |  | 05/25/2023 | 82153 | 211239119 | 05/25/2023
Lennox Industries Inc. | Allied Commercial | LGH048**EB*P | Federally-Regulated Consumer Product | Weatherized Non-Condensing Gas | 2309 | 283 |  | 05/25/2023 | 53223 | 8992680 | 05/25/2023
Lennox Industries Inc. | Allied Commercial | KGB036**EW*P | Federally-Regulated Consumer Product | Weatherized Non-Condensing Gas | 1490 | 241 |  | 05/25/2023 | 64026 | 204035042 | 05/25/2023
Lennox Industries Inc. | Allied Commercial | LGT036**EB*P | Federally-Regulated Consumer Product | Weatherized Non-Condensing Gas | 1614 | 270 |  | 05/25/2023 | 52597 | 211239116 | 05/25/2023
Lennox Industries Inc. | Allied Commercial | ZGB060**EX*P | Federally-Regulated Consumer Product | Weatherized Non-Condensing Gas | 2261 | 281 |  | 05/25/2023 | 113912 | 204032244 | 05/25/2023
Lennox Industries Inc. | Allied Commercial | LGH048**EY*P | Federally-Regulated Consumer Product | Weatherized Non-Condensing Gas | 2142 | 282 |  | 05/25/2023 | 106954 | 8203446 | 05/25/2023
Lennox Industries Inc. | Allied Commercial | LDT060**EB*P | Federally-Regulated Consumer Product | Weatherized Non-Condensing Gas | 2286 | 299 |  | 05/25/2023 | 52104 | 211642109 | 05/25/2023
Lennox Industries Inc. | Allied Commercial | LGH036**EB*P | Federally-Regulated Consumer Product | Weatherized Non-Condensing Gas | 1557 | 264 |  | 05/25/2023 | 52845 | 8992679 | 05/25/2023
Lennox Industries Inc. | Allied Commercial | KGB030**EW*P | Federally-Regulated Consumer Product | Weatherized Non-Condensing Gas | 972 | 192 |  | 05/25/2023 | 64890 | 204035052 | 05/25/2023
Lennox Industries Inc. | Allied Commercial | LGH036**EW*P | Federally-Regulated Consumer Product | Weatherized Non-Condensing Gas | 1688 | 255 |  | 05/25/2023 | 65000 | 8203440 | 05/25/2023
Lennox Industries Inc. | Allied Commercial | LGH060**EQ*P | Federally-Regulated Consumer Product | Weatherized Non-Condensing Gas | 2446 | 299 |  | 05/25/2023 | 82289 | 8203448 | 05/25/2023
Lennox Industries Inc. | Allied Commercial | KGB048**EW*P | Federally-Regulated Consumer Product | Weatherized Non-Condensing Gas | 2278 | 231 |  | 05/25/2023 | 64876 | 204035047 | 05/25/2023
Lennox Industries Inc. | Allied Commercial | KGB048**EY*P | Federally-Regulated Consumer Product | Weatherized Non-Condensing Gas | 2249 | 237 |  | 05/25/2023 | 108592 | 204035048 | 05/25/2023
Lennox Industries Inc. | Allied Commercial | LGT048**EQ*P | Federally-Regulated Consumer Product | Weatherized Non-Condensing Gas | 2166 | 289 |  | 05/25/2023 | 82037 | 211239120 | 05/25/2023
Lennox Industries Inc. | Allied Commercial | LGT036**EF*P | Federally-Regulated Consumer Product | Weatherized Non-Condensing Gas | 1712 | 272 |  | 05/25/2023 | 75853 | 211239127 | 05/25/2023
Lennox Industries Inc. | Allied Commercial | LGT060**EQ*P | Federally-Regulated Consumer Product | Weatherized Non-Condensing Gas | 2446 | 299 |  | 05/25/2023 | 82289 | 211239121 | 05/25/2023
Lennox Industries Inc. | Allied Commercial | LDT048**EB*P | Federally-Regulated Consumer Product | Weatherized Non-Condensing Gas | 2286 | 299 |  | 05/25/2023 | 52104 | 211642108 | 05/25/2023
Lennox Industries Inc. | Allied Commercial | LGH048**EQ*P | Federally-Regulated Consumer Product | Weatherized Non-Condensing Gas | 2166 | 289 |  | 05/25/2023 | 82037 | 8203442 | 05/25/2023
Lennox Industries Inc. | Allied Commercial | LGT060**EF*P | Federally-Regulated Consumer Product | Weatherized Non-Condensing Gas | 2535 | 306 |  | 05/25/2023 | 75457 | 211239129 | 05/25/2023
Lennox Industries Inc. | Allied Commercial | LGH060**EW*P | Federally-Regulated Consumer Product | Weatherized Non-Condensing Gas | 2537 | 303 |  | 05/25/2023 | 64859 | 8203449 | 05/25/2023
Lennox Industries Inc. | Allied Commercial | LDT060**EQ*P | Federally-Regulated Consumer Product | Weatherized Non-Condensing Gas | 2446 | 299 |  | 05/25/2023 | 82289 | 211642113 | 05/25/2023
Lennox Industries Inc. | Allied Commercial | LGT048**EF*P | Federally-Regulated Consumer Product | Weatherized Non-Condensing Gas | 2535 | 306 |  | 05/25/2023 | 75457 | 211239128 | 05/25/2023
Lennox Industries Inc. | Allied Commercial | LGT048**EX*P | Federally-Regulated Consumer Product | Weatherized Non-Condensing Gas | 2252 | 290 |  | 05/25/2023 | 113812 | 211239122 | 05/25/2023
Lennox Industries Inc. | Allied Commercial | LGH048**EX*P | Federally-Regulated Consumer Product | Weatherized Non-Condensing Gas | 2252 | 290 |  | 05/25/2023 | 113812 | 8203444 | 05/25/2023
Lennox Industries Inc. | Allied Commercial | LGH060**EZ*P | Federally-Regulated Consumer Product | Weatherized Non-Condensing Gas | 2651 | 291 |  | 05/25/2023 | 149428 | 8203453 | 05/25/2023
Lennox Industries Inc. | Allied Commercial | LGH060**EX*P | Federally-Regulated Consumer Product | Weatherized Non-Condensing Gas | 2797 | 302 |  | 05/25/2023 | 115243 | 8203450 | 05/25/2023
Lennox Industries Inc. | Allied Commercial | ZGB036**EW*P | Federally-Regulated Consumer Product | Weatherized Non-Condensing Gas | 1689 | 235 |  | 05/25/2023 | 65183 | 204032239 | 05/25/2023
Lennox Industries Inc. | Allied Commercial | LDT024**EB*P | Federally-Regulated Consumer Product | Weatherized Non-Condensing Gas | 1614 | 270 |  | 05/25/2023 | 52597 | 211642106 | 05/25/2023
Lennox Industries Inc. | Allied Commercial | KGB036**EQ*P | Federally-Regulated Consumer Product | Weatherized Non-Condensing Gas | 1644 | 262 |  | 05/25/2023 | 80985 | 204035041 | 05/25/2023
Lennox Industries Inc. | Allied Commercial | LDT036**EB*P | Federally-Regulated Consumer Product | Weatherized Non-Condensing Gas | 1614 | 270 |  | 05/25/2023 | 52597 | 211642107 | 05/25/2023
Lennox Industries Inc. | Allied Commercial | ZGB060**EQ*P | Federally-Regulated Consumer Product | Weatherized Non-Condensing Gas | 2260 | 277 |  | 05/25/2023 | 80534 | 204032243 | 05/25/2023
Lennox Industries Inc. | Allied Commercial | LGH036**EY*P | Federally-Regulated Consumer Product | Weatherized Non-Condensing Gas | 1676 | 248 |  | 05/25/2023 | 107355 | 8203441 | 05/25/2023
Lennox Industries Inc. | Allied Commercial | KGB024**EW*P | Federally-Regulated Consumer Product | Weatherized Non-Condensing Gas | 972 | 192 |  | 05/25/2023 | 64890 | 204035039 | 05/25/2023
Lennox Industries Inc. | Allied Commercial | LGT048**EB*P | Federally-Regulated Consumer Product | Weatherized Non-Condensing Gas | 2286 | 299 |  | 05/25/2023 | 52104 | 211239117 | 05/25/2023
Lennox Industries Inc. | Allied Commercial | LGH060**ED*P | Federally-Regulated Consumer Product | Weatherized Non-Condensing Gas | 2797 | 302 |  | 05/25/2023 | 115243 | 8992683 | 05/25/2023
Lennox Industries Inc. | Allied Commercial | LGH036**EQ*P | Federally-Regulated Consumer Product | Weatherized Non-Condensing Gas | 1777 | 262 |  | 05/25/2023 | 82153 | 8203439 | 05/25/2023
Lennox Industries Inc. | Allied Commercial | LDT048**EX*P | Federally-Regulated Consumer Product | Weatherized Non-Condensing Gas | 2252 | 290 |  | 05/25/2023 | 113812 | 211642114 | 05/25/2023
Carrier Corp. - Syracuse | Tempstar | RGW060KT* | Federally-Regulated Consumer Product | Weatherized Non-Condensing Gas | 2694 | 302 |  | 05/25/2023 | 106 | 202535301 | 05/25/2023
Carrier Corp. - Syracuse | Tempstar | RGW048KE* | Federally-Regulated Consumer Product | Weatherized Non-Condensing Gas | 2640 | 312 |  | 05/25/2023 | 73 | 202535290 | 05/25/2023
Carrier Corp. - Syracuse | Tempstar | RGV060KT* | Federally-Regulated Consumer Product | Weatherized Non-Condensing Gas | 2694 | 302 |  | 05/25/2023 | 106 | 202535285 | 05/25/2023
Carrier Corp. - Syracuse | Tempstar | RGV036KS* | Federally-Regulated Consumer Product | Weatherized Non-Condensing Gas | 1889 | 281 |  | 05/25/2023 | 53 | 202535278 | 05/25/2023
Carrier Corp. - Syracuse | Tempstar | RGW048KD* | Federally-Regulated Consumer Product | Weatherized Non-Condensing Gas | 2640 | 312 |  | 05/25/2023 | 53 | 202535287 | 05/25/2023
Carrier Corp. - Syracuse | Tempstar | RGV048KR* | Federally-Regulated Consumer Product | Weatherized Non-Condensing Gas | 2640 | 312 |  | 05/25/2023 | 73 | 202535282 | 05/25/2023
Carrier Corp. - Syracuse | Tempstar | RGV048KE* | Federally-Regulated Consumer Product | Weatherized Non-Condensing Gas | 2640 | 312 |  | 05/25/2023 | 73 | 202535274 | 05/25/2023
Carrier Corp. - Syracuse | Tempstar | RGV060KS* | Federally-Regulated Consumer Product | Weatherized Non-Condensing Gas | 2694 | 302 |  | 05/25/2023 | 53 | 202535280 | 05/25/2023
Carrier Corp. - Syracuse | Tempstar | RGW060KF* | Federally-Regulated Consumer Product | Weatherized Non-Condensing Gas | 2694 | 302 |  | 05/25/2023 | 106 | 202535293 | 05/25/2023
Carrier Corp. - Syracuse | Tempstar | RGV060KF* | Federally-Regulated Consumer Product | Weatherized Non-Condensing Gas | 2694 | 302 |  | 05/25/2023 | 106 | 202535277 | 05/25/2023
Carrier Corp. - Syracuse | Tempstar | RGW060KR* | Federally-Regulated Consumer Product | Weatherized Non-Condensing Gas | 2694 | 302 |  | 05/25/2023 | 73 | 202535299 | 05/25/2023
Carrier Corp. - Syracuse | Tempstar | RGW036KD* | Federally-Regulated Consumer Product | Weatherized Non-Condensing Gas | 1889 | 281 |  | 05/25/2023 | 53 | 202535286 | 05/25/2023
Carrier Corp. - Syracuse | Tempstar | RGV048KT* | Federally-Regulated Consumer Product | Weatherized Non-Condensing Gas | 2640 | 312 |  | 05/25/2023 | 106 | 202535284 | 05/25/2023
Carrier Corp. - Syracuse | Tempstar | RGV060KE* | Federally-Regulated Consumer Product | Weatherized Non-Condensing Gas | 2694 | 302 |  | 05/25/2023 | 73 | 202535275 | 05/25/2023
Carrier Corp. - Syracuse | Tempstar | RGV060KD* | Federally-Regulated Consumer Product | Weatherized Non-Condensing Gas | 2694 | 302 |  | 05/25/2023 | 53 | 202535272 | 05/25/2023
Carrier Corp. - Syracuse | Tempstar | RGV060KR* | Federally-Regulated Consumer Product | Weatherized Non-Condensing Gas | 2694 | 302 |  | 05/25/2023 | 73 | 202535283 | 05/25/2023
Carrier Corp. - Syracuse | Tempstar | RGW048KS* | Federally-Regulated Consumer Product | Weatherized Non-Condensing Gas | 2640 | 312 |  | 05/25/2023 | 53 | 202535295 | 05/25/2023
Carrier Corp. - Syracuse | Tempstar | RGW048KT* | Federally-Regulated Consumer Product | Weatherized Non-Condensing Gas | 2640 | 312 |  | 05/25/2023 | 106 | 202535300 | 05/25/2023
Johnson Controls, Inc. | CHAMPION HEATING AND COOLING | TL8E080C16UH11 | Federally-Regulated Consumer Product | Non-Weatherized, Non-Condensin | 1616 | 248 |  | 05/25/2023 | 79486 | 203324244 | 05/25/2023
Johnson Controls, Inc. | CHAMPION HEATING AND COOLING | PCG4B480652L1 | Federally-Regulated Consumer Product | Weatherized Non-Condensing Gas | 2004 | 286 |  | 05/25/2023 | 65012 | 205965525 | 05/25/2023
Johnson Controls, Inc. | CHAMPION HEATING AND COOLING | Z8ES080B12LMPS1 | Federally-Regulated Consumer Product | Non-Weatherized, Non-Condensin | 1601 | 251 |  | 05/25/2023 | 80463 | 211900256 | 05/25/2023
Johnson Controls, Inc. | CHAMPION HEATING AND COOLING | TM8E080C16MP11 | Federally-Regulated Consumer Product | Non-Weatherized, Non-Condensin | 1616 | 248 |  | 05/25/2023 | 79634 | 203324380 | 05/25/2023
Johnson Controls, Inc. | CHAMPION HEATING AND COOLING | TM9E120D20MP12 | Federally-Regulated Consumer Product | Non-Weatherized, Condensing Ga | 2082 | 281 |  | 05/25/2023 | 121927 | 203324463 | 05/25/2023
Johnson Controls, Inc. | CHAMPION HEATING AND COOLING | TP9C060B12MP13 | Federally-Regulated Consumer Product | Non-Weatherized, Condensing Ga | 1359 | 250 |  | 05/25/2023 | 21059 | 10534169 | 05/25/2023
Johnson Controls, Inc. | CHAMPION HEATING AND COOLING | TPLC080C16MP13 | Federally-Regulated Consumer Product | Non-Weatherized, Non-Condensin | 1657 | 250 |  | 05/25/2023 | 38933 | 10534177 | 05/25/2023
Johnson Controls, Inc. | CHAMPION HEATING AND COOLING | TM9V080B12MP12 | Federally-Regulated Consumer Product | Non-Weatherized, Condensing Ga | 1299 | 247 |  | 05/25/2023 | 52434 | 10534158 | 05/25/2023
Johnson Controls, Inc. | CHAMPION HEATING AND COOLING | Z8ESE060A12LMPS1 | Federally-Regulated Consumer Product | Non-Weatherized, Non-Condensin | 1336 | 240 |  | 05/25/2023 | 60538 | 211900255 | 05/25/2023
Johnson Controls, Inc. | CHAMPION HEATING AND COOLING | Z8ES040A12LMPS1 | Federally-Regulated Consumer Product | Non-Weatherized, Non-Condensin | 1353 | 240 |  | 05/25/2023 | 40218 | 211900254 | 05/25/2023
Johnson Controls, Inc. | CHAMPION HEATING AND COOLING | TL8E100C20UH11 | Federally-Regulated Consumer Product | Non-Weatherized, Non-Condensin | 1956 | 263 |  | 05/25/2023 | 100850 | 204463275 | 05/25/2023
Johnson Controls, Inc. | CHAMPION HEATING AND COOLING | TM8E080C20MP11 | Federally-Regulated Consumer Product | Non-Weatherized, Non-Condensin | 2104 | 269 |  | 05/25/2023 | 80073 | 203324381 | 05/25/2023
Johnson Controls, Inc. | CHAMPION HEATING AND COOLING | TM8E100C20MP11 | Federally-Regulated Consumer Product | Non-Weatherized, Non-Condensin | 2196 | 273 |  | 05/25/2023 | 99867 | 203324384 | 05/25/2023
Johnson Controls, Inc. | CHAMPION HEATING AND COOLING | Z8ES100C16SMPS1 | Federally-Regulated Consumer Product | Non-Weatherized, Non-Condensin | 1748 | 258 |  | 05/25/2023 | 101093 | 211900205 | 05/25/2023
Johnson Controls, Inc. | CHAMPION HEATING AND COOLING | TM9E100C20MP12 | Federally-Regulated Consumer Product | Non-Weatherized, Condensing Ga | 2077 | 281 |  | 05/25/2023 | 99242 | 203324462 | 05/25/2023
Johnson Controls, Inc. | CHAMPION HEATING AND COOLING | TPLC100C16MP13 | Federally-Regulated Consumer Product | Non-Weatherized, Non-Condensin | 1706 | 252 |  | 05/25/2023 | 50511 | 10534178 | 05/25/2023
Johnson Controls, Inc. | CHAMPION HEATING AND COOLING | TM8V100C20MP12 | Federally-Regulated Consumer Product | Non-Weatherized, Non-Condensin | 2291 | 277 |  | 05/25/2023 | 65187 | 10534154 | 05/25/2023
Johnson Controls, Inc. | CHAMPION HEATING AND COOLING | TM9E080C20MP12 | Federally-Regulated Consumer Product | Non-Weatherized, Condensing Ga | 1871 | 272 |  | 05/25/2023 | 78901 | 203324460 | 05/25/2023
Johnson Controls, Inc. | CHAMPION HEATING AND COOLING | PCG6A240752X4 | Federally-Regulated Consumer Product | Weatherized Non-Condensing Gas | 1137 | 248 |  | 05/25/2023 | 49870 | 206136948 | 05/25/2023
Johnson Controls, Inc. | CHAMPION HEATING AND COOLING | PHG4B481002X4 | Federally-Regulated Consumer Product | Weatherized Non-Condensing Gas | 1939 | 283 |  | 05/25/2023 | 100440 | 206338270 | 05/25/2023
Johnson Controls, Inc. | CHAMPION HEATING AND COOLING | TL8E060A12UH11 | Federally-Regulated Consumer Product | Non-Weatherized, Non-Condensin | 1182 | 229 |  | 05/25/2023 | 60391 | 204463274 | 05/25/2023
Johnson Controls, Inc. | CHAMPION HEATING AND COOLING | TPLC120C20MP13 | Federally-Regulated Consumer Product | Non-Weatherized, Non-Condensin | 2162 | 272 |  | 05/25/2023 | 59868 | 10534180 | 05/25/2023
Johnson Controls, Inc. | CHAMPION HEATING AND COOLING | TPLC100C20MP13 | Federally-Regulated Consumer Product | Non-Weatherized, Non-Condensin | 2229 | 274 |  | 05/25/2023 | 48317 | 10534179 | 05/25/2023
Johnson Controls, Inc. | CHAMPION HEATING AND COOLING | TM8E120C16MP11 | Federally-Regulated Consumer Product | Non-Weatherized, Non-Condensin | 1719 | 252 |  | 05/25/2023 | 118964 | 203324385 | 05/25/2023
Johnson Controls, Inc. | CHAMPION HEATING AND COOLING | PCG4A420752X4 | Federally-Regulated Consumer Product | Weatherized Non-Condensing Gas | 2008 | 286 |  | 05/25/2023 | 74590 | 206077437 | 05/25/2023
Johnson Controls, Inc. | CHAMPION HEATING AND COOLING | TP9C080C16MP13 | Federally-Regulated Consumer Product | Non-Weatherized, Condensing Ga | 1794 | 268 |  | 05/25/2023 | 29263 | 10534171 | 05/25/2023
Johnson Controls, Inc. | CHAMPION HEATING AND COOLING | PCG4A300502X4 | Federally-Regulated Consumer Product | Weatherized Non-Condensing Gas | 1205 | 251 |  | 05/25/2023 | 50202 | 206077389 | 05/25/2023
Johnson Controls, Inc. | CHAMPION HEATING AND COOLING | TM8E130D20MP11 | Federally-Regulated Consumer Product | Non-Weatherized, Non-Condensin | 2178 | 272 |  | 05/25/2023 | 130606 | 203324387 | 05/25/2023
Johnson Controls, Inc. | CHAMPION HEATING AND COOLING | Z8ES100C16LMPS1 | Federally-Regulated Consumer Product | Non-Weatherized, Non-Condensin | 1748 | 258 |  | 05/25/2023 | 101093 | 211900260 | 05/25/2023
Johnson Controls, Inc. | CHAMPION HEATING AND COOLING | TM9E080C16MP12 | Federally-Regulated Consumer Product | Non-Weatherized, Condensing Ga | 1641 | 262 |  | 05/25/2023 | 80008 | 203324459 | 05/25/2023
Johnson Controls, Inc. | CHAMPION HEATING AND COOLING | TM9Y080C16MP11 | Federally-Regulated Consumer Product | Non-Weatherized, Condensing Ga | 1404 | 252 |  | 05/25/2023 | 52617 | 8950267 | 05/25/2023
Johnson Controls, Inc. | CHAMPION HEATING AND COOLING | Z8ESE060A12SMPS1 | Federally-Regulated Consumer Product | Non-Weatherized, Non-Condensin | 1336 | 240 |  | 05/25/2023 | 60538 | 211900200 | 05/25/2023
Johnson Controls, Inc. | CHAMPION HEATING AND COOLING | PHG6B361002X4 | Federally-Regulated Consumer Product | Weatherized Non-Condensing Gas | 1437 | 261 |  | 05/25/2023 | 64860 | 207887376 | 05/25/2023
Johnson Controls, Inc. | CHAMPION HEATING AND COOLING | TM8Y080C16MP11 | Federally-Regulated Consumer Product | Non-Weatherized, Non-Condensin | 1628 | 249 |  | 05/25/2023 | 51991 | 8950261 | 05/25/2023
Johnson Controls, Inc. | CHAMPION HEATING AND COOLING | TM8E120C20MP11 | Federally-Regulated Consumer Product | Non-Weatherized, Non-Condensin | 2201 | 273 |  | 05/25/2023 | 119730 | 203324386 | 05/25/2023
Johnson Controls, Inc. | CHAMPION HEATING AND COOLING | TM9V040A10MP12 | Federally-Regulated Consumer Product | Non-Weatherized, Condensing Ga | 1083 | 238 |  | 05/25/2023 | 26275 | 10534156 | 05/25/2023
Johnson Controls, Inc. | CHAMPION HEATING AND COOLING | PCG6A361002X4 | Federally-Regulated Consumer Product | Weatherized Non-Condensing Gas | 1620 | 269 |  | 05/25/2023 | 64980 | 206168438 | 05/25/2023
Johnson Controls, Inc. | CHAMPION HEATING AND COOLING | TP9C120D20MP13 | Federally-Regulated Consumer Product | Non-Weatherized, Condensing Ga | 2141 | 283 |  | 05/25/2023 | 41869 | 10534174 | 05/25/2023
Johnson Controls, Inc. | CHAMPION HEATING AND COOLING | TM8E060A12MP11 | Federally-Regulated Consumer Product | Non-Weatherized, Non-Condensin | 1311 | 235 |  | 05/25/2023 | 60267 | 203324378 | 05/25/2023
Johnson Controls, Inc. | CHAMPION HEATING AND COOLING | PCG6A240502X4 | Federally-Regulated Consumer Product | Weatherized Non-Condensing Gas | 1106 | 246 |  | 05/25/2023 | 32930 | 206136941 | 05/25/2023
Johnson Controls, Inc. | CHAMPION HEATING AND COOLING | TM9E080B12MP12 | Federally-Regulated Consumer Product | Non-Weatherized, Condensing Ga | 1468 | 254 |  | 05/25/2023 | 80561 | 203324458 | 05/25/2023
Johnson Controls, Inc. | CHAMPION HEATING AND COOLING | PCG4B481252X4 | Federally-Regulated Consumer Product | Weatherized Non-Condensing Gas | 2013 | 286 |  | 05/25/2023 | 125150 | 206077565 | 05/25/2023
Johnson Controls, Inc. | CHAMPION HEATING AND COOLING | PCG4A240502X4 | Federally-Regulated Consumer Product | Weatherized Non-Condensing Gas | 1157 | 249 |  | 05/25/2023 | 50486 | 206077367 | 05/25/2023
Johnson Controls, Inc. | CHAMPION HEATING AND COOLING | ZD-03*10A1******** | Federally-Regulated Consumer Product | Weatherized Non-Condensing Gas | 1591 | 269 |  | 05/25/2023 | 100000 | 204917569 | 05/25/2023
Johnson Controls, Inc. | CHAMPION HEATING AND COOLING | Z8ES100C20SMPS1 | Federally-Regulated Consumer Product | Non-Weatherized, Non-Condensin | 1937 | 266 |  | 05/25/2023 | 99769 | 211900206 | 05/25/2023
Johnson Controls, Inc. | CHAMPION HEATING AND COOLING | PHG4B420652X4 | Federally-Regulated Consumer Product | Weatherized Non-Condensing Gas | 1679 | 272 |  | 05/25/2023 | 65170 | 206338256 | 05/25/2023
Johnson Controls, Inc. | CHAMPION HEATING AND COOLING | TM9V120D20MP12 | Federally-Regulated Consumer Product | Non-Weatherized, Condensing Ga | 2284 | 290 |  | 05/25/2023 | 78422 | 10534162 | 05/25/2023
Johnson Controls, Inc. | CHAMPION HEATING AND COOLING | PCG4B480652X4 | Federally-Regulated Consumer Product | Weatherized Non-Condensing Gas | 1990 | 285 |  | 05/25/2023 | 65280 | 206077551 | 05/25/2023
Johnson Controls, Inc. | CHAMPION HEATING AND COOLING | TM8E100B12MP11 | Federally-Regulated Consumer Product | Non-Weatherized, Non-Condensin | 1560 | 246 |  | 05/25/2023 | 100501 | 203324382 | 05/25/2023
Johnson Controls, Inc. | CHAMPION HEATING AND COOLING | PHG6B601252X4 | Federally-Regulated Consumer Product | Weatherized Non-Condensing Gas | 1911 | 282 |  | 05/25/2023 | 82710 | 207887378 | 05/25/2023
Johnson Controls, Inc. | CHAMPION HEATING AND COOLING | PCG4B481002X4 | Federally-Regulated Consumer Product | Weatherized Non-Condensing Gas | 1965 | 284 |  | 05/25/2023 | 99130 | 206077558 | 05/25/2023
Johnson Controls, Inc. | CHAMPION HEATING AND COOLING | TM9Y060B12MP11 | Federally-Regulated Consumer Product | Non-Weatherized, Condensing Ga | 1273 | 246 |  | 05/25/2023 | 38955 | 8950265 | 05/25/2023
Johnson Controls, Inc. | CHAMPION HEATING AND COOLING | PCG6B480652X4 | Federally-Regulated Consumer Product | Weatherized Non-Condensing Gas | 1912 | 282 |  | 05/25/2023 | 42790 | 206136962 | 05/25/2023
Johnson Controls, Inc. | CHAMPION HEATING AND COOLING | TM8V100C16MP12 | Federally-Regulated Consumer Product | Non-Weatherized, Non-Condensin | 1931 | 262 |  | 05/25/2023 | 65180 | 10534153 | 05/25/2023
Johnson Controls, Inc. | CHAMPION HEATING AND COOLING | Z8ES100C20LMPS1 | Federally-Regulated Consumer Product | Non-Weatherized, Non-Condensin | 1937 | 266 |  | 05/25/2023 | 99769 | 211900261 | 05/25/2023
Johnson Controls, Inc. | CHAMPION HEATING AND COOLING | PCG6B481252X4 | Federally-Regulated Consumer Product | Weatherized Non-Condensing Gas | 1911 | 282 |  | 05/25/2023 | 82020 | 206136976 | 05/25/2023
Johnson Controls, Inc. | CHAMPION HEATING AND COOLING | Z8ES120C20LMPS1 | Federally-Regulated Consumer Product | Non-Weatherized, Non-Condensin | 1968 | 267 |  | 05/25/2023 | 119627 | 211900263 | 05/25/2023
Johnson Controls, Inc. | CHAMPION HEATING AND COOLING | Z8ES130D20SMPS1 | Federally-Regulated Consumer Product | Non-Weatherized, Non-Condensin | 2041 | 270 |  | 05/25/2023 | 131773 | 211900209 | 05/25/2023
Johnson Controls, Inc. | CHAMPION HEATING AND COOLING | PCG6A360752X4 | Federally-Regulated Consumer Product | Weatherized Non-Condensing Gas | 1641 | 270 |  | 05/25/2023 | 49680 | 206168423 | 05/25/2023
Johnson Controls, Inc. | CHAMPION HEATING AND COOLING | PCG4A360502X4 | Federally-Regulated Consumer Product | Weatherized Non-Condensing Gas | 1645 | 270 |  | 05/25/2023 | 50100 | 206077408 | 05/25/2023
Johnson Controls, Inc. | CHAMPION HEATING AND COOLING | TM9E060B12MP12 | Federally-Regulated Consumer Product | Non-Weatherized, Condensing Ga | 1333 | 249 |  | 05/25/2023 | 60177 | 203324457 | 05/25/2023
Johnson Controls, Inc. | CHAMPION HEATING AND COOLING | PCG4A361002X4 | Federally-Regulated Consumer Product | Weatherized Non-Condensing Gas | 1579 | 267 |  | 05/25/2023 | 99090 | 206077427 | 05/25/2023
Johnson Controls, Inc. | CHAMPION HEATING AND COOLING | PCG4A300752X4 | Federally-Regulated Consumer Product | Weatherized Non-Condensing Gas | 1418 | 260 |  | 05/25/2023 | 75070 | 206077398 | 05/25/2023
Johnson Controls, Inc. | CHAMPION HEATING AND COOLING | TPLC060A12MP13 | Federally-Regulated Consumer Product | Non-Weatherized, Non-Condensin | 1330 | 236 |  | 05/25/2023 | 30082 | 10534175 | 05/25/2023
Johnson Controls, Inc. | CHAMPION HEATING AND COOLING | TM8V080B12MP12 | Federally-Regulated Consumer Product | Non-Weatherized, Non-Condensin | 1479 | 242 |  | 05/25/2023 | 51960 | 10534151 | 05/25/2023
Johnson Controls, Inc. | CHAMPION HEATING AND COOLING | TM9E100C16MP12 | Federally-Regulated Consumer Product | Non-Weatherized, Condensing Ga | 1672 | 263 |  | 05/25/2023 | 99431 | 203324461 | 05/25/2023
Johnson Controls, Inc. | CHAMPION HEATING AND COOLING | Z8ES120C16SMPS1 | Federally-Regulated Consumer Product | Non-Weatherized, Non-Condensin | 2014 | 269 |  | 05/25/2023 | 120343 | 211900207 | 05/25/2023
Johnson Controls, Inc. | CHAMPION HEATING AND COOLING | PCG4B601252X4 | Federally-Regulated Consumer Product | Weatherized Non-Condensing Gas | 2356 | 301 |  | 05/25/2023 | 124100 | 206077586 | 05/25/2023
Johnson Controls, Inc. | CHAMPION HEATING AND COOLING | TM8Y100C20MP11 | Federally-Regulated Consumer Product | Non-Weatherized, Non-Condensin | 2060 | 267 |  | 05/25/2023 | 65024 | 8950259 | 05/25/2023
Johnson Controls, Inc. | CHAMPION HEATING AND COOLING | TM9E060A10MP12 | Federally-Regulated Consumer Product | Non-Weatherized, Condensing Ga | 1353 | 249 |  | 05/25/2023 | 60123 | 203324456 | 05/25/2023
Johnson Controls, Inc. | CHAMPION HEATING AND COOLING | PCG6B601252X4 | Federally-Regulated Consumer Product | Weatherized Non-Condensing Gas | 1949 | 283 |  | 05/25/2023 | 82720 | 206136997 | 05/25/2023
Johnson Controls, Inc. | CHAMPION HEATING AND COOLING | PHG6B481002X4 | Federally-Regulated Consumer Product | Weatherized Non-Condensing Gas | 1694 | 272 |  | 05/25/2023 | 65340 | 207887377 | 05/25/2023
Johnson Controls, Inc. | CHAMPION HEATING AND COOLING | PHG4B601252X4 | Federally-Regulated Consumer Product | Weatherized Non-Condensing Gas | 2272 | 297 |  | 05/25/2023 | 124490 | 206338284 | 05/25/2023
Johnson Controls, Inc. | CHAMPION HEATING AND COOLING | TM9E040A10MP12 | Federally-Regulated Consumer Product | Non-Weatherized, Condensing Ga | 1058 | 237 |  | 05/25/2023 | 39882 | 203324455 | 05/25/2023
Johnson Controls, Inc. | CHAMPION HEATING AND COOLING | PCG4A240752X4 | Federally-Regulated Consumer Product | Weatherized Non-Condensing Gas | 1221 | 251 |  | 05/25/2023 | 75841 | 206077378 | 05/25/2023
Johnson Controls, Inc. | CHAMPION HEATING AND COOLING | PHG4B481252X4 | Federally-Regulated Consumer Product | Weatherized Non-Condensing Gas | 2057 | 288 |  | 05/25/2023 | 125500 | 206338277 | 05/25/2023
Johnson Controls, Inc. | CHAMPION HEATING AND COOLING | TM8E040A12MP11 | Federally-Regulated Consumer Product | Non-Weatherized, Non-Condensin | 1303 | 235 |  | 05/25/2023 | 39958 | 203324377 | 05/25/2023
Johnson Controls, Inc. | CHAMPION HEATING AND COOLING | PCG4A360752X4 | Federally-Regulated Consumer Product | Weatherized Non-Condensing Gas | 1506 | 264 |  | 05/25/2023 | 74580 | 206077419 | 05/25/2023
Johnson Controls, Inc. | CHAMPION HEATING AND COOLING | Z8ES080C20SMPS1 | Federally-Regulated Consumer Product | Non-Weatherized, Non-Condensin | 1904 | 264 |  | 05/25/2023 | 79768 | 211900203 | 05/25/2023
Johnson Controls, Inc. | CHAMPION HEATING AND COOLING | TM8E080B12MP11 | Federally-Regulated Consumer Product | Non-Weatherized, Non-Condensin | 1290 | 234 |  | 05/25/2023 | 79548 | 203324379 | 05/25/2023
Johnson Controls, Inc. | CHAMPION HEATING AND COOLING | TL9E080C16UH11 | Federally-Regulated Consumer Product | Non-Weatherized, Condensing Ga | 1604 | 260 |  | 05/25/2023 | 81007 | 203324255 | 05/25/2023
Johnson Controls, Inc. | CHAMPION HEATING AND COOLING | Z8ES080C16LMPS1 | Federally-Regulated Consumer Product | Non-Weatherized, Non-Condensin | 1687 | 255 |  | 05/25/2023 | 79867 | 211900257 | 05/25/2023
Johnson Controls, Inc. | CHAMPION HEATING AND COOLING | TM8V120C20MP12 | Federally-Regulated Consumer Product | Non-Weatherized, Non-Condensin | 2418 | 283 |  | 05/25/2023 | 78381 | 10534155 | 05/25/2023
Johnson Controls, Inc. | CHAMPION HEATING AND COOLING | TM8V060A12MP12 | Federally-Regulated Consumer Product | Non-Weatherized, Non-Condensin | 1387 | 238 |  | 05/25/2023 | 39193 | 10534150 | 05/25/2023
Johnson Controls, Inc. | CHAMPION HEATING AND COOLING | TM8E100C16MP11 | Federally-Regulated Consumer Product | Non-Weatherized, Non-Condensin | 1717 | 252 |  | 05/25/2023 | 99043 | 203324383 | 05/25/2023
Johnson Controls, Inc. | CHAMPION HEATING AND COOLING | PCG4A421002X4 | Federally-Regulated Consumer Product | Weatherized Non-Condensing Gas | 1919 | 282 |  | 05/25/2023 | 99730 | 206077448 | 05/25/2023
Johnson Controls, Inc. | CHAMPION HEATING AND COOLING | TMLE100B12MP11 | Federally-Regulated Consumer Product | Non-Weatherized, Non-Condensin | 1560 | 246 |  | 05/25/2023 | 100501 | 203489626 | 05/25/2023
Johnson Controls, Inc. | CHAMPION HEATING AND COOLING | PCG4B600652L1 | Federally-Regulated Consumer Product | Weatherized Non-Condensing Gas | 2399 | 303 |  | 05/25/2023 | 65483 | 205965526 | 05/25/2023
Johnson Controls, Inc. | CHAMPION HEATING AND COOLING | TPLC080B12MP13 | Federally-Regulated Consumer Product | Non-Weatherized, Non-Condensin | 1599 | 247 |  | 05/25/2023 | 40519 | 10534176 | 05/25/2023
Johnson Controls, Inc. | CHAMPION HEATING AND COOLING | PCG4A240502L1 | Federally-Regulated Consumer Product | Weatherized Non-Condensing Gas | 1178 | 250 |  | 05/25/2023 | 50589 | 205965523 | 05/25/2023
Johnson Controls, Inc. | CHAMPION HEATING AND COOLING | TMLE080B12MP11 | Federally-Regulated Consumer Product | Non-Weatherized, Non-Condensin | 1311 | 235 |  | 05/25/2023 | 79634 | 203489608 | 05/25/2023
Johnson Controls, Inc. | CHAMPION HEATING AND COOLING | Z8ES080C16SMPS1 | Federally-Regulated Consumer Product | Non-Weatherized, Non-Condensin | 1687 | 255 |  | 05/25/2023 | 79867 | 211900202 | 05/25/2023
Johnson Controls, Inc. | CHAMPION HEATING AND COOLING | PCG4A360502L1 | Federally-Regulated Consumer Product | Weatherized Non-Condensing Gas | 1495 | 263 |  | 05/25/2023 | 50177 | 205965524 | 05/25/2023
Johnson Controls, Inc. | CHAMPION HEATING AND COOLING | TP9C100C20MP13 | Federally-Regulated Consumer Product | Non-Weatherized, Condensing Ga | 2115 | 282 |  | 05/25/2023 | 35610 | 10534173 | 05/25/2023
Johnson Controls, Inc. | CHAMPION HEATING AND COOLING | PHG6A240752X4 | Federally-Regulated Consumer Product | Weatherized Non-Condensing Gas | 1176 | 249 |  | 05/25/2023 | 48600 | 207887375 | 05/25/2023
Johnson Controls, Inc. | CHAMPION HEATING AND COOLING | PHG4B421002X4 | Federally-Regulated Consumer Product | Weatherized Non-Condensing Gas | 1590 | 268 |  | 05/25/2023 | 98490 | 206338263 | 05/25/2023
Johnson Controls, Inc. | CHAMPION HEATING AND COOLING | ZD-05*10A1******** | Federally-Regulated Consumer Product | Weatherized Non-Condensing Gas | 2253 | 298 |  | 05/25/2023 | 100000 | 203975763 | 05/25/2023
Johnson Controls, Inc. | CHAMPION HEATING AND COOLING | TM9E026A08MP12 | Federally-Regulated Consumer Product | Non-Weatherized, Condensing Ga | 788 | 229 |  | 05/25/2023 | 26077 | 206428678 | 05/25/2023
Johnson Controls, Inc. | CHAMPION HEATING AND COOLING | ZD-04*07A1******** | Federally-Regulated Consumer Product | Weatherized Non-Condensing Gas | 2163 | 294 |  | 05/25/2023 | 75000 | 203975761 | 05/25/2023
Allied Air | Ducane | PRGE1448-126EP-* | Federally-Regulated Consumer Product | Weatherized Non-Condensing Gas | 1898 | 280 | 283 | 11/10/2022 | 126349 | 204026372 | 05/25/2023
Allied Air | Ducane | 95G1DF070BE16-** | Federally-Regulated Consumer Product | Non-Weatherized, Condensing Ga | 1634 | 267 |  | 03/10/2023 | 65373 | 202195674 | 05/25/2023
Allied Air | Ducane | 95G1UH090CE16-** | Federally-Regulated Consumer Product | Non-Weatherized, Condensing Ga | 1535 | 263 |  | 01/26/2022 | 88204 | 202195670 | 05/25/2023
Allied Air | Ducane | 92G1UH090CE12-* | Federally-Regulated Consumer Product | Non-Weatherized, Condensing Ga | 1295 | 252 |  | 11/18/2020 | 88167 | 204183654 | 05/25/2023
Allied Air | Ducane | 96G2UH070BV12-* | Federally-Regulated Consumer Product | Non-Weatherized, Condensing Ga | 1413 | 257 |  | 11/18/2020 | 43058 | 204388724 | 05/25/2023
Allied Air | Ducane | PRPG*1448-108EP-** | Federally-Regulated Consumer Product | Weatherized Non-Condensing Gas | 1751 | 276 | 276 | 11/10/2022 | 106967 | 206900627 | 05/25/2023
Allied Air | Ducane | PRGE1424-072EP-* | Federally-Regulated Consumer Product | Weatherized Non-Condensing Gas | 1100 | 247 | 247 | 11/10/2022 | 71693 | 204026346 | 05/25/2023
Allied Air | Ducane | PRPG*1430-072EP-** | Federally-Regulated Consumer Product | Weatherized Non-Condensing Gas | 1100 | 247 | 247 | 11/10/2022 | 71693 | 206900615 | 05/25/2023
Allied Air | Ducane | 92G1DF090CE16-* | Federally-Regulated Consumer Product | Non-Weatherized, Condensing Ga | 1659 | 268 |  | 11/18/2020 | 87251 | 204183666 | 05/25/2023
Allied Air | Ducane | PRGE1436-090EP-* | Federally-Regulated Consumer Product | Weatherized Non-Condensing Gas | 1382 | 260 | 260 | 11/10/2022 | 89107 | 204026360 | 05/25/2023
Allied Air | Ducane | 96G2UH030BE08-* | Federally-Regulated Consumer Product | Non-Weatherized, Condensing Ga | 910 | 235 |  | 07/22/2022 | 19570 | 209240188 | 05/25/2023
Allied Air | Ducane | PRGE1424-054EP-* | Federally-Regulated Consumer Product | Weatherized Non-Condensing Gas | 1049 | 243 | 245 | 11/10/2022 | 53316 | 204026341 | 05/25/2023
Allied Air | Ducane | PRGX1442-072EP-* | Federally-Regulated Consumer Product | Weatherized Non-Condensing Gas | 1299 | 256 | 256 | 11/10/2022 | 71694 | 204026364 | 05/25/2023
Allied Air | Ducane | 92G1UH045BE12-* | Federally-Regulated Consumer Product | Non-Weatherized, Condensing Ga | 1276 | 251 |  | 11/18/2020 | 44281 | 204183650 | 05/25/2023
Allied Air | Ducane | 95G1UH045BE12-** | Federally-Regulated Consumer Product | Non-Weatherized, Condensing Ga | 1282 | 251 |  | 01/26/2022 | 43901 | 202195668 | 05/25/2023
Allied Air | Ducane | PRPG*1448-072EP-** | Federally-Regulated Consumer Product | Weatherized Non-Condensing Gas | 1641 | 270 | 271 | 11/10/2022 | 71465 | 207430388 | 05/25/2023
Allied Air | Ducane | PRGE1442-090EP-* | Federally-Regulated Consumer Product | Weatherized Non-Condensing Gas | 1348 | 254 | 258 | 11/10/2022 | 88991 | 204026366 | 05/25/2023
Allied Air | Ducane | 95G1DF090CE16-** | Federally-Regulated Consumer Product | Non-Weatherized, Condensing Ga | 1576 | 264 |  | 03/10/2023 | 87636 | 202195675 | 05/25/2023
Allied Air | Ducane | 96G2UH090CV20-* | Federally-Regulated Consumer Product | Non-Weatherized, Condensing Ga | 2215 | 292 |  | 11/18/2020 | 56766 | 204388729 | 05/25/2023
Allied Air | Ducane | 92G1DF070BE12-* | Federally-Regulated Consumer Product | Non-Weatherized, Condensing Ga | 1331 | 254 |  | 11/18/2020 | 66519 | 204183664 | 05/25/2023
Allied Air | Ducane | PRGE1436-054EP-* | Federally-Regulated Consumer Product | Weatherized Non-Condensing Gas | 1343 | 258 | 258 | 11/10/2022 | 54039 | 204026354 | 05/25/2023
Allied Air | Ducane | PRPG*1460-072EP-** | Federally-Regulated Consumer Product | Weatherized Non-Condensing Gas | 1872 | 270 | 281 | 11/10/2022 | 72143 | 207430392 | 05/25/2023
Allied Air | Ducane | PRGE1442-072EP-* | Federally-Regulated Consumer Product | Weatherized Non-Condensing Gas | 1299 | 256 | 256 | 11/10/2022 | 71694 | 204026362 | 05/25/2023
Allied Air | Ducane | 92G1UH070BE12-* | Federally-Regulated Consumer Product | Non-Weatherized, Condensing Ga | 1277 | 251 |  | 11/18/2020 | 65742 | 204183652 | 05/25/2023
Allied Air | Ducane | 96G2UH135DV20-* | Federally-Regulated Consumer Product | Non-Weatherized, Condensing Ga | 2135 | 289 |  | 11/18/2020 | 86786 | 204388734 | 05/25/2023
Allied Air | Ducane | PRPG*1424-054EP-** | Federally-Regulated Consumer Product | Weatherized Non-Condensing Gas | 1049 | 243 | 245 | 11/10/2022 | 53316 | 206900595 | 05/25/2023
Allied Air | Ducane | PRGE1448-108EP-* | Federally-Regulated Consumer Product | Weatherized Non-Condensing Gas | 1751 | 276 | 276 | 11/10/2022 | 106967 | 204026368 | 05/25/2023
Allied Air | Ducane | PRGE1460-126EP-* | Federally-Regulated Consumer Product | Weatherized Non-Condensing Gas | 1881 | 282 | 282 | 11/10/2022 | 125813 | 204026378 | 05/25/2023
Allied Air | Ducane | PRPG*1424-072EP-** | Federally-Regulated Consumer Product | Weatherized Non-Condensing Gas | 1100 | 247 | 247 | 11/10/2022 | 71693 | 206900609 | 05/25/2023
Allied Air | Ducane | 96G2UH110CV20-* | Federally-Regulated Consumer Product | Non-Weatherized, Condensing Ga | 2083 | 287 |  | 11/18/2020 | 71341 | 204388731 | 05/25/2023
Allied Air | Ducane | 96G2UH090CV12-* | Federally-Regulated Consumer Product | Non-Weatherized, Condensing Ga | 1395 | 256 |  | 11/18/2020 | 57347 | 204388727 | 05/25/2023
Allied Air | Ducane | 96G2UH045BV12-* | Federally-Regulated Consumer Product | Non-Weatherized, Condensing Ga | 1310 | 253 |  | 11/18/2020 | 28806 | 204388722 | 05/25/2023
Allied Air | Ducane | 96G2DF070BV16-* | Federally-Regulated Consumer Product | Non-Weatherized, Condensing Ga | 1882 | 278 |  | 11/18/2020 | 43013 | 204388737 | 05/25/2023
Allied Air | Ducane | PRPG*1436-054EP-** | Federally-Regulated Consumer Product | Weatherized Non-Condensing Gas | 1219 | 250 | 253 | 11/10/2022 | 53532 | 207430384 | 05/25/2023
Allied Air | Ducane | PRGE1430-054EP-* | Federally-Regulated Consumer Product | Weatherized Non-Condensing Gas | 1049 | 243 | 245 | 11/10/2022 | 53316 | 204026348 | 05/25/2023
Allied Air | Ducane | 92G1UH110CE20-* | Federally-Regulated Consumer Product | Non-Weatherized, Condensing Ga | 1966 | 282 |  | 11/18/2020 | 110142 | 204183660 | 05/25/2023
Allied Air | Ducane | 95G1UH135DE20-** | Federally-Regulated Consumer Product | Non-Weatherized, Condensing Ga | 2215 | 292 |  | 03/10/2023 | 130202 | 202195672 | 05/25/2023
Allied Air | Ducane | 95G1DF110CE20-** | Federally-Regulated Consumer Product | Non-Weatherized, Condensing Ga | 2110 | 288 |  | 03/10/2023 | 110927 | 202195676 | 05/25/2023
Allied Air | Ducane | PRPG*1442-072EP-** | Federally-Regulated Consumer Product | Weatherized Non-Condensing Gas | 1299 | 256 | 256 | 11/10/2022 | 71694 | 206900621 | 05/25/2023
Allied Air | Ducane | PRPG*1460-108EP-** | Federally-Regulated Consumer Product | Weatherized Non-Condensing Gas | 1964 | 285 | 285 | 11/10/2022 | 107727 | 206900630 | 05/25/2023
Allied Air | Ducane | 92G1DF045BE12-* | Federally-Regulated Consumer Product | Non-Weatherized, Condensing Ga | 1307 | 253 |  | 11/18/2020 | 43616 | 204183662 | 05/25/2023
Allied Air | Ducane | PRGE1430-072EP-* | Federally-Regulated Consumer Product | Weatherized Non-Condensing Gas | 1100 | 247 | 247 | 11/10/2022 | 71693 | 204026352 | 05/25/2023
Allied Air | Ducane | 95G1UH110CE20-** | Federally-Regulated Consumer Product | Non-Weatherized, Condensing Ga | 1988 | 282 |  | 01/26/2022 | 109853 | 202195671 | 05/25/2023
Allied Air | Ducane | PRGX1448-108EP-* | Federally-Regulated Consumer Product | Weatherized Non-Condensing Gas | 1751 | 276 | 276 | 11/10/2022 | 106967 | 204026370 | 05/25/2023
Allied Air | Ducane | 95G1DF045BE12-** | Federally-Regulated Consumer Product | Non-Weatherized, Condensing Ga | 1222 | 249 |  | 03/10/2023 | 44213 | 202195673 | 05/25/2023
Allied Air | Ducane | 95G1UH070BE12-** | Federally-Regulated Consumer Product | Non-Weatherized, Condensing Ga | 1316 | 253 |  | 01/26/2022 | 66799 | 202195669 | 05/25/2023
Allied Air | Ducane | PRGE1460-108EP-* | Federally-Regulated Consumer Product | Weatherized Non-Condensing Gas | 1964 | 285 | 285 | 11/10/2022 | 107727 | 204026374 | 05/25/2023
Allied Air | Ducane | 92G1UH110CE16-* | Federally-Regulated Consumer Product | Non-Weatherized, Condensing Ga | 1574 | 264 |  | 11/18/2020 | 109805 | 204183658 | 05/25/2023
Allied Air | Ducane | 92G1UH090CE16-* | Federally-Regulated Consumer Product | Non-Weatherized, Condensing Ga | 1652 | 268 |  | 11/18/2020 | 87424 | 204183656 | 05/25/2023
Allied Air | Ducane | 96G2DF110CV20-* | Federally-Regulated Consumer Product | Non-Weatherized, Condensing Ga | 2134 | 289 |  | 11/18/2020 | 71922 | 204388741 | 05/25/2023
Allied Air | Ducane | PRPG*1460-126EP-** | Federally-Regulated Consumer Product | Weatherized Non-Condensing Gas | 1881 | 282 | 282 | 11/10/2022 | 125813 | 206900632 | 05/25/2023
Allied Air | Ducane | PRPG*1436-090EP-** | Federally-Regulated Consumer Product | Weatherized Non-Condensing Gas | 1382 | 260 | 260 | 11/10/2022 | 89107 | 206901249 | 05/25/2023
Allied Air | Ducane | PRGX1424-054EP-* | Federally-Regulated Consumer Product | Weatherized Non-Condensing Gas | 1049 | 243 | 245 | 11/10/2022 | 53316 | 204026344 | 05/25/2023
Allied Air | Ducane | PRPG*1442-090EP-** | Federally-Regulated Consumer Product | Weatherized Non-Condensing Gas | 1348 | 254 | 258 | 11/10/2022 | 88991 | 206900624 | 05/25/2023
Allied Air | Ducane | 96G2DF090CV20-* | Federally-Regulated Consumer Product | Non-Weatherized, Condensing Ga | 2123 | 288 |  | 11/18/2020 | 56779 | 204388739 | 05/25/2023
Allied Air | Ducane | PRGX1460-108EP-* | Federally-Regulated Consumer Product | Weatherized Non-Condensing Gas | 1964 | 285 | 285 | 11/10/2022 | 107727 | 204026376 | 05/25/2023
Allied Air | Ducane | PRPG*1430-054EP-** | Federally-Regulated Consumer Product | Weatherized Non-Condensing Gas | 1049 | 243 | 245 | 11/10/2022 | 53316 | 206900612 | 05/25/2023
Allied Air | Ducane | PRGX1430-054EP-* | Federally-Regulated Consumer Product | Weatherized Non-Condensing Gas | 1049 | 243 | 245 | 11/10/2022 | 53316 | 204026350 | 05/25/2023
Allied Air | Ducane | 92G1UH030BE12-* | Federally-Regulated Consumer Product | Non-Weatherized, Condensing Ga | 1311 | 253 |  | 11/18/2020 | 29941 | 204183647 | 05/25/2023
Carrier Corp. - Indianapolis | Tempstar | F96CTN0802120A | Federally-Regulated Consumer Product | Non-Weatherized, Condensing Ga | 2095 | 287 |  | 05/25/2023 | 52507 | 203359335 | 05/25/2023
Carrier Corp. - Indianapolis | Tempstar | N95ESN1002120A | Federally-Regulated Consumer Product | Non-Weatherized, Condensing Ga | 2102 | 287 |  | 05/25/2023 | 99999 | 203360496 | 05/25/2023
Carrier Corp. - Indianapolis | Tempstar | N96VSN0802120A*D | Federally-Regulated Consumer Product | Non-Weatherized, Condensing Ga | 2231 | 293 |  | 05/25/2023 | 79961 | 205822219 | 05/25/2023
Carrier Corp. - Indianapolis | Tempstar | N80ESL0901714A* | Federally-Regulated Consumer Product | Non-Weatherized, Non-Condensin | 1238 | 236 |  | 05/25/2023 | 88097 | 203360329 | 05/25/2023
Carrier Corp. - Indianapolis | Tempstar | N95ESN0801716A* | Federally-Regulated Consumer Product | Mobile Home Non-Weatherized, C | 1771 | 273 |  | 05/25/2023 | 80331 | 203360722 | 05/25/2023
Carrier Corp. - Indianapolis | Tempstar | N80MSN0902120A | Federally-Regulated Consumer Product | Non-Weatherized, Non-Condensin | 2438 | 289 |  | 05/25/2023 | 88368 | 211780009 | 05/25/2023
Carrier Corp. - Indianapolis | Tempstar | PGD424060K**2G* | Federally-Regulated Consumer Product | Weatherized Non-Condensing Gas | 1329 | 257 |  | 05/25/2023 | 60245 | 205822975 | 05/25/2023
Carrier Corp. - Indianapolis | Tempstar | N95ESN0261410A*D | Federally-Regulated Consumer Product | Non-Weatherized, Condensing Ga | 890 | 234 |  | 05/25/2023 | 26050 | 203360502 | 05/25/2023
Carrier Corp. - Indianapolis | Tempstar | N80ESL0701712A* | Federally-Regulated Consumer Product | Non-Weatherized, Non-Condensin | 1051 | 228 |  | 05/25/2023 | 65904 | 203360325 | 05/25/2023
Carrier Corp. - Indianapolis | Tempstar | F80VTL0902120A* | Federally-Regulated Consumer Product | Non-Weatherized, Non-Condensin | 2025 | 271 |  | 05/25/2023 | 57947 | 207207197 | 05/25/2023
Carrier Corp. - Indianapolis | Tempstar | N80MSN1352420A | Federally-Regulated Consumer Product | Non-Weatherized, Non-Condensin | 1907 | 266 |  | 05/25/2023 | 131914 | 211780013 | 05/25/2023
Carrier Corp. - Indianapolis | Tempstar | N80MSN0902420A | Federally-Regulated Consumer Product | Non-Weatherized, Non-Condensin | 2131 | 276 |  | 05/25/2023 | 87422 | 211780010 | 05/25/2023
Carrier Corp. - Indianapolis | Tempstar | N95ESN0401712A* | Federally-Regulated Consumer Product | Mobile Home Non-Weatherized, C | 998 | 239 |  | 05/25/2023 | 40139 | 203360720 | 05/25/2023
Carrier Corp. - Indianapolis | Tempstar | N92ESN0401410A | Federally-Regulated Consumer Product | Non-Weatherized, Condensing Ga | 981 | 238 |  | 05/25/2023 | 40102 | 203359642 | 05/25/2023
Carrier Corp. - Indianapolis | Tempstar | N92ESN1202420A* | Federally-Regulated Consumer Product | Mobile Home Non-Weatherized, C | 1904 | 279 |  | 05/25/2023 | 119302 | 203359904 | 05/25/2023
Carrier Corp. - Indianapolis | Tempstar | F80VTL0451412A* | Federally-Regulated Consumer Product | Non-Weatherized, Non-Condensin | 1205 | 235 |  | 05/25/2023 | 28909 | 207207193 | 05/25/2023
Carrier Corp. - Indianapolis | Tempstar | N95ESN1202422A**D | Federally-Regulated Consumer Product | Mobile Home Non-Weatherized, C | 2161 | 290 |  | 05/25/2023 | 119834 | 203360731 | 05/25/2023
Carrier Corp. - Indianapolis | Tempstar | F80VTL1102122A* | Federally-Regulated Consumer Product | Non-Weatherized, Non-Condensin | 2435 | 289 |  | 05/25/2023 | 72702 | 207207199 | 05/25/2023
Carrier Corp. - Indianapolis | Tempstar | N95ESN1002120A* | Federally-Regulated Consumer Product | Mobile Home Non-Weatherized, C | 2102 | 287 |  | 05/25/2023 | 99999 | 203360724 | 05/25/2023
Carrier Corp. - Indianapolis | Tempstar | F95CSU0601716A | Federally-Regulated Consumer Product | Non-Weatherized, Condensing Ga | 1413 | 247 |  | 05/25/2023 | 59505 | 206237481 | 05/25/2023
Carrier Corp. - Indianapolis | Tempstar | N80MSN1102420A | Federally-Regulated Consumer Product | Non-Weatherized, Non-Condensin | 2053 | 272 |  | 05/25/2023 | 110206 | 211780012 | 05/25/2023
Carrier Corp. - Indianapolis | Tempstar | N95ESN1202422A* | Federally-Regulated Consumer Product | Mobile Home Non-Weatherized, C | 2161 | 290 |  | 05/25/2023 | 119834 | 203360725 | 05/25/2023
Carrier Corp. - Indianapolis | Tempstar | F80CSU0401712A | Federally-Regulated Consumer Product | Non-Weatherized, Non-Condensin | 1552 | 250 |  | 05/25/2023 | 39730 | 204631599 | 05/25/2023
Carrier Corp. - Indianapolis | Tempstar | N80MSN0702116A | Federally-Regulated Consumer Product | Non-Weatherized, Non-Condensin | 1949 | 268 |  | 05/25/2023 | 66143 | 211780006 | 05/25/2023
Carrier Corp. - Indianapolis | Tempstar | N80ESL0451712A* | Federally-Regulated Consumer Product | Non-Weatherized, Non-Condensin | 1206 | 235 |  | 05/25/2023 | 44058 | 203360321 | 05/25/2023
Carrier Corp. - Indianapolis | Tempstar | N92ESN0801716A* | Federally-Regulated Consumer Product | Mobile Home Non-Weatherized, C | 1390 | 256 |  | 05/25/2023 | 79599 | 203359805 | 05/25/2023
Carrier Corp. - Indianapolis | Tempstar | N95ESN0601714A**D | Federally-Regulated Consumer Product | Mobile Home Non-Weatherized, C | 1346 | 254 |  | 05/25/2023 | 60102 | 203360727 | 05/25/2023
Carrier Corp. - Indianapolis | Tempstar | F96CTN1002122A*D | Federally-Regulated Consumer Product | Non-Weatherized, Condensing Ga | 2251 | 294 |  | 05/25/2023 | 64767 | 203359341 | 05/25/2023
Carrier Corp. - Indianapolis | Tempstar | F96CTN0601714A*D | Federally-Regulated Consumer Product | Non-Weatherized, Condensing Ga | 1364 | 255 |  | 05/25/2023 | 38749 | 203359338 | 05/25/2023
Carrier Corp. - Indianapolis | Tempstar | F96VTN0601714A | Federally-Regulated Consumer Product | Non-Weatherized, Condensing Ga | 1459 | 259 |  | 05/25/2023 | 39051 | 203359198 | 05/25/2023
Carrier Corp. - Indianapolis | Tempstar | N95ESN0261410A | Federally-Regulated Consumer Product | Non-Weatherized, Condensing Ga | 890 | 234 |  | 05/25/2023 | 26050 | 203360486 | 05/25/2023
Carrier Corp. - Indianapolis | Tempstar | F96CTN0601714A | Federally-Regulated Consumer Product | Non-Weatherized, Condensing Ga | 1364 | 255 |  | 05/25/2023 | 38749 | 203359333 | 05/25/2023
Carrier Corp. - Indianapolis | Tempstar | F80CTL1352422A | Federally-Regulated Consumer Product | Non-Weatherized, Non-Condensin | 2422 | 287 |  | 05/25/2023 | 87787 | 203358881 | 05/25/2023
Carrier Corp. - Indianapolis | Tempstar | F96VTN0401712A | Federally-Regulated Consumer Product | Non-Weatherized, Condensing Ga | 1075 | 242 |  | 05/25/2023 | 25768 | 203359197 | 05/25/2023
Carrier Corp. - Indianapolis | Tempstar | F95CSU1002122A | Federally-Regulated Consumer Product | Non-Weatherized, Condensing Ga | 2271 | 273 |  | 05/25/2023 | 99648 | 206349950 | 05/25/2023
Carrier Corp. - Indianapolis | Tempstar | N80MSN0701712A | Federally-Regulated Consumer Product | Non-Weatherized, Non-Condensin | 1209 | 235 |  | 05/25/2023 | 65992 | 211780005 | 05/25/2023
Carrier Corp. - Indianapolis | Tempstar | F80VTL0701716A | Federally-Regulated Consumer Product | Non-Weatherized, Non-Condensin | 1813 | 262 |  | 05/25/2023 | 43434 | 207207194 | 05/25/2023
Carrier Corp. - Indianapolis | Tempstar | F96VTN0601714A*D | Federally-Regulated Consumer Product | Non-Weatherized, Condensing Ga | 1459 | 259 |  | 05/25/2023 | 39051 | 203359204 | 05/25/2023
Carrier Corp. - Indianapolis | Tempstar | F80VTL0451412A | Federally-Regulated Consumer Product | Non-Weatherized, Non-Condensin | 1205 | 235 |  | 05/25/2023 | 28909 | 207207192 | 05/25/2023
Carrier Corp. - Indianapolis | Tempstar | N95ESN0601714A* | Federally-Regulated Consumer Product | Mobile Home Non-Weatherized, C | 1346 | 254 |  | 05/25/2023 | 60102 | 203360721 | 05/25/2023
Carrier Corp. - Indianapolis | Tempstar | N80ESL0902420A | Federally-Regulated Consumer Product | Non-Weatherized, Non-Condensin | 1987 | 269 |  | 05/25/2023 | 88320 | 203360104 | 05/25/2023
Carrier Corp. - Indianapolis | Tempstar | F96VTN0801716A*D | Federally-Regulated Consumer Product | Non-Weatherized, Condensing Ga | 1686 | 269 |  | 05/25/2023 | 51540 | 203359205 | 05/25/2023
Carrier Corp. - Indianapolis | Tempstar | PGD430060K**2H* | Federally-Regulated Consumer Product | Weatherized Non-Condensing Gas | 1265 | 254 |  | 05/25/2023 | 60262 | 205822976 | 05/25/2023
Carrier Corp. - Indianapolis | Tempstar | F96CTN0801714A | Federally-Regulated Consumer Product | Non-Weatherized, Condensing Ga | 1364 | 255 |  | 05/25/2023 | 52072 | 203359334 | 05/25/2023
Carrier Corp. - Indianapolis | Tempstar | N96VSN0601412A*D | Federally-Regulated Consumer Product | Non-Weatherized, Condensing Ga | 1224 | 248 |  | 05/25/2023 | 59736 | 205822153 | 05/25/2023
Carrier Corp. - Indianapolis | Tempstar | N80ESN0902420A | Federally-Regulated Consumer Product | Non-Weatherized, Non-Condensin | 1987 | 269 |  | 05/25/2023 | 88320 | 203359869 | 05/25/2023
Carrier Corp. - Indianapolis | Tempstar | N80MSN0902116A | Federally-Regulated Consumer Product | Non-Weatherized, Non-Condensin | 1569 | 251 |  | 05/25/2023 | 87754 | 211780008 | 05/25/2023
Nordyne, LLC | OXBOX | J801X126DU5SAB | Federally-Regulated Consumer Product | Non-Weatherized, Non-Condensin | 2213 | 279 | 279 | 05/25/2023 | 120195 | 207769493 | 05/25/2023
Nordyne, LLC | OXBOX | J951X090CU5SAB | Federally-Regulated Consumer Product | Non-Weatherized, Condensing Ga | 1982 | 282 | 282 | 05/25/2023 | 86025 | 207465541 | 05/25/2023
Nordyne, LLC | OXBOX | J801X126DD5SAB | Federally-Regulated Consumer Product | Non-Weatherized, Non-Condensin | 1904 | 266 | 266 | 05/25/2023 | 119921 | 207465557 | 05/25/2023
Nordyne, LLC | OXBOX | J801X072BD4SAB | Federally-Regulated Consumer Product | Non-Weatherized, Non-Condensin | 1723 | 258 | 258 | 05/25/2023 | 73937 | 207465555 | 05/25/2023
Nordyne, LLC | OXBOX | J4PG4L42A1100A | Federally-Regulated Consumer Product | Weatherized Non-Condensing Gas | 1913 | 275 | 283 | 05/25/2023 | 100561 | 207338321 | 05/25/2023
Nordyne, LLC | OXBOX | J801X072BU4SAB | Federally-Regulated Consumer Product | Non-Weatherized, Non-Condensin | 1457 | 246 | 246 | 05/25/2023 | 69586 | 207465552 | 05/25/2023
Nordyne, LLC | OXBOX | J952X120DU5SAB | Federally-Regulated Consumer Product | Non-Weatherized, Condensing Ga | 2160 | 290 | 290 | 05/25/2023 | 77603 | 207769497 | 05/25/2023
Nordyne, LLC | OXBOX | J951X108DU5SAB | Federally-Regulated Consumer Product | Non-Weatherized, Condensing Ga | 2046 | 272 | 285 | 05/25/2023 | 107992 | 207465539 | 05/25/2023
Nordyne, LLC | OXBOX | J4PG4L36A1070A | Federally-Regulated Consumer Product | Weatherized Non-Condensing Gas | 1655 | 264 | 272 | 05/25/2023 | 69854 | 207338320 | 05/25/2023
Nordyne, LLC | OXBOX | J801X054AU3SAB | Federally-Regulated Consumer Product | Non-Weatherized, Non-Condensin | 1278 | 238 | 238 | 05/25/2023 | 52950 | 207465546 | 05/25/2023
Nordyne, LLC | OXBOX | J4PG4L30A1070A | Federally-Regulated Consumer Product | Weatherized Non-Condensing Gas | 1655 | 264 | 272 | 05/25/2023 | 69854 | 207338319 | 05/25/2023
Nordyne, LLC | OXBOX | J952V060BUVSAB | Federally-Regulated Consumer Product | Non-Weatherized, Condensing Ga | 1339 | 254 | 254 | 05/25/2023 | 38422 | 207465532 | 05/25/2023
Nordyne, LLC | OXBOX | J4PG4L42B1100* | Federally-Regulated Consumer Product | Weatherized Non-Condensing Gas | 1913 | 275 | 283 | 05/25/2023 | 100561 | 211123660 | 05/25/2023
Nordyne, LLC | OXBOX | J801X108CU5SAB | Federally-Regulated Consumer Product | Non-Weatherized, Non-Condensin | 2230 | 238 | 280 | 05/25/2023 | 108250 | 207465549 | 05/25/2023
Nordyne, LLC | OXBOX | J962V060BDVSAB | Federally-Regulated Consumer Product | Non-Weatherized, Condensing Ga | 1405 | 257 | 257 | 05/25/2023 | 38964 | 207465535 | 05/25/2023
Nordyne, LLC | OXBOX | J962V100CDVSAB | Federally-Regulated Consumer Product | Non-Weatherized, Condensing Ga | 2208 | 292 | 292 | 05/25/2023 | 64085 | 207465542 | 05/25/2023
Nordyne, LLC | OXBOX | J952V100CUVSAB | Federally-Regulated Consumer Product | Non-Weatherized, Condensing Ga | 1826 | 275 | 275 | 05/25/2023 | 64473 | 207465534 | 05/25/2023
Nordyne, LLC | OXBOX | J962V115DDVSAB | Federally-Regulated Consumer Product | Non-Weatherized, Condensing Ga | 1798 | 274 | 274 | 05/25/2023 | 74070 | 207465537 | 05/25/2023
Nordyne, LLC | OXBOX | J4PG4L48A1100A | Federally-Regulated Consumer Product | Weatherized Non-Condensing Gas | 1913 | 275 | 283 | 05/25/2023 | 100561 | 207338322 | 05/25/2023
Nordyne, LLC | OXBOX | J4PG4L36B1070* | Federally-Regulated Consumer Product | Weatherized Non-Condensing Gas | 1655 | 264 | 272 | 05/25/2023 | 69854 | 211123659 | 05/25/2023
Nordyne, LLC | OXBOX | J801X070BU4LAB | Federally-Regulated Consumer Product | Non-Weatherized, Non-Condensin | 1597 | 252 | 252 | 05/25/2023 | 70859 | 207465547 | 05/25/2023
Nordyne, LLC | OXBOX | J951X054BU4SAB | Federally-Regulated Consumer Product | Non-Weatherized, Condensing Ga | 1478 | 260 | 260 | 05/25/2023 | 54229 | 207465538 | 05/25/2023
Nordyne, LLC | OXBOX | J801X045AU3SAB | Federally-Regulated Consumer Product | Non-Weatherized, Non-Condensin | 1249 | 235 | 237 | 05/25/2023 | 45676 | 207465556 | 05/25/2023
Nordyne, LLC | OXBOX | J4PG4L60A1100A | Federally-Regulated Consumer Product | Weatherized Non-Condensing Gas | 2041 | 289 | 289 | 05/25/2023 | 101000 | 207338323 | 05/25/2023
Nordyne, LLC | OXBOX | J4PG4L48B1100* | Federally-Regulated Consumer Product | Weatherized Non-Condensing Gas | 2128 | 293 | 293 | 05/25/2023 | 100965 | 211123661 | 05/25/2023
Nordyne, LLC | OXBOX | J4PG4L24B1055* | Federally-Regulated Consumer Product | Weatherized Non-Condensing Gas | 1304 | 240 | 256 | 05/25/2023 | 55721 | 211123657 | 05/25/2023
Nordyne, LLC | OXBOX | J801X090BD4SAB | Federally-Regulated Consumer Product | Non-Weatherized, Non-Condensin | 1564 | 251 | 251 | 05/25/2023 | 90265 | 207465551 | 05/25/2023
Nordyne, LLC | OXBOX | J801X072CU5SAB | Federally-Regulated Consumer Product | Non-Weatherized, Non-Condensin | 1719 | 257 | 258 | 05/25/2023 | 73962 | 207465554 | 05/25/2023
Nordyne, LLC | OXBOX | J801X090CU5SAB | Federally-Regulated Consumer Product | Non-Weatherized, Non-Condensin | 1992 | 270 | 270 | 05/25/2023 | 85266 | 207465550 | 05/25/2023
Nordyne, LLC | OXBOX | J801X054AD3SAB | Federally-Regulated Consumer Product | Non-Weatherized, Non-Condensin | 1338 | 241 | 241 | 05/25/2023 | 52857 | 207465548 | 05/25/2023
Nordyne, LLC | OXBOX | J801X055AU3LAB | Federally-Regulated Consumer Product | Non-Weatherized, Non-Condensin | 1100 | 230 | 230 | 05/25/2023 | 54989 | 207465544 | 05/25/2023
Nordyne, LLC | OXBOX | J4PG4L30B1070* | Federally-Regulated Consumer Product | Weatherized Non-Condensing Gas | 1655 | 264 | 272 | 05/25/2023 | 69854 | 211123658 | 05/25/2023
Nordyne, LLC | OXBOX | J952V080CUVSAB | Federally-Regulated Consumer Product | Non-Weatherized, Condensing Ga | 1873 | 277 | 277 | 05/25/2023 | 50261 | 207465533 | 05/25/2023
Nordyne, LLC | OXBOX | J801X100CU5LA* | Federally-Regulated Consumer Product | Non-Weatherized, Non-Condensin | 2074 | 273 | 273 | 05/25/2023 | 101887 | 208128309 | 05/25/2023
Nordyne, LLC | OXBOX | J801X090BU4SAB | Federally-Regulated Consumer Product | Non-Weatherized, Non-Condensin | 1544 | 250 | 250 | 05/25/2023 | 89091 | 207465545 | 05/25/2023
Nordyne, LLC | OXBOX | J4PG4L60B1100* | Federally-Regulated Consumer Product | Weatherized Non-Condensing Gas | 2041 | 289 | 289 | 05/25/2023 | 101000 | 211123662 | 05/25/2023
Nordyne, LLC | OXBOX | J951X038BU4SAB | Federally-Regulated Consumer Product | Non-Weatherized, Condensing Ga | 1486 | 260 | 260 | 05/25/2023 | 37931 | 207465540 | 05/25/2023
Nordyne, LLC | OXBOX | J801X108CD5SAB | Federally-Regulated Consumer Product | Non-Weatherized, Non-Condensin | 2216 | 280 | 280 | 05/25/2023 | 109081 | 207465553 | 05/25/2023
Nordyne, LLC | OXBOX | J4PG4L24A1055A | Federally-Regulated Consumer Product | Weatherized Non-Condensing Gas | 1304 | 240 | 256 | 05/25/2023 | 55721 | 207338318 | 05/25/2023
Nordyne, LLC | OXBOX | J962V080CDVSAB | Federally-Regulated Consumer Product | Non-Weatherized, Condensing Ga | 1785 | 274 | 274 | 05/25/2023 | 52907 | 207465536 | 05/25/2023
Carrier Corp. - Indianapolis | Keeprite | PGD424060K**2G* | Federally-Regulated Consumer Product | Weatherized Non-Condensing Gas | 1329 | 257 |  | 05/25/2023 | 60245 | 205822947 | 05/25/2023
Carrier Corp. - Indianapolis | Keeprite | G96CTN0601714A | Federally-Regulated Consumer Product | Non-Weatherized, Condensing Ga | 1364 | 255 |  | 05/25/2023 | 38749 | 203359393 | 05/25/2023
Carrier Corp. - Indianapolis | Keeprite | N95ESN0802120A* | Federally-Regulated Consumer Product | Mobile Home Non-Weatherized, C | 1837 | 276 |  | 05/25/2023 | 79777 | 203360687 | 05/25/2023
Carrier Corp. - Indianapolis | Keeprite | N95ESN0261410A | Federally-Regulated Consumer Product | Non-Weatherized, Condensing Ga | 890 | 234 |  | 05/25/2023 | 26050 | 203360436 | 05/25/2023
Carrier Corp. - Indianapolis | Keeprite | G96VTN0801716A*D | Federally-Regulated Consumer Product | Non-Weatherized, Condensing Ga | 1686 | 269 |  | 05/25/2023 | 51540 | 203359277 | 05/25/2023
Carrier Corp. - Indianapolis | Keeprite | N80MSN0902120A | Federally-Regulated Consumer Product | Non-Weatherized, Non-Condensin | 2438 | 289 |  | 05/25/2023 | 88368 | 211779983 | 05/25/2023
Carrier Corp. - Indianapolis | Keeprite | N80MSN0702116A | Federally-Regulated Consumer Product | Non-Weatherized, Non-Condensin | 1949 | 268 |  | 05/25/2023 | 66143 | 211779980 | 05/25/2023
Carrier Corp. - Indianapolis | Keeprite | G96CTN1002122A*D | Federally-Regulated Consumer Product | Non-Weatherized, Condensing Ga | 2251 | 294 |  | 05/25/2023 | 64767 | 203359401 | 05/25/2023
Carrier Corp. - Indianapolis | Keeprite | N80ESL1352420A* | Federally-Regulated Consumer Product | Non-Weatherized, Non-Condensin | 1887 | 265 |  | 05/25/2023 | 131482 | 203360290 | 05/25/2023
Carrier Corp. - Indianapolis | Keeprite | N80MSL0701716A* | Federally-Regulated Consumer Product | Non-Weatherized, Non-Condensin | 1776 | 260 |  | 05/25/2023 | 65952 | 211780391 | 05/25/2023
Carrier Corp. - Indianapolis | Keeprite | G97CMN0601714A*D | Federally-Regulated Consumer Product | Non-Weatherized, Condensing Ga | 1392 | 256 |  | 05/25/2023 | 23828 | 203924635 | 05/25/2023
Carrier Corp. - Indianapolis | Keeprite | N80MSN0902420A | Federally-Regulated Consumer Product | Non-Weatherized, Non-Condensin | 2131 | 276 |  | 05/25/2023 | 87422 | 211779984 | 05/25/2023
Carrier Corp. - Indianapolis | Keeprite | G96CTN0801714A | Federally-Regulated Consumer Product | Non-Weatherized, Condensing Ga | 1364 | 255 |  | 05/25/2023 | 52072 | 203359394 | 05/25/2023
Carrier Corp. - Indianapolis | Keeprite | N95ESN1202422A* | Federally-Regulated Consumer Product | Mobile Home Non-Weatherized, C | 2161 | 290 |  | 05/25/2023 | 119834 | 203360689 | 05/25/2023
Carrier Corp. - Indianapolis | Keeprite | N80ESL0902116A* | Federally-Regulated Consumer Product | Non-Weatherized, Non-Condensin | 1450 | 246 |  | 05/25/2023 | 87792 | 203360280 | 05/25/2023
Carrier Corp. - Indianapolis | Keeprite | G96VTN0401712A*D | Federally-Regulated Consumer Product | Non-Weatherized, Condensing Ga | 1075 | 242 |  | 05/25/2023 | 25768 | 203359275 | 05/25/2023
Carrier Corp. - Indianapolis | Keeprite | N96VSN1002120A*D | Federally-Regulated Consumer Product | Non-Weatherized, Condensing Ga | 2188 | 291 |  | 05/25/2023 | 99935 | 205822238 | 05/25/2023
Carrier Corp. - Indianapolis | Keeprite | N96VSN0401712A | Federally-Regulated Consumer Product | Non-Weatherized, Condensing Ga | 1103 | 243 |  | 05/25/2023 | 39803 | 205822118 | 05/25/2023
Carrier Corp. - Indianapolis | Keeprite | N80ESL0451712A* | Federally-Regulated Consumer Product | Non-Weatherized, Non-Condensin | 1206 | 235 |  | 05/25/2023 | 44058 | 203360270 | 05/25/2023
Carrier Corp. - Indianapolis | Keeprite | N95ESN1402422A*D | Federally-Regulated Consumer Product | Non-Weatherized, Condensing Ga | 2328 | 297 |  | 05/25/2023 | 139741 | 203360459 | 05/25/2023
Carrier Corp. - Indianapolis | Keeprite | N80MSN0451412A | Federally-Regulated Consumer Product | Non-Weatherized, Non-Condensin | 1161 | 233 |  | 05/25/2023 | 44099 | 211779976 | 05/25/2023
Carrier Corp. - Indianapolis | Keeprite | N80MSN1102120A | Federally-Regulated Consumer Product | Non-Weatherized, Non-Condensin | 2444 | 290 |  | 05/25/2023 | 110371 | 211779985 | 05/25/2023
Carrier Corp. - Indianapolis | Keeprite | N95ESN1402422A | Federally-Regulated Consumer Product | Non-Weatherized, Condensing Ga | 2328 | 297 |  | 05/25/2023 | 139741 | 203360448 | 05/25/2023
Carrier Corp. - Indianapolis | Keeprite | N95ESN1002120A* | Federally-Regulated Consumer Product | Mobile Home Non-Weatherized, C | 2102 | 287 |  | 05/25/2023 | 99999 | 203360688 | 05/25/2023
Carrier Corp. - Indianapolis | Keeprite | G96CTN0601714A*D | Federally-Regulated Consumer Product | Non-Weatherized, Condensing Ga | 1364 | 255 |  | 05/25/2023 | 38749 | 203359398 | 05/25/2023
Carrier Corp. - Indianapolis | Keeprite | N96VSN0801716A | Federally-Regulated Consumer Product | Non-Weatherized, Condensing Ga | 1766 | 272 |  | 05/25/2023 | 80180 | 205822184 | 05/25/2023
Carrier Corp. - Indianapolis | Keeprite | N92ESN0401410A | Federally-Regulated Consumer Product | Non-Weatherized, Condensing Ga | 981 | 238 |  | 05/25/2023 | 40102 | 203359638 | 05/25/2023
Carrier Corp. - Indianapolis | Keeprite | N80MSL0902116A* | Federally-Regulated Consumer Product | Non-Weatherized, Non-Condensin | 1569 | 251 |  | 05/25/2023 | 87754 | 211780212 | 05/25/2023
Carrier Corp. - Indianapolis | Keeprite | N80MSN0901714A | Federally-Regulated Consumer Product | Non-Weatherized, Non-Condensin | 1592 | 252 |  | 05/25/2023 | 88547 | 211779981 | 05/25/2023
Carrier Corp. - Indianapolis | Keeprite | N80MSN1102420A | Federally-Regulated Consumer Product | Non-Weatherized, Non-Condensin | 2053 | 272 |  | 05/25/2023 | 110206 | 211779986 | 05/25/2023
Carrier Corp. - Indianapolis | Keeprite | N80MSL0701716A | Federally-Regulated Consumer Product | Non-Weatherized, Non-Condensin | 1776 | 260 |  | 05/25/2023 | 65952 | 211780375 | 05/25/2023
Carrier Corp. - Indianapolis | Keeprite | N80MSL0451714A* | Federally-Regulated Consumer Product | Non-Weatherized, Non-Condensin | 1343 | 241 |  | 05/25/2023 | 43896 | 211780207 | 05/25/2023
Carrier Corp. - Indianapolis | Keeprite | G80CTL0701716A* | Federally-Regulated Consumer Product | Non-Weatherized, Non-Condensin | 1458 | 246 |  | 05/25/2023 | 43592 | 203359017 | 05/25/2023
Carrier Corp. - Indianapolis | Keeprite | N96VSN0401712A*D | Federally-Regulated Consumer Product | Non-Weatherized, Condensing Ga | 1103 | 243 |  | 05/25/2023 | 39803 | 205822129 | 05/25/2023
Carrier Corp. - Indianapolis | Keeprite | N80MSL0701412A* | Federally-Regulated Consumer Product | Non-Weatherized, Non-Condensin | 1170 | 233 |  | 05/25/2023 | 65912 | 211780208 | 05/25/2023
Carrier Corp. - Indianapolis | Keeprite | N95ESN1202422A**D | Federally-Regulated Consumer Product | Mobile Home Non-Weatherized, C | 2161 | 290 |  | 05/25/2023 | 119834 | 203360695 | 05/25/2023
Carrier Corp. - Indianapolis | Keeprite | N80MSN0902116A | Federally-Regulated Consumer Product | Non-Weatherized, Non-Condensin | 1569 | 251 |  | 05/25/2023 | 87754 | 211779982 | 05/25/2023
Carrier Corp. - Indianapolis | Keeprite | G96CTN0802120A*D | Federally-Regulated Consumer Product | Non-Weatherized, Condensing Ga | 2095 | 287 |  | 05/25/2023 | 52507 | 203359400 | 05/25/2023
Carrier Corp. - Indianapolis | Keeprite | N95ESN0601714A**D | Federally-Regulated Consumer Product | Mobile Home Non-Weatherized, C | 1346 | 254 |  | 05/25/2023 | 60102 | 203360691 | 05/25/2023
Carrier Corp. - Indianapolis | Keeprite | N95ESN0401712A* | Federally-Regulated Consumer Product | Mobile Home Non-Weatherized, C | 998 | 239 |  | 05/25/2023 | 40139 | 203360684 | 05/25/2023
Carrier Corp. - Indianapolis | Keeprite | G96VTN0601714A | Federally-Regulated Consumer Product | Non-Weatherized, Condensing Ga | 1459 | 259 |  | 05/25/2023 | 39051 | 203359270 | 05/25/2023
Carrier Corp. - Indianapolis | Keeprite | G96VTN0601714A*D | Federally-Regulated Consumer Product | Non-Weatherized, Condensing Ga | 1459 | 259 |  | 05/25/2023 | 39051 | 203359276 | 05/25/2023
Carrier Corp. - Indianapolis | Keeprite | N80MSN0701712A | Federally-Regulated Consumer Product | Non-Weatherized, Non-Condensin | 1209 | 235 |  | 05/25/2023 | 65992 | 211779979 | 05/25/2023
Carrier Corp. - Indianapolis | Keeprite | G80CTL0902120A* | Federally-Regulated Consumer Product | Non-Weatherized, Non-Condensin | 2488 | 291 |  | 05/25/2023 | 57811 | 203359020 | 05/25/2023
Carrier Corp. - Indianapolis | Keeprite | N95ESN1202422A*D | Federally-Regulated Consumer Product | Non-Weatherized, Condensing Ga | 2161 | 290 |  | 05/25/2023 | 119834 | 203360458 | 05/25/2023
Carrier Corp. - Indianapolis | Keeprite | G96CTN0802120A | Federally-Regulated Consumer Product | Non-Weatherized, Condensing Ga | 2095 | 287 |  | 05/25/2023 | 52507 | 203359395 | 05/25/2023
Carrier Corp. - Indianapolis | Keeprite | N95ESN0802120A**D | Federally-Regulated Consumer Product | Mobile Home Non-Weatherized, C | 1837 | 276 |  | 05/25/2023 | 79777 | 203360693 | 05/25/2023
Carrier Corp. - Indianapolis | Keeprite | G80CSU1002120A | Federally-Regulated Consumer Product | Non-Weatherized, Non-Condensin | 2371 | 286 |  | 05/25/2023 | 99785 | 204631641 | 05/25/2023
Carrier Corp. - Indianapolis | Keeprite | G97CMN1002122A | Federally-Regulated Consumer Product | Non-Weatherized, Condensing Ga | 2192 | 291 |  | 05/25/2023 | 39903 | 203924601 | 05/25/2023
Carrier Corp. - Indianapolis | Keeprite | N80ESL0902420A* | Federally-Regulated Consumer Product | Non-Weatherized, Non-Condensin | 1987 | 269 |  | 05/25/2023 | 88320 | 203360284 | 05/25/2023
Carrier Corp. - Indianapolis | Tempstar | N92ESN0601412A* | Federally-Regulated Consumer Product | Mobile Home Non-Weatherized, C | 945 | 237 |  | 05/25/2023 | 59375 | 203359733 | 05/25/2023
Carrier Corp. - Indianapolis | Tempstar | N92ESN1002120A | Federally-Regulated Consumer Product | Non-Weatherized, Condensing Ga | 1821 | 275 |  | 05/25/2023 | 99460 | 203359851 | 05/25/2023
Carrier Corp. - Indianapolis | Tempstar | N92MSN0801716A* | Federally-Regulated Consumer Product | Mobile Home Non-Weatherized, C | 1845 | 276 |  | 05/25/2023 | 80520 | 211778932 | 05/25/2023
Carrier Corp. - Indianapolis | Tempstar | N96MSN0601716A | Federally-Regulated Consumer Product | Non-Weatherized, Condensing Ga | 1611 | 266 |  | 05/25/2023 | 59946 | 211779285 | 05/25/2023
Carrier Corp. - Indianapolis | Tempstar | N92ESN0401712A | Federally-Regulated Consumer Product | Non-Weatherized, Condensing Ga | 1024 | 240 |  | 05/25/2023 | 39894 | 203359679 | 05/25/2023
Carrier Corp. - Indianapolis | Tempstar | N96MSN1002120A**D | Federally-Regulated Consumer Product | Mobile Home Non-Weatherized, C | 2215 | 292 |  | 05/25/2023 | 99728 | 211779393 | 05/25/2023
Carrier Corp. - Indianapolis | Tempstar | N96MSN0601412A**D | Federally-Regulated Consumer Product | Mobile Home Non-Weatherized, C | 1218 | 249 |  | 05/25/2023 | 60319 | 211779267 | 05/25/2023
Carrier Corp. - Indianapolis | Tempstar | N80MSN1102120A | Federally-Regulated Consumer Product | Non-Weatherized, Non-Condensin | 2444 | 290 |  | 05/25/2023 | 110371 | 211780011 | 05/25/2023
Carrier Corp. - Indianapolis | Tempstar | N96MSN0601716A**D | Federally-Regulated Consumer Product | Mobile Home Non-Weatherized, C | 1611 | 266 |  | 05/25/2023 | 59946 | 211779303 | 05/25/2023
Carrier Corp. - Indianapolis | Tempstar | PDD424060K**1K* | Federally-Regulated Consumer Product | Weatherized Non-Condensing Gas | 1073 | 246 |  | 05/25/2023 | 60738 | 210589612 | 05/25/2023
Carrier Corp. - Indianapolis | Tempstar | N96MSN0801716A* | Federally-Regulated Consumer Product | Mobile Home Non-Weatherized, C | 1671 | 269 |  | 05/25/2023 | 79335 | 211780745 | 05/25/2023
Carrier Corp. - Indianapolis | Tempstar | PDD424060K**0K* | Federally-Regulated Consumer Product | Weatherized Non-Condensing Gas | 1073 | 246 |  | 05/25/2023 | 60738 | 210589606 | 05/25/2023
Carrier Corp. - Indianapolis | Tempstar | N80MSL0451412A* | Federally-Regulated Consumer Product | Non-Weatherized, Non-Condensin | 1161 | 233 |  | 05/25/2023 | 44099 | 211780230 | 05/25/2023
Carrier Corp. - Indianapolis | Tempstar | N96MSN0801716A*D | Federally-Regulated Consumer Product | Non-Weatherized, Condensing Ga | 1671 | 269 |  | 05/25/2023 | 79335 | 211779330 | 05/25/2023
Carrier Corp. - Indianapolis | Tempstar | N92MSN0601714A* | Federally-Regulated Consumer Product | Mobile Home Non-Weatherized, C | 1381 | 256 |  | 05/25/2023 | 60143 | 211778914 | 05/25/2023
Carrier Corp. - Indianapolis | Tempstar | PDD442090K**0K* | Federally-Regulated Consumer Product | Weatherized Non-Condensing Gas | 1478 | 264 |  | 05/25/2023 | 90002 | 210589609 | 05/25/2023
Carrier Corp. - Indianapolis | Tempstar | PGR536060K**1G* | Federally-Regulated Consumer Product | Weatherized Non-Condensing Gas | 1413 | 261 |  | 05/25/2023 | 39780 | 204038485 | 05/25/2023
Carrier Corp. - Indianapolis | Tempstar | N96MSN0601412A*D | Federally-Regulated Consumer Product | Non-Weatherized, Condensing Ga | 1218 | 249 |  | 05/25/2023 | 60319 | 211779276 | 05/25/2023
Carrier Corp. - Indianapolis | Tempstar | N92ESN0401410A* | Federally-Regulated Consumer Product | Mobile Home Non-Weatherized, C | 981 | 238 |  | 05/25/2023 | 40102 | 203359660 | 05/25/2023
Carrier Corp. - Indianapolis | Tempstar | N96MSN0261410A | Federally-Regulated Consumer Product | Non-Weatherized, Condensing Ga | 1012 | 240 |  | 05/25/2023 | 26115 | 211779159 | 05/25/2023
Carrier Corp. - Indianapolis | Tempstar | N96MSN0802120A**D | Federally-Regulated Consumer Product | Mobile Home Non-Weatherized, C | 2169 | 290 |  | 05/25/2023 | 79638 | 211779357 | 05/25/2023
Carrier Corp. - Indianapolis | Tempstar | N80MSL0701712A* | Federally-Regulated Consumer Product | Non-Weatherized, Non-Condensin | 1209 | 235 |  | 05/25/2023 | 65992 | 211780233 | 05/25/2023
Carrier Corp. - Indianapolis | Tempstar | N92MSN1002120A* | Federally-Regulated Consumer Product | Mobile Home Non-Weatherized, C | 1931 | 280 |  | 05/25/2023 | 100411 | 211778968 | 05/25/2023
Carrier Corp. - Indianapolis | Tempstar | N92ESN0401712A* | Federally-Regulated Consumer Product | Mobile Home Non-Weatherized, C | 1024 | 240 |  | 05/25/2023 | 39894 | 203359697 | 05/25/2023
Carrier Corp. - Indianapolis | Tempstar | N95ESN1002120A*D | Federally-Regulated Consumer Product | Non-Weatherized, Condensing Ga | 2102 | 287 |  | 05/25/2023 | 99999 | 203360817 | 05/25/2023
Carrier Corp. - Indianapolis | Tempstar | N96MSN0401712A**D | Federally-Regulated Consumer Product | Mobile Home Non-Weatherized, C | 1097 | 243 |  | 05/25/2023 | 40216 | 211779231 | 05/25/2023
Carrier Corp. - Indianapolis | Tempstar | N80ESL0902420A* | Federally-Regulated Consumer Product | Non-Weatherized, Non-Condensin | 1987 | 269 |  | 05/25/2023 | 88320 | 203360335 | 05/25/2023
Carrier Corp. - Indianapolis | Tempstar | N96MSN0401712A*D | Federally-Regulated Consumer Product | Non-Weatherized, Condensing Ga | 1097 | 243 |  | 05/25/2023 | 40216 | 211779240 | 05/25/2023
Carrier Corp. - Indianapolis | Tempstar | N92MSN0401412A | Federally-Regulated Consumer Product | Non-Weatherized, Condensing Ga | 1089 | 243 |  | 05/25/2023 | 39846 | 211778851 | 05/25/2023
Carrier Corp. - Indianapolis | Tempstar | N80MSL1352420A | Federally-Regulated Consumer Product | Non-Weatherized, Non-Condensin | 1907 | 266 |  | 05/25/2023 | 131914 | 211780125 | 05/25/2023
Carrier Corp. - Indianapolis | Tempstar | N80ESN0701712A | Federally-Regulated Consumer Product | Non-Weatherized, Non-Condensin | 1051 | 228 |  | 05/25/2023 | 65904 | 203359859 | 05/25/2023
Carrier Corp. - Indianapolis | Tempstar | N80MSL0701412A | Federally-Regulated Consumer Product | Non-Weatherized, Non-Condensin | 1170 | 233 |  | 05/25/2023 | 65912 | 211780117 | 05/25/2023
Carrier Corp. - Indianapolis | Tempstar | N80MSL0901714A | Federally-Regulated Consumer Product | Non-Weatherized, Non-Condensin | 1592 | 252 |  | 05/25/2023 | 88547 | 211780120 | 05/25/2023
Carrier Corp. - Indianapolis | Tempstar | N80MSL0451412A | Federally-Regulated Consumer Product | Non-Weatherized, Non-Condensin | 1161 | 233 |  | 05/25/2023 | 44099 | 211780115 | 05/25/2023
Carrier Corp. - Indianapolis | Tempstar | N95MSU1002122A | Federally-Regulated Consumer Product | Non-Weatherized, Condensing Ga | 2338 | 298 |  | 05/25/2023 | 100165 | 211781319 | 05/25/2023
Carrier Corp. - Indianapolis | Tempstar | N80ESL1352420A* | Federally-Regulated Consumer Product | Non-Weatherized, Non-Condensin | 1887 | 265 |  | 05/25/2023 | 131482 | 203360341 | 05/25/2023
Carrier Corp. - Indianapolis | Tempstar | PDD460115K**0K* | Federally-Regulated Consumer Product | Weatherized Non-Condensing Gas | 2156 | 294 |  | 05/25/2023 | 115163 | 212038646 | 05/25/2023
Carrier Corp. - Indianapolis | Tempstar | N96MSN0401410A**D | Federally-Regulated Consumer Product | Mobile Home Non-Weatherized, C | 1017 | 240 |  | 05/25/2023 | 40102 | 211779195 | 05/25/2023
Carrier Corp. - Indianapolis | Tempstar | PDD448115K**1K* | Federally-Regulated Consumer Product | Weatherized Non-Condensing Gas | 2156 | 293 |  | 05/25/2023 | 115206 | 210589617 | 05/25/2023
Carrier Corp. - Indianapolis | Tempstar | N80MSL0902120A* | Federally-Regulated Consumer Product | Non-Weatherized, Non-Condensin | 2438 | 289 |  | 05/25/2023 | 88368 | 211780237 | 05/25/2023
Carrier Corp. - Indianapolis | Tempstar | N80MSU1002120A | Federally-Regulated Consumer Product | Non-Weatherized, Non-Condensin | 2444 | 290 |  | 05/25/2023 | 99795 | 211781264 | 05/25/2023
Carrier Corp. - Indianapolis | Tempstar | N80MSL0902116A | Federally-Regulated Consumer Product | Non-Weatherized, Non-Condensin | 1569 | 251 |  | 05/25/2023 | 87754 | 211780121 | 05/25/2023
Carrier Corp. - Indianapolis | Tempstar | PGR548090K**1G* | Federally-Regulated Consumer Product | Weatherized Non-Condensing Gas | 1918 | 283 |  | 05/25/2023 | 58473 | 204038489 | 05/25/2023
Carrier Corp. - Indianapolis | Tempstar | N92MSN0401712A | Federally-Regulated Consumer Product | Non-Weatherized, Condensing Ga | 1092 | 243 |  | 05/25/2023 | 39895 | 211778869 | 05/25/2023
Carrier Corp. - Indianapolis | Tempstar | PDD460115K**1K* | Federally-Regulated Consumer Product | Weatherized Non-Condensing Gas | 2156 | 294 |  | 05/25/2023 | 115163 | 212038650 | 05/25/2023
Carrier Corp. - Indianapolis | Tempstar | N80ESL1102420A* | Federally-Regulated Consumer Product | Non-Weatherized, Non-Condensin | 2027 | 271 |  | 05/25/2023 | 109826 | 203360339 | 05/25/2023
Carrier Corp. - Indianapolis | Tempstar | N96MSN0601412A | Federally-Regulated Consumer Product | Non-Weatherized, Condensing Ga | 1218 | 249 |  | 05/25/2023 | 60319 | 211779249 | 05/25/2023
Carrier Corp. - Indianapolis | Tempstar | N80MSL0701712A | Federally-Regulated Consumer Product | Non-Weatherized, Non-Condensin | 1209 | 235 |  | 05/25/2023 | 65992 | 211780118 | 05/25/2023
Carrier Corp. - Indianapolis | Tempstar | N92MSN0601714A | Federally-Regulated Consumer Product | Non-Weatherized, Condensing Ga | 1381 | 256 |  | 05/25/2023 | 60143 | 211778905 | 05/25/2023
Carrier Corp. - Indianapolis | Tempstar | N96MSN1402422A | Federally-Regulated Consumer Product | Non-Weatherized, Condensing Ga | 2292 | 296 |  | 05/25/2023 | 139864 | 211779483 | 05/25/2023
Carrier Corp. - Indianapolis | Tempstar | PGD424040K**2G* | Federally-Regulated Consumer Product | Weatherized Non-Condensing Gas | 1361 | 257 |  | 05/25/2023 | 45745 | 206908760 | 05/25/2023
Carrier Corp. - Indianapolis | Tempstar | N96MSN0802120A*D | Federally-Regulated Consumer Product | Non-Weatherized, Condensing Ga | 2169 | 290 |  | 05/25/2023 | 79638 | 211779366 | 05/25/2023
Carrier Corp. - Indianapolis | Tempstar | PDD430060K**1K* | Federally-Regulated Consumer Product | Weatherized Non-Condensing Gas | 1118 | 248 |  | 05/25/2023 | 60738 | 210589613 | 05/25/2023
Carrier Corp. - Indianapolis | Tempstar | N92MSN0601412A | Federally-Regulated Consumer Product | Non-Weatherized, Condensing Ga | 1277 | 251 |  | 05/25/2023 | 60142 | 211778887 | 05/25/2023
Carrier Corp. - Indianapolis | Tempstar | PDD460115K**0G* | Federally-Regulated Consumer Product | Weatherized Non-Condensing Gas | 2187 | 295 |  | 05/25/2023 | 115163 | 204038374 | 05/25/2023
Carrier Corp. - Indianapolis | Tempstar | N92ESN0601714A | Federally-Regulated Consumer Product | Non-Weatherized, Condensing Ga | 1205 | 248 |  | 05/25/2023 | 60119 | 203359752 | 05/25/2023
Carrier Corp. - Indianapolis | Tempstar | N96MSN1002122A | Federally-Regulated Consumer Product | Non-Weatherized, Condensing Ga | 2283 | 295 |  | 05/25/2023 | 100454 | 211779411 | 05/25/2023
Carrier Corp. - Indianapolis | Tempstar | N80MSL0902116A* | Federally-Regulated Consumer Product | Non-Weatherized, Non-Condensin | 1569 | 251 |  | 05/25/2023 | 87754 | 211780236 | 05/25/2023
Carrier Corp. - Indianapolis | Tempstar | N96MSN0601716A*D | Federally-Regulated Consumer Product | Non-Weatherized, Condensing Ga | 1611 | 266 |  | 05/25/2023 | 59946 | 211779312 | 05/25/2023
Carrier Corp. - Indianapolis | Tempstar | N96MSN1002122A* | Federally-Regulated Consumer Product | Mobile Home Non-Weatherized, C | 2283 | 295 |  | 05/25/2023 | 100454 | 211779420 | 05/25/2023
Carrier Corp. - Indianapolis | Tempstar | N95ESN1202422A | Federally-Regulated Consumer Product | Non-Weatherized, Condensing Ga | 2161 | 290 |  | 05/25/2023 | 119834 | 203360498 | 05/25/2023
Carrier Corp. - Indianapolis | Tempstar | PDD460130K**1K* | Federally-Regulated Consumer Product | Weatherized Non-Condensing Gas | 2038 | 289 |  | 05/25/2023 | 126976 | 212038652 | 05/25/2023
Carrier Corp. - Indianapolis | Tempstar | N96MSN0601412A* | Federally-Regulated Consumer Product | Mobile Home Non-Weatherized, C | 1218 | 249 |  | 05/25/2023 | 60319 | 211779258 | 05/25/2023
Carrier Corp. - Indianapolis | Tempstar | PGS460115K**0G* | Federally-Regulated Consumer Product | Weatherized Non-Condensing Gas | 2187 | 295 |  | 05/25/2023 | 115163 | 204038452 | 05/25/2023
Carrier Corp. - Indianapolis | Tempstar | N96MSN0401410A* | Federally-Regulated Consumer Product | Mobile Home Non-Weatherized, C | 1017 | 240 |  | 05/25/2023 | 40102 | 211779186 | 05/25/2023
Carrier Corp. - Indianapolis | Tempstar | PDD436090K**1K* | Federally-Regulated Consumer Product | Weatherized Non-Condensing Gas | 1354 | 258 |  | 05/25/2023 | 90364 | 210589614 | 05/25/2023
Carrier Corp. - Indianapolis | Tempstar | N80MSL1102120A* | Federally-Regulated Consumer Product | Non-Weatherized, Non-Condensin | 2444 | 290 |  | 05/25/2023 | 110371 | 211780238 | 05/25/2023
Carrier Corp. - Indianapolis | Tempstar | N80MSL0702116A | Federally-Regulated Consumer Product | Non-Weatherized, Non-Condensin | 1949 | 268 |  | 05/25/2023 | 66143 | 211780119 | 05/25/2023
Carrier Corp. - Indianapolis | Tempstar | PDD442090K**1K* | Federally-Regulated Consumer Product | Weatherized Non-Condensing Gas | 1478 | 264 |  | 05/25/2023 | 90002 | 210589615 | 05/25/2023
Carrier Corp. - Indianapolis | Tempstar | N92MSN0802120A* | Federally-Regulated Consumer Product | Mobile Home Non-Weatherized, C | 2018 | 284 |  | 05/25/2023 | 81104 | 211778950 | 05/25/2023
Carrier Corp. - Indianapolis | Tempstar | N80MSU0401712A | Federally-Regulated Consumer Product | Non-Weatherized, Non-Condensin | 1440 | 245 |  | 05/25/2023 | 40185 | 211781249 | 05/25/2023
Carrier Corp. - Indianapolis | Tempstar | N95MSU0601716A | Federally-Regulated Consumer Product | Non-Weatherized, Condensing Ga | 1794 | 274 |  | 05/25/2023 | 60012 | 211781288 | 05/25/2023
Carrier Corp. - Indianapolis | Tempstar | N96MSN0401712A | Federally-Regulated Consumer Product | Non-Weatherized, Condensing Ga | 1097 | 243 |  | 05/25/2023 | 40216 | 211779213 | 05/25/2023
Carrier Corp. - Indianapolis | Tempstar | N96MSN1002120A*D | Federally-Regulated Consumer Product | Non-Weatherized, Condensing Ga | 2215 | 292 |  | 05/25/2023 | 99728 | 211779402 | 05/25/2023
Carrier Corp. - Indianapolis | Tempstar | N96MSN1202422A**D | Federally-Regulated Consumer Product | Mobile Home Non-Weatherized, C | 2308 | 297 |  | 05/25/2023 | 119661 | 211779465 | 05/25/2023
Carrier Corp. - Indianapolis | Tempstar | N96MSN1202422A*D | Federally-Regulated Consumer Product | Non-Weatherized, Condensing Ga | 2308 | 297 |  | 05/25/2023 | 119661 | 211779474 | 05/25/2023
Carrier Corp. - Indianapolis | Tempstar | N92MSN1202420A | Federally-Regulated Consumer Product | Non-Weatherized, Condensing Ga | 1871 | 277 |  | 05/25/2023 | 120577 | 211778995 | 05/25/2023
Carrier Corp. - Indianapolis | Tempstar | N80MSL0901714A* | Federally-Regulated Consumer Product | Non-Weatherized, Non-Condensin | 1592 | 252 |  | 05/25/2023 | 88547 | 211780235 | 05/25/2023
Carrier Corp. - Indianapolis | Tempstar | PGD430040K**2H* | Federally-Regulated Consumer Product | Weatherized Non-Condensing Gas | 1361 | 257 |  | 05/25/2023 | 45745 | 206908761 | 05/25/2023
Carrier Corp. - Indianapolis | Tempstar | N92ESN1002120A* | Federally-Regulated Consumer Product | Mobile Home Non-Weatherized, C | 1821 | 275 |  | 05/25/2023 | 99460 | 203359868 | 05/25/2023
Carrier Corp. - Indianapolis | Tempstar | N96MSN0401712A* | Federally-Regulated Consumer Product | Mobile Home Non-Weatherized, C | 1097 | 243 |  | 05/25/2023 | 40216 | 211779222 | 05/25/2023
Rheem Sales Company, Inc. | Sure | S802V1255A24UHS | Federally-Regulated Consumer Product | Non-Weatherized, Non-Condensin | 2073 | 273 | 273 | 05/18/2022 | 87500 | 208243306 | 05/25/2023
Rheem Sales Company, Inc. | Sure | S962V1005A21M4S | Federally-Regulated Consumer Product | Non-Weatherized, Condensing Ga | 1858 | 277 | 277 | 05/18/2022 | 68679 | 208243326 | 05/25/2023
Rheem Sales Company, Inc. | Sure | S801CA075421MXA | Federally-Regulated Consumer Product | Non-Weatherized, Non-Condensin | 1634 | 254 | 254 | 01/20/2021 | 75736 | 203327149 | 05/25/2023
Rheem Sales Company, Inc. | Sure | RGEA14036AJT10XAC | Federally-Regulated Consumer Product | Weatherized Non-Condensing Gas | 1430 | 262 |  | 06/30/2022 | 99665 | 206606635 | 05/25/2023
Rheem Sales Company, Inc. | Sure | RGEA14036AJT08XAC | Federally-Regulated Consumer Product | Weatherized Non-Condensing Gas | 1430 | 262 |  | 06/30/2022 | 99665 | 206606626 | 05/25/2023
Rheem Sales Company, Inc. | Sure | S802V0503A14UHN | Federally-Regulated Consumer Product | Non-Weatherized, Non-Condensin | 1318 | 240 | 240 | 05/18/2022 | 35484 | 208243307 | 05/25/2023
Rheem Sales Company, Inc. | Sure | RGEAZS036AJV10TCA | Federally-Regulated Consumer Product | Weatherized Non-Condensing Gas | 1707 | 268 |  | 03/23/2023 | 75935 | 211729599 | 05/25/2023
Rheem Sales Company, Inc. | Sure | S951T0855A21M4 | Federally-Regulated Consumer Product | Non-Weatherized, Condensing Ga | 1929 | 280 |  | 06/15/2022 | 84515 | 208663425 | 05/25/2023
Rheem Sales Company, Inc. | Sure | S802V0755A21UHN | Federally-Regulated Consumer Product | Non-Weatherized, Non-Condensin | 1718 | 258 | 258 | 05/18/2022 | 52500 | 208243311 | 05/25/2023
Rheem Sales Company, Inc. | Sure | RGEAZS036AJV06TCA | Federally-Regulated Consumer Product | Weatherized Non-Condensing Gas | 1702 | 248 |  | 03/23/2023 | 46772 | 211729591 | 05/25/2023
Rheem Sales Company, Inc. | Sure | RGEAZS036AJV082CA | Federally-Regulated Consumer Product | Weatherized Non-Condensing Gas | 1662 | 272 |  | 03/21/2023 | 60830 | 211726914 | 05/25/2023
Rheem Sales Company, Inc. | Sure | S801T0754A17UHS | Federally-Regulated Consumer Product | Non-Weatherized, Non-Condensin | 1496 | 248 | 248 | 05/18/2022 | 75177 | 208242399 | 05/25/2023
Rheem Sales Company, Inc. | Sure | RGEA15030AJV061AB | Federally-Regulated Consumer Product | Weatherized Non-Condensing Gas | 1402 | 261 |  | 06/30/2022 | 80658 | 203404527 | 05/25/2023
Rheem Sales Company, Inc. | Sure | S951T1005A21M4 | Federally-Regulated Consumer Product | Non-Weatherized, Condensing Ga | 2066 | 286 |  | 06/15/2022 | 98023 | 208663426 | 05/25/2023
Rheem Sales Company, Inc. | Sure | S98MV1005A21UPS | Federally-Regulated Consumer Product | Non-Weatherized, Condensing Ga | 2084 | 287 |  | 05/04/2022 | 39023 | 208157049 | 05/25/2023
Rheem Sales Company, Inc. | Sure | S921T0703A17M4 | Federally-Regulated Consumer Product | Non-Weatherized, Condensing Ga | 1362 | 255 |  | 06/15/2022 | 69960 | 208663456 | 05/25/2023
Rheem Sales Company, Inc. | Sure | RGEAZR036AJT10XNA | Federally-Regulated Consumer Product | Weatherized Non-Condensing Gas | 1380 | 260 |  | 06/22/2022 | 100130 | 208676536 | 05/25/2023
Rheem Sales Company, Inc. | Sure | S801TA125524MSA | Federally-Regulated Consumer Product | Non-Weatherized, Non-Condensin | 1991 | 270 | 270 | 01/20/2021 | 123598 | 7490409 | 05/25/2023
Rheem Sales Company, Inc. | Sure | S98VB085M521USA | Federally-Regulated Consumer Product | Non-Weatherized, Condensing Ga | 2209 | 292 | 292 | 01/20/2021 | 33631 | 202356694 | 05/25/2023
Rheem Sales Company, Inc. | Sure | S98VB070M317USA | Federally-Regulated Consumer Product | Non-Weatherized, Condensing Ga | 1162 | 246 | 246 | 01/20/2021 | 28246 | 202356695 | 05/25/2023
Rheem Sales Company, Inc. | Sure | S801TA100521ZXB | Federally-Regulated Consumer Product | Non-Weatherized, Non-Condensin | 1895 | 265 | 265 | 01/20/2021 | 100302 | 8087177 | 05/25/2023
Rheem Sales Company, Inc. | Sure | RGEAZR030AJT06XNA | Federally-Regulated Consumer Product | Weatherized Non-Condensing Gas | 1342 | 258 |  | 06/22/2022 | 61240 | 208676506 | 05/25/2023
Rheem Sales Company, Inc. | Sure | S92TA0701521MSA | Federally-Regulated Consumer Product | Non-Weatherized, Condensing Ga | 1983 | 282 | 282 | 01/20/2021 | 70360 | 203269466 | 05/25/2023
Rheem Sales Company, Inc. | Sure | S98VB060M317USA | Federally-Regulated Consumer Product | Non-Weatherized, Condensing Ga | 1110 | 244 | 244 | 01/20/2021 | 22600 | 202356693 | 05/25/2023
Rheem Sales Company, Inc. | Sure | S801V0754A17UH | Federally-Regulated Consumer Product | Non-Weatherized, Non-Condensin | 1830 | 223 |  | 06/15/2022 | 75693 | 208665960 | 05/25/2023
Rheem Sales Company, Inc. | Sure | S801T0503A14UHN | Federally-Regulated Consumer Product | Non-Weatherized, Non-Condensin | 1388 | 243 | 243 | 05/18/2022 | 49660 | 208242403 | 05/25/2023
Rheem Sales Company, Inc. | Sure | S98MV0855A21UPS | Federally-Regulated Consumer Product | Non-Weatherized, Condensing Ga | 2209 | 292 |  | 05/04/2022 | 33631 | 208157048 | 05/25/2023
Rheem Sales Company, Inc. | Sure | S801T0503A14DZN | Federally-Regulated Consumer Product | Non-Weatherized, Non-Condensin | 1223 | 236 | 236 | 05/18/2022 | 51119 | 208242415 | 05/25/2023
Rheem Sales Company, Inc. | Sure | S921T1155A24M4 | Federally-Regulated Consumer Product | Non-Weatherized, Condensing Ga | 2041 | 285 |  | 06/15/2022 | 111488 | 208663460 | 05/25/2023
Rheem Sales Company, Inc. | Sure | S801T0755A21DZS | Federally-Regulated Consumer Product | Non-Weatherized, Non-Condensin | 1883 | 265 | 265 | 05/18/2022 | 75029 | 208242412 | 05/25/2023
Rheem Sales Company, Inc. | Sure | S801TA100521MUA | Federally-Regulated Consumer Product | Non-Weatherized, Non-Condensin | 1861 | 264 | 264 | 01/20/2021 | 98348 | 202132851 | 05/25/2023
Rheem Sales Company, Inc. | Sure | S801T0754A17UHN | Federally-Regulated Consumer Product | Non-Weatherized, Non-Condensin | 1496 | 248 | 248 | 05/18/2022 | 75177 | 208242404 | 05/25/2023
Rheem Sales Company, Inc. | Sure | S801TA050314MXA | Federally-Regulated Consumer Product | Non-Weatherized, Non-Condensin | 1388 | 243 | 243 | 01/20/2021 | 49660 | 7490357 | 05/25/2023
Rheem Sales Company, Inc. | Sure | S801T1005A21DZN | Federally-Regulated Consumer Product | Non-Weatherized, Non-Condensin | 1895 | 265 | 265 | 05/18/2022 | 100302 | 208242419 | 05/25/2023
Rheem Sales Company, Inc. | Sure | S802VA075317MSA | Federally-Regulated Consumer Product | Non-Weatherized, Non-Condensin | 1458 | 246 | 246 | 01/20/2021 | 52564 | 7979950 | 05/25/2023
Rheem Sales Company, Inc. | Sure | S801V0503A14UH | Federally-Regulated Consumer Product | Non-Weatherized, Non-Condensin | 1308 | 184 |  | 06/15/2022 | 50472 | 208665956 | 05/25/2023
Rheem Sales Company, Inc. | Sure | S801T1005A21UHN | Federally-Regulated Consumer Product | Non-Weatherized, Non-Condensin | 1812 | 262 | 262 | 05/18/2022 | 99863 | 208242406 | 05/25/2023
Rheem Sales Company, Inc. | Sure | S801T0753A17DZS | Federally-Regulated Consumer Product | Non-Weatherized, Non-Condensin | 1253 | 237 |  | 05/25/2022 | 74903 | 208429533 | 05/25/2023
Rheem Sales Company, Inc. | Sure | S951V0403A17M4 | Federally-Regulated Consumer Product | Non-Weatherized, Condensing Ga | 1292 | 228 |  | 06/24/2022 | 42494 | 208676325 | 05/25/2023
Rheem Sales Company, Inc. | Sure | S921T0403A17M4 | Federally-Regulated Consumer Product | Non-Weatherized, Condensing Ga | 1107 | 244 |  | 06/15/2022 | 41877 | 208663454 | 05/25/2023
Rheem Sales Company, Inc. | Sure | S98VB100M521USA | Federally-Regulated Consumer Product | Non-Weatherized, Condensing Ga | 2084 | 287 |  | 12/09/2020 | 39023 | 202356696 | 05/25/2023
Rheem Sales Company, Inc. | Sure | S801T0704A17UHU | Federally-Regulated Consumer Product | Non-Weatherized, Non-Condensin | 1823 | 262 |  | 05/25/2022 | 70109 | 208430282 | 05/25/2023
Rheem Sales Company, Inc. | Sure | S802V0754A17UHN | Federally-Regulated Consumer Product | Non-Weatherized, Non-Condensin | 1458 | 246 | 246 | 05/18/2022 | 52564 | 208243309 | 05/25/2023
Rheem Sales Company, Inc. | Sure | S801T0703A17UHU | Federally-Regulated Consumer Product | Non-Weatherized, Non-Condensin | 1189 | 234 |  | 05/25/2022 | 70542 | 208430281 | 05/25/2023
Rheem Sales Company, Inc. | Sure | S802VA100521MXA | Federally-Regulated Consumer Product | Non-Weatherized, Non-Condensin | 1905 | 266 | 266 | 01/20/2021 | 70000 | 7979985 | 05/25/2023
Rheem Sales Company, Inc. | Sure | S801T1005A21UHS | Federally-Regulated Consumer Product | Non-Weatherized, Non-Condensin | 1812 | 262 | 262 | 05/18/2022 | 99863 | 208242401 | 05/25/2023
Rheem Sales Company, Inc. | Sure | S801TA050314MSA | Federally-Regulated Consumer Product | Non-Weatherized, Non-Condensin | 1388 | 243 | 243 | 01/20/2021 | 49660 | 7490348 | 05/25/2023
Rheem Sales Company, Inc. | Sure | S962V0403A17M4S | Federally-Regulated Consumer Product | Non-Weatherized, Condensing Ga | 1248 | 250 | 250 | 05/18/2022 | 29623 | 208243318 | 05/25/2023
Rheem Sales Company, Inc. | Sure | S801V1255A24UH | Federally-Regulated Consumer Product | Non-Weatherized, Non-Condensin | 2076 | 258 |  | 06/15/2022 | 124802 | 208665972 | 05/25/2023
Rheem Sales Company, Inc. | Sure | S801T0503A14DZS | Federally-Regulated Consumer Product | Non-Weatherized, Non-Condensin | 1223 | 236 | 236 | 05/18/2022 | 51119 | 208242408 | 05/25/2023
Rheem Sales Company, Inc. | Sure | S97VA100M521KSA | Federally-Regulated Consumer Product | Non-Weatherized, Condensing Ga | 1990 | 282 | 283 | 01/20/2021 | 39222 | 202356689 | 05/25/2023
Rheem Sales Company, Inc. | Sure | RGEA14042AJT08UAA | Federally-Regulated Consumer Product | Weatherized Non-Condensing Gas | 1635 | 271 |  | 06/30/2022 | 80943 | 205965548 | 05/25/2023
Rheem Sales Company, Inc. | Sure | RGECZR036AJT07**C | Federally-Regulated Consumer Product | Weatherized Non-Condensing Gas | 1475 | 165 |  | 06/15/2022 | 53157 | 208503163 | 05/25/2023
Rheem Sales Company, Inc. | Sure | RGEA14060AJT10UAA | Federally-Regulated Consumer Product | Weatherized Non-Condensing Gas | 2066 | 290 |  | 06/30/2022 | 100130 | 205965549 | 05/25/2023
Rheem Sales Company, Inc. | Sure | RGEA14030AJT08XAC | Federally-Regulated Consumer Product | Weatherized Non-Condensing Gas | 1147 | 249 |  | 06/30/2022 | 79965 | 206606608 | 05/25/2023
Rheem Sales Company, Inc. | Sure | RGEA14036AJT08UAA | Federally-Regulated Consumer Product | Weatherized Non-Condensing Gas | 1382 | 260 |  | 06/30/2022 | 80891 | 205965545 | 05/25/2023
Rheem Sales Company, Inc. | Sure | S801T1255A24UHS | Federally-Regulated Consumer Product | Non-Weatherized, Non-Condensin | 1991 | 270 | 270 | 05/18/2022 | 123598 | 208242402 | 05/25/2023
Rheem Sales Company, Inc. | Sure | S801T0753A17DZN | Federally-Regulated Consumer Product | Non-Weatherized, Non-Condensin | 1253 | 237 |  | 11/10/2022 | 74903 | 208429534 | 05/25/2023
Rheem Sales Company, Inc. | Sure | S802VA075421ZSB | Federally-Regulated Consumer Product | Non-Weatherized, Non-Condensin | 2017 | 271 | 271 | 01/20/2021 | 52471 | 8087210 | 05/25/2023
Rheem Sales Company, Inc. | Sure | S951T0703A17M4 | Federally-Regulated Consumer Product | Non-Weatherized, Condensing Ga | 1362 | 255 |  | 06/15/2022 | 69960 | 208663423 | 05/25/2023
Rheem Sales Company, Inc. | Sure | S801T1255A24DZN | Federally-Regulated Consumer Product | Non-Weatherized, Non-Condensin | 1835 | 263 | 263 | 05/18/2022 | 124389 | 208242420 | 05/25/2023
Rheem Sales Company, Inc. | Sure | S801CA075417MXA | Federally-Regulated Consumer Product | Non-Weatherized, Non-Condensin | 1496 | 248 | 248 | 01/20/2021 | 75177 | 203327143 | 05/25/2023
Rheem Sales Company, Inc. | Sure | S96VA0702317MSA | Federally-Regulated Consumer Product | Non-Weatherized, Condensing Ga | 1290 | 252 | 252 | 01/20/2021 | 48940 | 6488190 | 05/25/2023
Rheem Sales Company, Inc. | Sure | S802V0754A17UHS | Federally-Regulated Consumer Product | Non-Weatherized, Non-Condensin | 1458 | 246 | 246 | 05/18/2022 | 52564 | 208243298 | 05/25/2023
Rheem Sales Company, Inc. | Sure | S802V1004A17UHS | Federally-Regulated Consumer Product | Non-Weatherized, Non-Condensin | 1730 | 258 | 258 | 05/18/2022 | 70020 | 208243302 | 05/25/2023
Rheem Sales Company, Inc. | Sure | S962V0703A17M4S | Federally-Regulated Consumer Product | Non-Weatherized, Condensing Ga | 1290 | 252 | 252 | 05/18/2022 | 48940 | 208243321 | 05/25/2023
Rheem Sales Company, Inc. | Sure | S97MV0703A17DHS | Federally-Regulated Consumer Product | Non-Weatherized, Condensing Ga | 1282 | 251 |  | 05/04/2022 | 28494 | 208157042 | 05/25/2023
Rheem Sales Company, Inc. | Sure | S962V0855A21M4S | Federally-Regulated Consumer Product | Non-Weatherized, Condensing Ga | 1947 | 281 | 281 | 05/18/2022 | 58053 | 208243324 | 05/25/2023
Rheem Sales Company, Inc. | Sure | S96VA1002521MSA | Federally-Regulated Consumer Product | Non-Weatherized, Condensing Ga | 1858 | 277 | 277 | 01/20/2021 | 68679 | 6488192 | 05/25/2023
Rheem Sales Company, Inc. | Sure | S921T0603A17M4 | Federally-Regulated Consumer Product | Non-Weatherized, Condensing Ga | 1156 | 246 |  | 06/15/2022 | 55624 | 208663455 | 05/25/2023
Rheem Sales Company, Inc. | Sure | RGEA14042AJT08XAC | Federally-Regulated Consumer Product | Weatherized Non-Condensing Gas | 1494 | 265 |  | 06/30/2022 | 99609 | 206606643 | 05/25/2023
Rheem Sales Company, Inc. | Sure | S95TC0701521MSA | Federally-Regulated Consumer Product | Non-Weatherized, Condensing Ga | 1983 | 279 | 282 | 01/20/2021 | 70360 | 203261701 | 05/25/2023
Rheem Sales Company, Inc. | Sure | S97MV0603A17DHS | Federally-Regulated Consumer Product | Non-Weatherized, Condensing Ga | 1327 | 253 |  | 05/04/2022 | 22218 | 208157041 | 05/25/2023
Rheem Sales Company, Inc. | Sure | RGECZR048AJT12**B | Federally-Regulated Consumer Product | Weatherized Non-Condensing Gas | 1902 | 259 |  | 07/14/2022 | 84032 | 206778663 | 05/25/2023
Rheem Sales Company, Inc. | Sure | RGEAZR042AJT081NA | Federally-Regulated Consumer Product | Weatherized Non-Condensing Gas | 1820 | 279 |  | 06/22/2022 | 81578 | 208676436 | 05/25/2023
Rheem Sales Company, Inc. | Sure | S96VA0602317MSA | Federally-Regulated Consumer Product | Non-Weatherized, Condensing Ga | 1372 | 255 | 255 | 01/20/2021 | 37932 | 6488189 | 05/25/2023
Rheem Sales Company, Inc. | Sure | S802VA050317MSA | Federally-Regulated Consumer Product | Non-Weatherized, Non-Condensin | 1318 | 240 | 240 | 01/20/2021 | 35484 | 7979939 | 05/25/2023
Rheem Sales Company, Inc. | Sure | S801T0755A21DZN | Federally-Regulated Consumer Product | Non-Weatherized, Non-Condensin | 1883 | 265 | 265 | 05/18/2022 | 75029 | 208242417 | 05/25/2023
Rheem Sales Company, Inc. | Sure | S921V1155A24M4 | Federally-Regulated Consumer Product | Non-Weatherized, Condensing Ga | 2137 | 231 |  | 06/24/2022 | 111605 | 208676299 | 05/25/2023
Rheem Sales Company, Inc. | Sure | S802V1005A21UHS | Federally-Regulated Consumer Product | Non-Weatherized, Non-Condensin | 1905 | 266 | 266 | 05/18/2022 | 70000 | 208243304 | 05/25/2023
Rheem Sales Company, Inc. | Sure | RGECZR048AJT07**B | Federally-Regulated Consumer Product | Weatherized Non-Condensing Gas | 1873 | 167 |  | 06/30/2022 | 52596 | 206778662 | 05/25/2023
Rheem Sales Company, Inc. | Sure | S802V1004A17UHN | Federally-Regulated Consumer Product | Non-Weatherized, Non-Condensin | 1730 | 258 | 258 | 05/18/2022 | 70020 | 208243313 | 05/25/2023
Rheem Sales Company, Inc. | Sure | RGECZR060AJT07**B | Federally-Regulated Consumer Product | Weatherized Non-Condensing Gas | 2336 | 182 |  | 07/14/2022 | 52310 | 206778664 | 05/25/2023
Rheem Sales Company, Inc. | Sure | S801T1255A24DZS | Federally-Regulated Consumer Product | Non-Weatherized, Non-Condensin | 1835 | 263 | 263 | 05/18/2022 | 124389 | 208242414 | 05/25/2023
Rheem Sales Company, Inc. | Sure | S802V1255A24UHN | Federally-Regulated Consumer Product | Non-Weatherized, Non-Condensin | 2073 | 273 | 273 | 05/18/2022 | 87500 | 208243316 | 05/25/2023
Rheem Sales Company, Inc. | Sure | S97MV1155A24DHS | Federally-Regulated Consumer Product | Non-Weatherized, Condensing Ga | 1959 | 281 |  | 05/04/2022 | 44459 | 208157045 | 05/25/2023
Rheem Sales Company, Inc. | Sure | S801T1004A21UHU | Federally-Regulated Consumer Product | Non-Weatherized, Non-Condensin | 1861 | 264 |  | 05/25/2022 | 98348 | 208430283 | 05/25/2023
Rheem Sales Company, Inc. | Sure | RGEAZR048AJT10UNA | Federally-Regulated Consumer Product | Weatherized Non-Condensing Gas | 1832 | 280 |  | 06/22/2022 | 100370 | 208676566 | 05/25/2023
Rheem Sales Company, Inc. | Sure | S801T0754A21UHS | Federally-Regulated Consumer Product | Non-Weatherized, Non-Condensin | 1634 | 254 | 254 | 05/18/2022 | 75736 | 208242400 | 05/25/2023
Rheem Sales Company, Inc. | Sure | S962V0705A21M4S | Federally-Regulated Consumer Product | Non-Weatherized, Condensing Ga | 1923 | 280 | 280 | 05/18/2022 | 49235 | 208243323 | 05/25/2023
Rheem Sales Company, Inc. | Sure | RGECZR060AJT12**B | Federally-Regulated Consumer Product | Weatherized Non-Condensing Gas | 2183 | 266 |  | 06/30/2022 | 83968 | 206778665 | 05/25/2023
Rheem Sales Company, Inc. | Sure | S801T0503A17UHU | Federally-Regulated Consumer Product | Non-Weatherized, Non-Condensin | 1165 | 233 |  | 05/25/2022 | 49157 | 208430279 | 05/25/2023
Rheem Sales Company, Inc. | Sure | S801T1005A21DZS | Federally-Regulated Consumer Product | Non-Weatherized, Non-Condensin | 1895 | 265 | 265 | 05/18/2022 | 100302 | 208242413 | 05/25/2023
Rheem Sales Company, Inc. | Sure | S96VA0702521MSA | Federally-Regulated Consumer Product | Non-Weatherized, Condensing Ga | 1923 | 280 | 280 | 01/20/2021 | 49235 | 203261704 | 05/25/2023
Rheem Sales Company, Inc. | Sure | S921V0603A17M4 | Federally-Regulated Consumer Product | Non-Weatherized, Condensing Ga | 1356 | 249 |  | 06/24/2022 | 56054 | 208676294 | 05/25/2023
Rheem Sales Company, Inc. | Sure | RGEAZS036ACV062CA | Federally-Regulated Consumer Product | Weatherized Non-Condensing Gas | 1702 | 248 |  | 03/21/2023 | 46772 | 211726894 | 05/25/2023
Rheem Sales Company, Inc. | Sure | RGEA14048AJT101AB | Federally-Regulated Consumer Product | Weatherized Non-Condensing Gas | 1809 | 279 |  | 06/30/2022 | 99189 | 203404495 | 05/25/2023
Nordyne, LLC | Airtemp | VR104GD-X60K120C | Federally-Regulated Consumer Product | Weatherized Non-Condensing Gas | 2073 | 290 |  | 05/25/2023 | 119379 | 209335137 | 05/25/2023
Nordyne, LLC | Airtemp | VG7TA-080C-E24BP | Federally-Regulated Consumer Product | Non-Weatherized, Non-Condensin | 1277 | 238 |  | 05/25/2023 | 52213 | 207465509 | 05/25/2023
Nordyne, LLC | Airtemp | VR104GD-042K072C | Federally-Regulated Consumer Product | Weatherized Non-Condensing Gas | 1950 | 285 |  | 05/25/2023 | 72195 | 209335131 | 05/25/2023
Nordyne, LLC | Airtemp | VR104GD-042K096C | Federally-Regulated Consumer Product | Weatherized Non-Condensing Gas | 1540 | 267 |  | 05/25/2023 | 97780 | 209335132 | 05/25/2023
Nordyne, LLC | Airtemp | R104GD-036K070U | Federally-Regulated Consumer Product | Weatherized Non-Condensing Gas | 1655 | 264 |  | 05/25/2023 | 69854 | 209551653 | 05/25/2023
Nordyne, LLC | Airtemp | VR104GD-036K096C | Federally-Regulated Consumer Product | Weatherized Non-Condensing Gas | 1725 | 275 |  | 05/25/2023 | 97452 | 209335129 | 05/25/2023
Nordyne, LLC | Miller | FG7TN-060D-V24BP | Federally-Regulated Consumer Product | Non-Weatherized, Condensing Ga | 1405 | 257 |  | 05/25/2023 | 38964 | 207456198 | 05/25/2023
Nordyne, LLC | Miller | R8GE-048K100U1 | Federally-Regulated Consumer Product | Weatherized Non-Condensing Gas | 1913 | 275 |  | 05/25/2023 | 100561 | 207338310 | 05/25/2023
Nordyne, LLC | Miller | MG1E-056F1A*M2 | Federally-Regulated Consumer Product | Mobile Home Non-Weatherized, N | 1404 | 322 |  | 05/25/2023 | 55389 | 207629127 | 05/25/2023
Nordyne, LLC | Miller | R104GD-042K096C | Federally-Regulated Consumer Product | Weatherized Non-Condensing Gas | 1540 | 267 |  | 05/25/2023 | 97780 | 209333998 | 05/25/2023
Nordyne, LLC | Miller | R104GD-030K045C | Federally-Regulated Consumer Product | Weatherized Non-Condensing Gas | 1024 | 244 |  | 05/25/2023 | 45216 | 209333991 | 05/25/2023
Nordyne, LLC | Miller | R8GE-024K072C1 | Federally-Regulated Consumer Product | Weatherized Non-Condensing Gas | 1280 | 255 |  | 05/25/2023 | 71272 | 204040774 | 05/25/2023
Nordyne, LLC | Miller | R104GD-036K072C | Federally-Regulated Consumer Product | Weatherized Non-Condensing Gas | 1032 | 244 |  | 05/25/2023 | 72437 | 209333994 | 05/25/2023
Nordyne, LLC | Miller | FG7TA-080C-V24B1 | Federally-Regulated Consumer Product | Non-Weatherized, Non-Condensin | 1277 | 238 |  | 05/25/2023 | 52213 | 204037035 | 05/25/2023
Nordyne, LLC | Miller | R104GD-042K100U | Federally-Regulated Consumer Product | Weatherized Non-Condensing Gas | 1913 | 275 |  | 05/25/2023 | 100561 | 209550372 | 05/25/2023
Nordyne, LLC | Miller | R104GD-030K072C | Federally-Regulated Consumer Product | Weatherized Non-Condensing Gas | 1280 | 255 |  | 05/25/2023 | 71272 | 209333993 | 05/25/2023
Nordyne, LLC | Miller | R8GE-X60K100U1 | Federally-Regulated Consumer Product | Weatherized Non-Condensing Gas | 2041 | 289 |  | 05/25/2023 | 101000 | 207338311 | 05/25/2023
Nordyne, LLC | Miller | MG2S-072F2ABM* | Federally-Regulated Consumer Product | Mobile Home Non-Weatherized, C | 1565 | 350 |  | 05/25/2023 | 46903 | 203049615 | 05/25/2023
Nordyne, LLC | Miller | KG7TE-100D-E35CP | Federally-Regulated Consumer Product | Non-Weatherized, Condensing Ga | 1783 | 273 |  | 05/25/2023 | 64758 | 207456147 | 05/25/2023
Nordyne, LLC | Miller | R104GD-036K070U | Federally-Regulated Consumer Product | Weatherized Non-Condensing Gas | 1655 | 264 |  | 05/25/2023 | 69854 | 209550371 | 05/25/2023
Nordyne, LLC | Miller | R104GD-036K096C | Federally-Regulated Consumer Product | Weatherized Non-Condensing Gas | 1725 | 275 |  | 05/25/2023 | 97452 | 209333995 | 05/25/2023
Nordyne, LLC | Miller | MG2S-045F2ABM* | Federally-Regulated Consumer Product | Mobile Home Non-Weatherized, C | 1603 | 352 |  | 05/25/2023 | 29516 | 203049588 | 05/25/2023
Nordyne, LLC | Miller | R8GE-030K072C1 | Federally-Regulated Consumer Product | Weatherized Non-Condensing Gas | 1280 | 255 |  | 05/25/2023 | 71272 | 204040786 | 05/25/2023
Nordyne, LLC | Miller | FG7TA-080C-V24BP | Federally-Regulated Consumer Product | Non-Weatherized, Non-Condensin | 1277 | 238 |  | 05/25/2023 | 52213 | 207455925 | 05/25/2023
Nordyne, LLC | Miller | KG7TN-100D-E35CP | Federally-Regulated Consumer Product | Non-Weatherized, Condensing Ga | 1711 | 270 |  | 05/25/2023 | 65214 | 207456163 | 05/25/2023
Nordyne, LLC | Miller | R104GD-042K072C | Federally-Regulated Consumer Product | Weatherized Non-Condensing Gas | 1950 | 285 |  | 05/25/2023 | 72195 | 209333997 | 05/25/2023
Nordyne, LLC | Miller | FG7TC-100D-V35CP | Federally-Regulated Consumer Product | Non-Weatherized, Condensing Ga | 1826 | 275 |  | 05/25/2023 | 64473 | 207456134 | 05/25/2023
Nordyne, LLC | Miller | MG1E-077F1A*M1 | Federally-Regulated Consumer Product | Mobile Home Non-Weatherized, N | 1253 | 237 |  | 05/25/2023 | 77346 | 204112436 | 05/25/2023
Nordyne, LLC | Miller | KG7TE-080D-E35CP | Federally-Regulated Consumer Product | Non-Weatherized, Condensing Ga | 1764 | 273 |  | 05/25/2023 | 52933 | 207456186 | 05/25/2023
Nordyne, LLC | Miller | KG7TE-060D-E24BP | Federally-Regulated Consumer Product | Non-Weatherized, Condensing Ga | 1315 | 252 |  | 05/25/2023 | 38212 | 207456239 | 05/25/2023
Nordyne, LLC | Miller | KG7TN-115D-E45DP | Federally-Regulated Consumer Product | Non-Weatherized, Condensing Ga | 2198 | 292 |  | 05/25/2023 | 75317 | 207456168 | 05/25/2023
Nordyne, LLC | Miller | R8GE-036K070U1 | Federally-Regulated Consumer Product | Weatherized Non-Condensing Gas | 1655 | 264 |  | 05/25/2023 | 69854 | 207338308 | 05/25/2023
Nordyne, LLC | Miller | MG3S-080T2*ACP | Federally-Regulated Consumer Product | Non-Weatherized, Condensing Ga | 1785 | 274 |  | 05/25/2023 | 52907 | 207456091 | 05/25/2023
Nordyne, LLC | Miller | R8GE-024K055U1 | Federally-Regulated Consumer Product | Weatherized Non-Condensing Gas | 1304 | 240 |  | 05/25/2023 | 55721 | 207338306 | 05/25/2023
Nordyne, LLC | Miller | MG1E-070F1A*M2 | Federally-Regulated Consumer Product | Mobile Home Non-Weatherized, N | 1431 | 324 |  | 05/25/2023 | 70411 | 207629119 | 05/25/2023
Nordyne, LLC | Miller | FG7TN-080D-V35CP | Federally-Regulated Consumer Product | Non-Weatherized, Condensing Ga | 1785 | 274 |  | 05/25/2023 | 52907 | 207456157 | 05/25/2023
Nordyne, LLC | Miller | MG2S-072T2ABM* | Federally-Regulated Consumer Product | Mobile Home Non-Weatherized, C | 1701 | 359 |  | 05/25/2023 | 46718 | 203049621 | 05/25/2023
Nordyne, LLC | Miller | MG2S-060F2ABM* | Federally-Regulated Consumer Product | Mobile Home Non-Weatherized, C | 1292 | 330 |  | 05/25/2023 | 39969 | 203049600 | 05/25/2023
Nordyne, LLC | Miller | MG1E-090F1A*M2 | Federally-Regulated Consumer Product | Mobile Home Non-Weatherized, N | 1474 | 247 |  | 05/25/2023 | 85906 | 207629132 | 05/25/2023
Nordyne, LLC | Miller | MG2S-060T2ABM* | Federally-Regulated Consumer Product | Mobile Home Non-Weatherized, C | 1442 | 341 |  | 05/25/2023 | 39606 | 203049606 | 05/25/2023
Nordyne, LLC | Miller | R104GD-X60K096C | Federally-Regulated Consumer Product | Weatherized Non-Condensing Gas | 2066 | 290 |  | 05/25/2023 | 94398 | 209334002 | 05/25/2023
Nordyne, LLC | Miller | R104GD-024K045C | Federally-Regulated Consumer Product | Weatherized Non-Condensing Gas | 1024 | 244 |  | 05/25/2023 | 45216 | 209333989 | 05/25/2023
Nordyne, LLC | Miller | FG7TN-115D-V45CP | Federally-Regulated Consumer Product | Non-Weatherized, Condensing Ga | 1798 | 274 |  | 05/25/2023 | 74070 | 207456173 | 05/25/2023
Nordyne, LLC | Miller | R104GD-024K055U | Federally-Regulated Consumer Product | Weatherized Non-Condensing Gas | 1304 | 240 |  | 05/25/2023 | 55721 | 209550369 | 05/25/2023
Nordyne, LLC | Miller | R104GD-024K072C | Federally-Regulated Consumer Product | Weatherized Non-Condensing Gas | 1280 | 255 |  | 05/25/2023 | 71272 | 209333990 | 05/25/2023
Nordyne, LLC | Miller | R104GD-X60K100U | Federally-Regulated Consumer Product | Weatherized Non-Condensing Gas | 2041 | 289 |  | 05/25/2023 | 101000 | 209550374 | 05/25/2023
Nordyne, LLC | Miller | MG3S-080T2AACP | Federally-Regulated Consumer Product | Mobile Home Non-Weatherized, C | 1835 | 370 |  | 05/25/2023 | 51517 | 207456087 | 05/25/2023
Nordyne, LLC | Miller | MG1E-077F1A*M2 | Federally-Regulated Consumer Product | Mobile Home Non-Weatherized, N | 1253 | 237 |  | 05/25/2023 | 77346 | 207629123 | 05/25/2023
Nordyne, LLC | Miller | R8GE-042K100U1 | Federally-Regulated Consumer Product | Weatherized Non-Condensing Gas | 1913 | 275 |  | 05/25/2023 | 100561 | 207338309 | 05/25/2023
Nordyne, LLC | Miller | R8GE-030K070U1 | Federally-Regulated Consumer Product | Weatherized Non-Condensing Gas | 1655 | 264 |  | 05/25/2023 | 69854 | 207338307 | 05/25/2023
Nordyne, LLC | Miller | R8GE-X60K096C1 | Federally-Regulated Consumer Product | Weatherized Non-Condensing Gas | 2028 | 288 |  | 05/25/2023 | 94398 | 204093440 | 05/25/2023
Nordyne, LLC | Miller | KG7TN-060D-E24BP | Federally-Regulated Consumer Product | Non-Weatherized, Condensing Ga | 1304 | 252 |  | 05/25/2023 | 39517 | 207456194 | 05/25/2023
Nordyne, LLC | Miller | MG2S-045T2ABM* | Federally-Regulated Consumer Product | Mobile Home Non-Weatherized, C | 1603 | 352 |  | 05/25/2023 | 29096 | 203049595 | 05/25/2023
Nordyne, LLC | Miller | FG7TC-060D-V24BP | Federally-Regulated Consumer Product | Non-Weatherized, Condensing Ga | 1339 | 254 |  | 05/25/2023 | 38422 | 207456114 | 05/25/2023
Nordyne, LLC | Miller | FG7TC-080D-V35CP | Federally-Regulated Consumer Product | Non-Weatherized, Condensing Ga | 1873 | 277 |  | 05/25/2023 | 50261 | 207456124 | 05/25/2023
Nordyne, LLC | Miller | R104GD-048K100U | Federally-Regulated Consumer Product | Weatherized Non-Condensing Gas | 2128 | 293 |  | 05/25/2023 | 100965 | 209550373 | 05/25/2023
Nordyne, LLC | Miller | R8GE-036K072C1 | Federally-Regulated Consumer Product | Weatherized Non-Condensing Gas | 1349 | 258 |  | 05/25/2023 | 72437 | 204093431 | 05/25/2023
Nordyne, LLC | Miller | R8GE-X60K120C1 | Federally-Regulated Consumer Product | Weatherized Non-Condensing Gas | 2073 | 290 |  | 05/25/2023 | 119379 | 204040798 | 05/25/2023
Nordyne, LLC | Miller | R104GD-048K096C | Federally-Regulated Consumer Product | Weatherized Non-Condensing Gas | 1818 | 279 |  | 05/25/2023 | 95561 | 209334000 | 05/25/2023
Nordyne, LLC | Miller | R104GD-030K070U | Federally-Regulated Consumer Product | Weatherized Non-Condensing Gas | 1655 | 264 |  | 05/25/2023 | 69854 | 209550370 | 05/25/2023
Nordyne, LLC | Miller | R104GD-048K120C | Federally-Regulated Consumer Product | Weatherized Non-Condensing Gas | 1526 | 266 |  | 05/25/2023 | 121831 | 209334001 | 05/25/2023
Nordyne, LLC | Miller | KG7TN-080D-E35CP | Federally-Regulated Consumer Product | Non-Weatherized, Condensing Ga | 1718 | 271 |  | 05/25/2023 | 52461 | 207456152 | 05/25/2023
Nordyne, LLC | Miller | MG3S-080T2AAC1 | Federally-Regulated Consumer Product | Mobile Home Non-Weatherized, C | 1835 | 370 |  | 05/25/2023 | 51517 | 205962953 | 05/25/2023
Nordyne, LLC | Miller | R104GD-X60K120C | Federally-Regulated Consumer Product | Weatherized Non-Condensing Gas | 2073 | 290 |  | 05/25/2023 | 119379 | 209334003 | 05/25/2023
Carrier Corp. - Indianapolis | Keeprite | PGD424040K**0K* | Federally-Regulated Consumer Product | Weatherized Non-Condensing Gas | 1004 | 243 |  | 05/25/2023 | 39874 | 212006560 | 05/25/2023
Carrier Corp. - Indianapolis | Keeprite | PGD424060K**0K* | Federally-Regulated Consumer Product | Weatherized Non-Condensing Gas | 1084 | 246 |  | 05/25/2023 | 60632 | 212006561 | 05/25/2023
Carrier Corp. - Indianapolis | Keeprite | PGD460115K**1K* | Federally-Regulated Consumer Product | Weatherized Non-Condensing Gas | 2156 | 293 |  | 05/25/2023 | 114957 | 212028274 | 05/25/2023
Carrier Corp. - Indianapolis | Keeprite | PGD442090K**2K* | Federally-Regulated Consumer Product | Weatherized Non-Condensing Gas | 1479 | 264 |  | 05/25/2023 | 89913 | 212006609 | 05/25/2023
Carrier Corp. - Indianapolis | Keeprite | PGR548115K**1K* | Federally-Regulated Consumer Product | Weatherized Non-Condensing Gas | 1746 | 275 |  | 05/25/2023 | 75885 | 212409789 | 05/25/2023
Carrier Corp. - Indianapolis | Keeprite | PGD442060K**2K* | Federally-Regulated Consumer Product | Weatherized Non-Condensing Gas | 1413 | 261 |  | 05/25/2023 | 59753 | 212006607 | 05/25/2023
Carrier Corp. - Indianapolis | Keeprite | PGD448115K**0K* | Federally-Regulated Consumer Product | Weatherized Non-Condensing Gas | 2156 | 293 |  | 05/25/2023 | 114957 | 212006576 | 05/25/2023
Carrier Corp. - Indianapolis | Keeprite | PGD436090K**1K* | Federally-Regulated Consumer Product | Weatherized Non-Condensing Gas | 1353 | 258 |  | 05/25/2023 | 89606 | 212006590 | 05/25/2023
Carrier Corp. - Indianapolis | Keeprite | PGR548090K**2K* | Federally-Regulated Consumer Product | Weatherized Non-Condensing Gas | 1628 | 270 |  | 05/25/2023 | 90600 | 212410559 | 05/25/2023
Carrier Corp. - Indianapolis | Keeprite | PGD448130K**0K* | Federally-Regulated Consumer Product | Weatherized Non-Condensing Gas | 2038 | 288 |  | 05/25/2023 | 127500 | 212006578 | 05/25/2023
Carrier Corp. - Indianapolis | Keeprite | PGR524040K**1K* | Federally-Regulated Consumer Product | Weatherized Non-Condensing Gas | 1066 | 245 |  | 05/25/2023 | 26216 | 212409784 | 05/25/2023
Carrier Corp. - Indianapolis | Keeprite | PGR536060K**2K* | Federally-Regulated Consumer Product | Weatherized Non-Condensing Gas | 1489 | 264 |  | 05/25/2023 | 60874 | 212410558 | 05/25/2023
Carrier Corp. - Indianapolis | Keeprite | PGD430040K**1K* | Federally-Regulated Consumer Product | Weatherized Non-Condensing Gas | 1119 | 248 |  | 05/25/2023 | 40289 | 212006584 | 05/25/2023
Carrier Corp. - Indianapolis | Keeprite | PGD436060K**1K* | Federally-Regulated Consumer Product | Weatherized Non-Condensing Gas | 1312 | 256 |  | 05/25/2023 | 60638 | 212006588 | 05/25/2023
Carrier Corp. - Indianapolis | Keeprite | PGD442090K**1K* | Federally-Regulated Consumer Product | Weatherized Non-Condensing Gas | 1434 | 262 |  | 05/25/2023 | 89946 | 212006593 | 05/25/2023
Carrier Corp. - Indianapolis | Keeprite | PGD430060K**2K* | Federally-Regulated Consumer Product | Weatherized Non-Condensing Gas | 1188 | 251 |  | 05/25/2023 | 60125 | 212006604 | 05/25/2023
Carrier Corp. - Indianapolis | Keeprite | PGD448115K**1K* | Federally-Regulated Consumer Product | Weatherized Non-Condensing Gas | 2156 | 293 |  | 05/25/2023 | 114957 | 212006597 | 05/25/2023
Carrier Corp. - Indianapolis | Keeprite | PGR560090K**2K* | Federally-Regulated Consumer Product | Weatherized Non-Condensing Gas | 1837 | 279 |  | 05/25/2023 | 90615 | 212410560 | 05/25/2023
Carrier Corp. - Indianapolis | Keeprite | PGD436060K**2K* | Federally-Regulated Consumer Product | Weatherized Non-Condensing Gas | 1442 | 262 |  | 05/25/2023 | 60044 | 212006605 | 05/25/2023
Carrier Corp. - Indianapolis | Keeprite | PGR536090K**1K* | Federally-Regulated Consumer Product | Weatherized Non-Condensing Gas | 1355 | 258 |  | 05/25/2023 | 59892 | 212409787 | 05/25/2023
Carrier Corp. - Indianapolis | Keeprite | PGD448090K**1K* | Federally-Regulated Consumer Product | Weatherized Non-Condensing Gas | 2142 | 293 |  | 05/25/2023 | 89758 | 212006595 | 05/25/2023
Carrier Corp. - Indianapolis | Keeprite | PGD460130K**1K* | Federally-Regulated Consumer Product | Weatherized Non-Condensing Gas | 2038 | 288 |  | 05/25/2023 | 127500 | 212028276 | 05/25/2023
Carrier Corp. - Indianapolis | Keeprite | PGD460090K**0K* | Federally-Regulated Consumer Product | Weatherized Non-Condensing Gas | 2142 | 293 |  | 05/25/2023 | 89758 | 212028266 | 05/25/2023
Carrier Corp. - Indianapolis | Keeprite | PGD424060K**2K* | Federally-Regulated Consumer Product | Weatherized Non-Condensing Gas | 1073 | 246 |  | 05/25/2023 | 60498 | 212006601 | 05/25/2023
Carrier Corp. - Indianapolis | Keeprite | PGD430060K**0K* | Federally-Regulated Consumer Product | Weatherized Non-Condensing Gas | 1248 | 253 |  | 05/25/2023 | 60151 | 212006565 | 05/25/2023
Carrier Corp. - Indianapolis | Keeprite | PGD460115K**0K* | Federally-Regulated Consumer Product | Weatherized Non-Condensing Gas | 2156 | 293 |  | 05/25/2023 | 114957 | 212028268 | 05/25/2023
Carrier Corp. - Indianapolis | Keeprite | PGD460130K**0K* | Federally-Regulated Consumer Product | Weatherized Non-Condensing Gas | 2038 | 288 |  | 05/25/2023 | 127500 | 212028270 | 05/25/2023
Carrier Corp. - Indianapolis | Keeprite | PGD442090K**0K* | Federally-Regulated Consumer Product | Weatherized Non-Condensing Gas | 1434 | 262 |  | 05/25/2023 | 89946 | 212006572 | 05/25/2023
Carrier Corp. - Indianapolis | Keeprite | PGR536060K**0K* | Federally-Regulated Consumer Product | Weatherized Non-Condensing Gas | 1416 | 261 |  | 05/25/2023 | 39812 | 212409777 | 05/25/2023
Carrier Corp. - Indianapolis | Keeprite | PGR560115K**0K* | Federally-Regulated Consumer Product | Weatherized Non-Condensing Gas | 1746 | 275 |  | 05/25/2023 | 75885 | 212409782 | 05/25/2023
Carrier Corp. - Indianapolis | Keeprite | PGD430040K**2K* | Federally-Regulated Consumer Product | Weatherized Non-Condensing Gas | 1121 | 248 |  | 05/25/2023 | 45305 | 212006602 | 05/25/2023
Carrier Corp. - Indianapolis | Keeprite | PGR536060K**1K* | Federally-Regulated Consumer Product | Weatherized Non-Condensing Gas | 1416 | 261 |  | 05/25/2023 | 39812 | 212409786 | 05/25/2023
Carrier Corp. - Indianapolis | Keeprite | PGD448090K**2K* | Federally-Regulated Consumer Product | Weatherized Non-Condensing Gas | 2114 | 292 |  | 05/25/2023 | 89429 | 212006610 | 05/25/2023
Carrier Corp. - Indianapolis | Keeprite | PGR560090K**0K* | Federally-Regulated Consumer Product | Weatherized Non-Condensing Gas | 1763 | 276 |  | 05/25/2023 | 58303 | 212409781 | 05/25/2023
Carrier Corp. - Indianapolis | Keeprite | PGR524040K**2K* | Federally-Regulated Consumer Product | Weatherized Non-Condensing Gas | 1117 | 248 |  | 05/25/2023 | 44623 | 212410555 | 05/25/2023
Carrier Corp. - Indianapolis | Keeprite | PGD460090K**2K* | Federally-Regulated Consumer Product | Weatherized Non-Condensing Gas | 2114 | 292 |  | 05/25/2023 | 89429 | 212028278 | 05/25/2023
Carrier Corp. - Indianapolis | Keeprite | PGD436090K**0K* | Federally-Regulated Consumer Product | Weatherized Non-Condensing Gas | 1353 | 258 |  | 05/25/2023 | 89606 | 212006568 | 05/25/2023
Carrier Corp. - Indianapolis | Keeprite | PGR548115K**0K* | Federally-Regulated Consumer Product | Weatherized Non-Condensing Gas | 1746 | 275 |  | 05/25/2023 | 75885 | 212409780 | 05/25/2023
Carrier Corp. - Indianapolis | Keeprite | PGD436060K**0K* | Federally-Regulated Consumer Product | Weatherized Non-Condensing Gas | 1312 | 256 |  | 05/25/2023 | 60638 | 212006566 | 05/25/2023
Carrier Corp. - Indianapolis | Keeprite | PGD430040K**0K* | Federally-Regulated Consumer Product | Weatherized Non-Condensing Gas | 1119 | 248 |  | 05/25/2023 | 40289 | 212006563 | 05/25/2023
Carrier Corp. - Indianapolis | Keeprite | PGR560130K**0K* | Federally-Regulated Consumer Product | Weatherized Non-Condensing Gas | 1857 | 280 |  | 05/25/2023 | 84458 | 212409783 | 05/25/2023
Carrier Corp. - Indianapolis | Keeprite | PGD448130K**1K* | Federally-Regulated Consumer Product | Weatherized Non-Condensing Gas | 2038 | 288 |  | 05/25/2023 | 127500 | 212006598 | 05/25/2023
Carrier Corp. - Indianapolis | Keeprite | PGD442060K**1K* | Federally-Regulated Consumer Product | Weatherized Non-Condensing Gas | 1478 | 264 |  | 05/25/2023 | 60485 | 212006592 | 05/25/2023
Carrier Corp. - Indianapolis | Keeprite | PGR524060K**1K* | Federally-Regulated Consumer Product | Weatherized Non-Condensing Gas | 1151 | 249 |  | 05/25/2023 | 39299 | 212409785 | 05/25/2023
Carrier Corp. - Indianapolis | Keeprite | PGD460090K**1K* | Federally-Regulated Consumer Product | Weatherized Non-Condensing Gas | 2142 | 293 |  | 05/25/2023 | 89758 | 212028272 | 05/25/2023
Carrier Corp. - Indianapolis | Keeprite | PGR524040K**0K* | Federally-Regulated Consumer Product | Weatherized Non-Condensing Gas | 1066 | 245 |  | 05/25/2023 | 26216 | 212409775 | 05/25/2023
Carrier Corp. - Indianapolis | Keeprite | PGR560090K**1K* | Federally-Regulated Consumer Product | Weatherized Non-Condensing Gas | 1763 | 276 |  | 05/25/2023 | 58303 | 212409790 | 05/25/2023
Carrier Corp. - Indianapolis | Keeprite | PGR560130K**1K* | Federally-Regulated Consumer Product | Weatherized Non-Condensing Gas | 1857 | 280 |  | 05/25/2023 | 84458 | 212409792 | 05/25/2023
Carrier Corp. - Indianapolis | Keeprite | PGR524060K**2K* | Federally-Regulated Consumer Product | Weatherized Non-Condensing Gas | 1136 | 248 |  | 05/25/2023 | 59157 | 212410556 | 05/25/2023
Carrier Corp. - Indianapolis | Keeprite | PGR548090K**1K* | Federally-Regulated Consumer Product | Weatherized Non-Condensing Gas | 1763 | 276 |  | 05/25/2023 | 58303 | 212409788 | 05/25/2023
Carrier Corp. - Indianapolis | Keeprite | PGD442060K**0K* | Federally-Regulated Consumer Product | Weatherized Non-Condensing Gas | 1478 | 264 |  | 05/25/2023 | 60485 | 212006570 | 05/25/2023
Carrier Corp. - Indianapolis | Keeprite | PGD430060K**1K* | Federally-Regulated Consumer Product | Weatherized Non-Condensing Gas | 1248 | 253 |  | 05/25/2023 | 60151 | 212006586 | 05/25/2023
Carrier Corp. - Indianapolis | Keeprite | PGD424040K**1K* | Federally-Regulated Consumer Product | Weatherized Non-Condensing Gas | 1004 | 243 |  | 05/25/2023 | 39874 | 212006580 | 05/25/2023
Carrier Corp. - Indianapolis | Keeprite | PGD448090K**0K* | Federally-Regulated Consumer Product | Weatherized Non-Condensing Gas | 2142 | 293 |  | 05/25/2023 | 89758 | 212006573 | 05/25/2023
Carrier Corp. - Indianapolis | Keeprite | PGR548090K**0K* | Federally-Regulated Consumer Product | Weatherized Non-Condensing Gas | 1763 | 276 |  | 05/25/2023 | 58303 | 212409779 | 05/25/2023
Carrier Corp. - Indianapolis | Keeprite | PGD424040K**2K* | Federally-Regulated Consumer Product | Weatherized Non-Condensing Gas | 933 | 240 |  | 05/25/2023 | 45607 | 212006599 | 05/25/2023
Carrier Corp. - Indianapolis | Keeprite | PGR560115K**1K* | Federally-Regulated Consumer Product | Weatherized Non-Condensing Gas | 1746 | 275 |  | 05/25/2023 | 75885 | 212409791 | 05/25/2023
Carrier Corp. - Indianapolis | Keeprite | PGR524060K**0K* | Federally-Regulated Consumer Product | Weatherized Non-Condensing Gas | 1151 | 249 |  | 05/25/2023 | 39299 | 212409776 | 05/25/2023
Carrier Corp. - Indianapolis | Keeprite | PGR536090K**0K* | Federally-Regulated Consumer Product | Weatherized Non-Condensing Gas | 1355 | 258 |  | 05/25/2023 | 59892 | 212409778 | 05/25/2023
Carrier Corp. - Indianapolis | Keeprite | PGD424060K**1K* | Federally-Regulated Consumer Product | Weatherized Non-Condensing Gas | 1084 | 246 |  | 05/25/2023 | 60632 | 212006581 | 05/25/2023
Rheem Sales Company, Inc. | Sure | S97VA085M521KSA | Federally-Regulated Consumer Product | Non-Weatherized, Condensing Ga | 2138 | 289 |  | 05/25/2023 | 33549 | 202356688 | 05/25/2023
Rheem Sales Company, Inc. | Sure | S802VA050317MXA | Federally-Regulated Consumer Product | Non-Weatherized, Non-Condensin | 1318 | 240 |  | 05/25/2023 | 35484 | 7979944 | 05/25/2023
Rheem Sales Company, Inc. | Sure | RGEAZR024AJT08XNA | Federally-Regulated Consumer Product | Weatherized Non-Condensing Gas | 1202 | 252 |  | 05/25/2023 | 79659 | 208676486 | 05/25/2023
Rheem Sales Company, Inc. | Sure | RGEAZR030AJT061NA | Federally-Regulated Consumer Product | Weatherized Non-Condensing Gas | 1342 | 258 |  | 05/25/2023 | 61240 | 208676411 | 05/25/2023
Rheem Sales Company, Inc. | Sure | S951T0705A21M4 | Federally-Regulated Consumer Product | Non-Weatherized, Condensing Ga | 1983 | 282 |  | 05/25/2023 | 70360 | 208663424 | 05/25/2023
Rheem Sales Company, Inc. | Sure | RGEAZR030AJT04UNA | Federally-Regulated Consumer Product | Weatherized Non-Condensing Gas | 1189 | 251 |  | 05/25/2023 | 39887 | 208676491 | 05/25/2023
Rheem Sales Company, Inc. | Sure | S802VA125524ZSB | Federally-Regulated Consumer Product | Non-Weatherized, Non-Condensin | 2322 | 284 |  | 05/25/2023 | 87684 | 8087230 | 05/25/2023
Rheem Sales Company, Inc. | Sure | S801TA075421MSA | Federally-Regulated Consumer Product | Non-Weatherized, Non-Condensin | 1634 | 254 |  | 05/25/2023 | 75736 | 8087157 | 05/25/2023
Rheem Sales Company, Inc. | Sure | S801T0504A17UHU | Federally-Regulated Consumer Product | Non-Weatherized, Non-Condensin | 1502 | 248 |  | 05/25/2023 | 50342 | 208430280 | 05/25/2023
Rheem Sales Company, Inc. | Sure | S801TA075521ZXB | Federally-Regulated Consumer Product | Non-Weatherized, Non-Condensin | 1883 | 265 |  | 05/25/2023 | 75029 | 8087169 | 05/25/2023
Rheem Sales Company, Inc. | Sure | RGEAZR060AJT10UNA | Federally-Regulated Consumer Product | Weatherized Non-Condensing Gas | 1911 | 283 |  | 05/25/2023 | 99261 | 208676581 | 05/25/2023
Rheem Sales Company, Inc. | Sure | S96TA0402317MSA | Federally-Regulated Consumer Product | Non-Weatherized, Condensing Ga | 1252 | 250 |  | 05/25/2023 | 29298 | 9950841 | 05/25/2023
Rheem Sales Company, Inc. | Sure | S96TA1002521MSA | Federally-Regulated Consumer Product | Non-Weatherized, Condensing Ga | 1930 | 280 |  | 05/25/2023 | 69202 | 9950857 | 05/25/2023
Rheem Sales Company, Inc. | Sure | S96TA1152524MSA | Federally-Regulated Consumer Product | Non-Weatherized, Condensing Ga | 1935 | 280 |  | 05/25/2023 | 78711 | 9950861 | 05/25/2023
Rheem Sales Company, Inc. | Sure | RGEAZR024AJT04XNA | Federally-Regulated Consumer Product | Weatherized Non-Condensing Gas | 1205 | 252 |  | 05/25/2023 | 40798 | 208676471 | 05/25/2023
Rheem Sales Company, Inc. | Sure | S92TA0701317MSA | Federally-Regulated Consumer Product | Non-Weatherized, Condensing Ga | 1362 | 255 |  | 05/25/2023 | 69960 | 9958607 | 05/25/2023
Rheem Sales Company, Inc. | Sure | S921V0703A17M4 | Federally-Regulated Consumer Product | Non-Weatherized, Condensing Ga | 1166 | 246 |  | 05/25/2023 | 70001 | 208676295 | 05/25/2023
Rheem Sales Company, Inc. | Sure | S802V1255A24DZNBAP | Federally-Regulated Consumer Product | Non-Weatherized, Non-Condensin | 2179 | 278 |  | 05/25/2023 | 86625 | 211774731 | 05/25/2023
Rheem Sales Company, Inc. | Sure | S801TA075417MSA | Federally-Regulated Consumer Product | Non-Weatherized, Non-Condensin | 1496 | 248 |  | 05/25/2023 | 75177 | 7490366 | 05/25/2023
Rheem Sales Company, Inc. | Sure | S951V0603A17M4 | Federally-Regulated Consumer Product | Non-Weatherized, Condensing Ga | 1356 | 249 |  | 05/25/2023 | 56054 | 208676326 | 05/25/2023
Rheem Sales Company, Inc. | Sure | RGEA14048AJT10UAA | Federally-Regulated Consumer Product | Weatherized Non-Condensing Gas | 1832 | 280 |  | 05/25/2023 | 100370 | 205965547 | 05/25/2023
Rheem Sales Company, Inc. | Sure | S801T0754A21UHN | Federally-Regulated Consumer Product | Non-Weatherized, Non-Condensin | 1634 | 254 |  | 05/25/2023 | 75736 | 208242405 | 05/25/2023
Rheem Sales Company, Inc. | Sure | S801TA075421MXA | Federally-Regulated Consumer Product | Non-Weatherized, Non-Condensin | 1634 | 254 |  | 05/25/2023 | 75736 | 8087161 | 05/25/2023
Rheem Sales Company, Inc. | Sure | S802VA075317MXA | Federally-Regulated Consumer Product | Non-Weatherized, Non-Condensin | 1458 | 246 |  | 05/25/2023 | 52564 | 7979959 | 05/25/2023
Rheem Sales Company, Inc. | Sure | S92TA0851521MSA | Federally-Regulated Consumer Product | Non-Weatherized, Condensing Ga | 1929 | 280 |  | 05/25/2023 | 84515 | 9958611 | 05/25/2023
Rheem Sales Company, Inc. | Sure | S801TA125524ZSB | Federally-Regulated Consumer Product | Non-Weatherized, Non-Condensin | 1835 | 263 |  | 05/25/2023 | 124289 | 8087181 | 05/25/2023
Rheem Sales Company, Inc. | Sure | S951V0855A21M4 | Federally-Regulated Consumer Product | Non-Weatherized, Condensing Ga | 1851 | 246 |  | 05/25/2023 | 84247 | 208676329 | 05/25/2023
Rheem Sales Company, Inc. | Sure | S802VA075421ZXB | Federally-Regulated Consumer Product | Non-Weatherized, Non-Condensin | 2017 | 271 |  | 05/25/2023 | 52471 | 8087215 | 05/25/2023
Rheem Sales Company, Inc. | Sure | RGEA14048AJT08UAA | Federally-Regulated Consumer Product | Weatherized Non-Condensing Gas | 2026 | 288 |  | 05/25/2023 | 80019 | 205965546 | 05/25/2023
Rheem Sales Company, Inc. | Sure | RGEAZS036ACV102CA | Federally-Regulated Consumer Product | Weatherized Non-Condensing Gas | 1707 | 268 |  | 05/25/2023 | 75935 | 211726904 | 05/25/2023
Rheem Sales Company, Inc. | Sure | S97VA070M317KSA | Federally-Regulated Consumer Product | Non-Weatherized, Condensing Ga | 1282 | 251 |  | 05/25/2023 | 28494 | 202356691 | 05/25/2023
Rheem Sales Company, Inc. | Sure | S802TA050314MXA | Federally-Regulated Consumer Product | Non-Weatherized, Non-Condensin | 1260 | 237 |  | 05/25/2023 | 35654 | 204099260 | 05/25/2023
Rheem Sales Company, Inc. | Sure | S801TA075417MXA | Federally-Regulated Consumer Product | Non-Weatherized, Non-Condensin | 1496 | 248 |  | 05/25/2023 | 75177 | 7490375 | 05/25/2023
Rheem Sales Company, Inc. | Sure | S951T0403A17M4 | Federally-Regulated Consumer Product | Non-Weatherized, Condensing Ga | 1107 | 244 |  | 05/25/2023 | 41877 | 208663421 | 05/25/2023
Rheem Sales Company, Inc. | Sure | S921V0705A21M4 | Federally-Regulated Consumer Product | Non-Weatherized, Condensing Ga | 1835 | 248 |  | 05/25/2023 | 69808 | 208676296 | 05/25/2023
Rheem Sales Company, Inc. | Sure | RGEAZR060AJT101NA | Federally-Regulated Consumer Product | Weatherized Non-Condensing Gas | 2131 | 293 |  | 05/25/2023 | 101980 | 208676461 | 05/25/2023
Rheem Sales Company, Inc. | Sure | S801V1005A21UH | Federally-Regulated Consumer Product | Non-Weatherized, Non-Condensin | 2027 | 188 |  | 05/25/2023 | 100725 | 208665968 | 05/25/2023
Rheem Sales Company, Inc. | Sure | S92TA1001521MSA | Federally-Regulated Consumer Product | Non-Weatherized, Condensing Ga | 2066 | 286 |  | 05/25/2023 | 98023 | 9958615 | 05/25/2023
Rheem Sales Company, Inc. | Sure | S802TA125524MXA | Federally-Regulated Consumer Product | Non-Weatherized, Non-Condensin | 1899 | 266 |  | 05/25/2023 | 87546 | 204099278 | 05/25/2023
Rheem Sales Company, Inc. | Sure | RGEAZR024AJT06XNA | Federally-Regulated Consumer Product | Weatherized Non-Condensing Gas | 1270 | 255 |  | 05/25/2023 | 61123 | 208676481 | 05/25/2023
Rheem Sales Company, Inc. | Sure | RGECZR048AJT07**C | Federally-Regulated Consumer Product | Weatherized Non-Condensing Gas | 1873 | 167 |  | 05/25/2023 | 52596 | 210279540 | 05/25/2023
Rheem Sales Company, Inc. | Sure | S96VA0402317MSA | Federally-Regulated Consumer Product | Non-Weatherized, Condensing Ga | 1248 | 250 |  | 05/25/2023 | 29623 | 7502133 | 05/25/2023
Rheem Sales Company, Inc. | Sure | S802V0755A21UHS | Federally-Regulated Consumer Product | Non-Weatherized, Non-Condensin | 1718 | 258 |  | 05/25/2023 | 52500 | 208243300 | 05/25/2023
Rheem Sales Company, Inc. | Sure | S921V0855A21M4 | Federally-Regulated Consumer Product | Non-Weatherized, Condensing Ga | 1851 | 246 |  | 05/25/2023 | 84247 | 208676297 | 05/25/2023
Rheem Sales Company, Inc. | Sure | RGECZR048AJT12**C | Federally-Regulated Consumer Product | Weatherized Non-Condensing Gas | 1902 | 259 |  | 05/25/2023 | 84032 | 210279544 | 05/25/2023
Rheem Sales Company, Inc. | Sure | S801TA100521ZSB | Federally-Regulated Consumer Product | Non-Weatherized, Non-Condensin | 1895 | 265 |  | 05/25/2023 | 100302 | 8087173 | 05/25/2023
Rheem Sales Company, Inc. | Sure | RGEAZR030AJT081NA | Federally-Regulated Consumer Product | Weatherized Non-Condensing Gas | 1216 | 253 |  | 05/25/2023 | 80365 | 208676416 | 05/25/2023
Rheem Sales Company, Inc. | Sure | RGEAZR030AJT04XNA | Federally-Regulated Consumer Product | Weatherized Non-Condensing Gas | 1342 | 258 |  | 05/25/2023 | 39842 | 208676496 | 05/25/2023
Rheem Sales Company, Inc. | Sure | RGEA15030AJV081AB | Federally-Regulated Consumer Product | Weatherized Non-Condensing Gas | 1402 | 261 |  | 05/25/2023 | 80658 | 203404535 | 05/25/2023
Rheem Sales Company, Inc. | Sure | S951V0703A17M4 | Federally-Regulated Consumer Product | Non-Weatherized, Condensing Ga | 1166 | 246 |  | 05/25/2023 | 70001 | 208676327 | 05/25/2023
Rheem Sales Company, Inc. | Sure | S802TA150524MXA | Federally-Regulated Consumer Product | Non-Weatherized, Non-Condensin | 2092 | 274 |  | 05/25/2023 | 104565 | 204099281 | 05/25/2023
Rheem Sales Company, Inc. | Sure | S921T0705A21M4 | Federally-Regulated Consumer Product | Non-Weatherized, Condensing Ga | 1983 | 282 |  | 05/25/2023 | 70360 | 208663457 | 05/25/2023
Rheem Sales Company, Inc. | Sure | RGEAZR042AJT101NA | Federally-Regulated Consumer Product | Weatherized Non-Condensing Gas | 1774 | 277 |  | 05/25/2023 | 100987 | 208676441 | 05/25/2023
Rheem Sales Company, Inc. | Sure | S92TA0401317MSA | Federally-Regulated Consumer Product | Non-Weatherized, Condensing Ga | 1107 | 244 |  | 05/25/2023 | 41877 | 9958599 | 05/25/2023
Rheem Sales Company, Inc. | Sure | S951T1155A24M4 | Federally-Regulated Consumer Product | Non-Weatherized, Condensing Ga | 2041 | 285 |  | 05/25/2023 | 111488 | 208663353 | 05/25/2023
Rheem Sales Company, Inc. | Sure | S802V1505A24UHN | Federally-Regulated Consumer Product | Non-Weatherized, Non-Condensin | 2092 | 274 |  | 05/25/2023 | 104565 | 208243583 | 05/25/2023
Rheem Sales Company, Inc. | Sure | RGEA15030AJV06XAB | Federally-Regulated Consumer Product | Weatherized Non-Condensing Gas | 1402 | 261 |  | 05/25/2023 | 80658 | 203404531 | 05/25/2023
Rheem Sales Company, Inc. | Sure | S921T0855A21M4 | Federally-Regulated Consumer Product | Non-Weatherized, Condensing Ga | 1929 | 280 |  | 05/25/2023 | 84515 | 208663458 | 05/25/2023
Rheem Sales Company, Inc. | Sure | RGEAZR024AJT06UNA | Federally-Regulated Consumer Product | Weatherized Non-Condensing Gas | 1236 | 253 |  | 05/25/2023 | 61566 | 208676476 | 05/25/2023
Rheem Sales Company, Inc. | Sure | S802VA100521ZSB | Federally-Regulated Consumer Product | Non-Weatherized, Non-Condensin | 2291 | 283 |  | 05/25/2023 | 70210 | 8087220 | 05/25/2023
Rheem Sales Company, Inc. | Sure | S801CA100521ZXA | Federally-Regulated Consumer Product | Non-Weatherized, Non-Condensin | 1895 | 265 |  | 05/25/2023 | 100302 | 203327179 | 05/25/2023
Rheem Sales Company, Inc. | Sure | RGECZR036AJT10**C | Federally-Regulated Consumer Product | Weatherized Non-Condensing Gas | 1576 | 218 |  | 05/25/2023 | 100764 | 210279536 | 05/25/2023
Rheem Sales Company, Inc. | Sure | S802V1005A21UHN | Federally-Regulated Consumer Product | Non-Weatherized, Non-Condensin | 1905 | 266 |  | 05/25/2023 | 70000 | 208243315 | 05/25/2023
Rheem Sales Company, Inc. | Sure | S802V1505A24UHS | Federally-Regulated Consumer Product | Non-Weatherized, Non-Condensin | 2092 | 274 |  | 05/25/2023 | 104565 | 208243581 | 05/25/2023
Rheem Sales Company, Inc. | Sure | RGECZR048AJT12**A | Federally-Regulated Consumer Product | Weatherized Non-Condensing Gas | 1902 | 259 |  | 05/25/2023 | 84032 | 203473669 | 05/25/2023
Rheem Sales Company, Inc. | Sure | RGEAZR036AJT081NA | Federally-Regulated Consumer Product | Weatherized Non-Condensing Gas | 1387 | 260 |  | 05/25/2023 | 80632 | 208676426 | 05/25/2023
Rheem Sales Company, Inc. | Sure | S802TA075317MXA | Federally-Regulated Consumer Product | Non-Weatherized, Non-Condensin | 1539 | 250 |  | 05/25/2023 | 52505 | 204099263 | 05/25/2023
Rheem Sales Company, Inc. | Sure | RGEAZR030AJT08XNA | Federally-Regulated Consumer Product | Weatherized Non-Condensing Gas | 1216 | 253 |  | 05/25/2023 | 80365 | 208676511 | 05/25/2023
Rheem Sales Company, Inc. | Sure | RGEAZR048AJT08XNA | Federally-Regulated Consumer Product | Weatherized Non-Condensing Gas | 1847 | 280 |  | 05/25/2023 | 80515 | 208676561 | 05/25/2023
Rheem Sales Company, Inc. | Sure | RGEA15048AJV10XAB | Federally-Regulated Consumer Product | Weatherized Non-Condensing Gas | 1720 | 275 |  | 05/25/2023 | 99897 | 203404599 | 05/25/2023
Rheem Sales Company, Inc. | Sure | S962V0603A17M4S | Federally-Regulated Consumer Product | Non-Weatherized, Condensing Ga | 1372 | 255 |  | 05/25/2023 | 37932 | 208243319 | 05/25/2023
Rheem Sales Company, Inc. | Sure | S921V1005A21M4 | Federally-Regulated Consumer Product | Non-Weatherized, Condensing Ga | 2153 | 271 |  | 05/25/2023 | 98911 | 208676298 | 05/25/2023
Rheem Sales Company, Inc. | Sure | RGEA15048AJV101AB | Federally-Regulated Consumer Product | Weatherized Non-Condensing Gas | 1720 | 275 |  | 05/25/2023 | 99897 | 203404595 | 05/25/2023
Rheem Sales Company, Inc. | Sure | RGEAZR048AJT10XNA | Federally-Regulated Consumer Product | Weatherized Non-Condensing Gas | 2001 | 287 |  | 05/25/2023 | 101705 | 208676571 | 05/25/2023
Rheem Sales Company, Inc. | Sure | S802TA100521MSA | Federally-Regulated Consumer Product | Non-Weatherized, Non-Condensin | 1952 | 268 |  | 05/25/2023 | 70078 | 204007879 | 05/25/2023
Rheem Sales Company, Inc. | Sure | S802VA125524MXA | Federally-Regulated Consumer Product | Non-Weatherized, Non-Condensin | 2073 | 273 |  | 05/25/2023 | 87500 | 7979996 | 05/25/2023
Rheem Sales Company, Inc. | Sure | S801TA125524MXA | Federally-Regulated Consumer Product | Non-Weatherized, Non-Condensin | 1991 | 270 |  | 05/25/2023 | 123598 | 7490418 | 05/25/2023
Rheem Sales Company, Inc. | Sure | S96TA0852521MSA | Federally-Regulated Consumer Product | Non-Weatherized, Condensing Ga | 2115 | 288 |  | 05/25/2023 | 58240 | 9950853 | 05/25/2023
Rheem Sales Company, Inc. | Sure | S802TA075417MXA | Federally-Regulated Consumer Product | Non-Weatherized, Non-Condensin | 1884 | 265 |  | 05/25/2023 | 52545 | 204099267 | 05/25/2023
Rheem Sales Company, Inc. | Sure | S802VA125524ZXB | Federally-Regulated Consumer Product | Non-Weatherized, Non-Condensin | 2322 | 284 |  | 05/25/2023 | 87684 | 8087235 | 05/25/2023
Rheem Sales Company, Inc. | Sure | S921V0403A17M4 | Federally-Regulated Consumer Product | Non-Weatherized, Condensing Ga | 1292 | 228 |  | 05/25/2023 | 42494 | 208676293 | 05/25/2023
Rheem Sales Company, Inc. | Sure | S801TA050417MUA | Federally-Regulated Consumer Product | Non-Weatherized, Non-Condensin | 1502 | 248 |  | 05/25/2023 | 50342 | 204501682 | 05/25/2023
Rheem Sales Company, Inc. | Sure | S801T0503A14UHS | Federally-Regulated Consumer Product | Non-Weatherized, Non-Condensin | 1388 | 243 |  | 05/25/2023 | 49660 | 208242398 | 05/25/2023
Rheem Sales Company, Inc. | Sure | S801TB100521MUA | Federally-Regulated Consumer Product | Non-Weatherized, Non-Condensin | 2096 | 274 |  | 05/25/2023 | 100583 | 204501688 | 05/25/2023
Rheem Sales Company, Inc. | Sure | S802VA100521MSA | Federally-Regulated Consumer Product | Non-Weatherized, Non-Condensin | 1905 | 266 |  | 05/25/2023 | 70000 | 7979979 | 05/25/2023
Rheem Sales Company, Inc. | Sure | S98VB115M524USA | Federally-Regulated Consumer Product | Non-Weatherized, Condensing Ga | 1971 | 282 |  | 05/25/2023 | 44499 | 202356697 | 05/25/2023
Rheem Sales Company, Inc. | Sure | S801CA100521MSA | Federally-Regulated Consumer Product | Non-Weatherized, Non-Condensin | 1812 | 262 |  | 05/25/2023 | 99863 | 203327152 | 05/25/2023
Rheem Sales Company, Inc. | Sure | S802TA100521MXA | Federally-Regulated Consumer Product | Non-Weatherized, Non-Condensin | 1952 | 268 |  | 05/25/2023 | 70078 | 204099274 | 05/25/2023
Nordyne, LLC | Airtemp | VG7TE-115D-E45DP | Federally-Regulated Consumer Product | Non-Weatherized, Condensing Ga | 1999 | 283 |  | 05/25/2023 | 74875 | 207465505 | 05/25/2023
Nordyne, LLC | Airtemp | VG7TE-115D-V45DP | Federally-Regulated Consumer Product | Non-Weatherized, Condensing Ga | 1999 | 283 |  | 05/25/2023 | 74875 | 207465506 | 05/25/2023
Nordyne, LLC | Airtemp | VR8GE-X60K120C1 | Federally-Regulated Consumer Product | Weatherized Non-Condensing Gas | 2073 | 290 |  | 05/25/2023 | 119379 | 204093464 | 05/25/2023
Nordyne, LLC | Airtemp | R104GD-024K055U | Federally-Regulated Consumer Product | Weatherized Non-Condensing Gas | 1304 | 240 |  | 05/25/2023 | 55721 | 209551651 | 05/25/2023
Nordyne, LLC | Airtemp | VR104GD-048K120C | Federally-Regulated Consumer Product | Weatherized Non-Condensing Gas | 1526 | 266 |  | 05/25/2023 | 121831 | 209335135 | 05/25/2023
Nordyne, LLC | Airtemp | VG7SD-072D-T35C1 | Federally-Regulated Consumer Product | Non-Weatherized, Condensing Ga | 1826 | 275 |  | 05/25/2023 | 72142 | 205309146 | 05/25/2023
Nordyne, LLC | Airtemp | VR8GE-X60K100U1 | Federally-Regulated Consumer Product | Weatherized Non-Condensing Gas | 2041 | 289 |  | 05/25/2023 | 101000 | 207338329 | 05/25/2023
Nordyne, LLC | Airtemp | VG7SA-090C-T35CP | Federally-Regulated Consumer Product | Non-Weatherized, Non-Condensin | 1992 | 270 |  | 05/25/2023 | 85266 | 207465518 | 05/25/2023
Nordyne, LLC | Airtemp | VR8GE-030K072C1 | Federally-Regulated Consumer Product | Weatherized Non-Condensing Gas | 1280 | 255 |  | 05/25/2023 | 71272 | 204093463 | 05/25/2023
Nordyne, LLC | Airtemp | VR8GE-042K100U1 | Federally-Regulated Consumer Product | Weatherized Non-Condensing Gas | 1913 | 275 |  | 05/25/2023 | 100561 | 207338327 | 05/25/2023
Nordyne, LLC | Airtemp | VG7TN-060D-E24BP | Federally-Regulated Consumer Product | Non-Weatherized, Condensing Ga | 1304 | 252 |  | 05/25/2023 | 39517 | 207465496 | 05/25/2023
Nordyne, LLC | Airtemp | R104GD-030K070U | Federally-Regulated Consumer Product | Weatherized Non-Condensing Gas | 1655 | 264 |  | 05/25/2023 | 69854 | 209551652 | 05/25/2023
Nordyne, LLC | Airtemp | VR104GD-030K045C | Federally-Regulated Consumer Product | Weatherized Non-Condensing Gas | 1024 | 244 |  | 05/25/2023 | 45216 | 209335126 | 05/25/2023
Nordyne, LLC | Airtemp | VG7TC-080D-E35CP | Federally-Regulated Consumer Product | Non-Weatherized, Condensing Ga | 1686 | 269 |  | 05/25/2023 | 51925 | 207465489 | 05/25/2023
Nordyne, LLC | Airtemp | VG7SC-108*-T45D1 | Federally-Regulated Consumer Product | Non-Weatherized, Condensing Ga | 1956 | 281 |  | 05/25/2023 | 107378 | 205309150 | 05/25/2023
Nordyne, LLC | Airtemp | VG7TE-080D-E35CP | Federally-Regulated Consumer Product | Non-Weatherized, Condensing Ga | 1764 | 273 |  | 05/25/2023 | 52933 | 207465493 | 05/25/2023
Nordyne, LLC | Airtemp | VG7TC-120D-E45DP | Federally-Regulated Consumer Product | Non-Weatherized, Condensing Ga | 2160 | 290 |  | 05/25/2023 | 77603 | 207465491 | 05/25/2023
Nordyne, LLC | Airtemp | VG8SD-070U-T24B* | Federally-Regulated Consumer Product | Non-Weatherized, Condensing Ga | 1626 | 267 |  | 05/25/2023 | 68900 | 207167665 | 05/25/2023
Nordyne, LLC | Airtemp | VR104GD-048K096C | Federally-Regulated Consumer Product | Weatherized Non-Condensing Gas | 1818 | 279 |  | 05/25/2023 | 95561 | 209335133 | 05/25/2023
Nordyne, LLC | Airtemp | VR8GE-024K072C1 | Federally-Regulated Consumer Product | Weatherized Non-Condensing Gas | 1280 | 255 |  | 05/25/2023 | 71272 | 204093462 | 05/25/2023
Nordyne, LLC | Airtemp | VG7SC-120*-T45DP | Federally-Regulated Consumer Product | Non-Weatherized, Condensing Ga | 2047 | 272 |  | 05/25/2023 | 120160 | 207769517 | 05/25/2023
Nordyne, LLC | Airtemp | VG7TE-060D-E24BP | Federally-Regulated Consumer Product | Non-Weatherized, Condensing Ga | 1315 | 252 |  | 05/25/2023 | 38212 | 207465492 | 05/25/2023
Nordyne, LLC | Airtemp | VR8GE-036K070U1 | Federally-Regulated Consumer Product | Weatherized Non-Condensing Gas | 1655 | 264 |  | 05/25/2023 | 69854 | 207338326 | 05/25/2023
Nordyne, LLC | Airtemp | VG7SK-054C-T23AP | Federally-Regulated Consumer Product | Non-Weatherized, Non-Condensin | 1338 | 241 |  | 05/25/2023 | 52857 | 207465515 | 05/25/2023
Nordyne, LLC | Airtemp | VG8SA-055U-T23AP | Federally-Regulated Consumer Product | Non-Weatherized, Non-Condensin | 1100 | 230 |  | 05/25/2023 | 54989 | 207465511 | 05/25/2023
Nordyne, LLC | Airtemp | VG7SA-045C-T23AP | Federally-Regulated Consumer Product | Non-Weatherized, Non-Condensin | 1249 | 235 |  | 05/25/2023 | 45676 | 207465525 | 05/25/2023
Nordyne, LLC | Airtemp | VR8GE-X60K096C1 | Federally-Regulated Consumer Product | Weatherized Non-Condensing Gas | 2028 | 288 |  | 05/25/2023 | 94398 | 204093467 | 05/25/2023
Nordyne, LLC | Airtemp | VG7SC-108*-T45DP | Federally-Regulated Consumer Product | Non-Weatherized, Condensing Ga | 1956 | 281 |  | 05/25/2023 | 107378 | 207769516 | 05/25/2023
Nordyne, LLC | Airtemp | VR104GD-024K072C | Federally-Regulated Consumer Product | Weatherized Non-Condensing Gas | 1280 | 255 |  | 05/25/2023 | 71272 | 209335124 | 05/25/2023
Nordyne, LLC | Airtemp | VG8SA-070U-T24BP | Federally-Regulated Consumer Product | Non-Weatherized, Non-Condensin | 1597 | 252 |  | 05/25/2023 | 70859 | 207465514 | 05/25/2023
Nordyne, LLC | Airtemp | VG7TN-100D-E35CP | Federally-Regulated Consumer Product | Non-Weatherized, Condensing Ga | 1711 | 270 |  | 05/25/2023 | 65214 | 207465498 | 05/25/2023
Nordyne, LLC | Airtemp | VG7TE-080D-V35CP | Federally-Regulated Consumer Product | Non-Weatherized, Condensing Ga | 1798 | 274 |  | 05/25/2023 | 74070 | 207465494 | 05/25/2023
Nordyne, LLC | Airtemp | VG7SC-072D-T24BP | Federally-Regulated Consumer Product | Non-Weatherized, Condensing Ga | 1603 | 266 |  | 05/25/2023 | 71640 | 207769480 | 05/25/2023
Nordyne, LLC | Airtemp | VG7TE-060D-V24BP | Federally-Regulated Consumer Product | Non-Weatherized, Condensing Ga | 1334 | 254 |  | 05/25/2023 | 38697 | 207465504 | 05/25/2023
Nordyne, LLC | Airtemp | VG7SC-038*-T23AP | Federally-Regulated Consumer Product | Non-Weatherized, Condensing Ga | 1252 | 250 |  | 05/25/2023 | 37844 | 207776276 | 05/25/2023
Nordyne, LLC | Airtemp | VG7SA-126C-T45DP | Federally-Regulated Consumer Product | Non-Weatherized, Non-Condensin | 2213 | 279 |  | 05/25/2023 | 120195 | 207769479 | 05/25/2023
Nordyne, LLC | Airtemp | VG7SD-090D-T35CP | Federally-Regulated Consumer Product | Non-Weatherized, Condensing Ga | 1982 | 282 |  | 05/25/2023 | 86025 | 207465503 | 05/25/2023
Nordyne, LLC | Airtemp | VG7SK-090C-T24BP | Federally-Regulated Consumer Product | Non-Weatherized, Non-Condensin | 1564 | 251 |  | 05/25/2023 | 90265 | 207465519 | 05/25/2023
Nordyne, LLC | Airtemp | VG7SC-090D-T35CP | Federally-Regulated Consumer Product | Non-Weatherized, Condensing Ga | 1980 | 282 |  | 05/25/2023 | 90343 | 207465520 | 05/25/2023
Nordyne, LLC | Airtemp | VG7SD-054D-T24BP | Federally-Regulated Consumer Product | Non-Weatherized, Condensing Ga | 1478 | 260 |  | 05/25/2023 | 54229 | 207465500 | 05/25/2023
Nordyne, LLC | Airtemp | VG7TC-100D-E35CP | Federally-Regulated Consumer Product | Non-Weatherized, Condensing Ga | 1763 | 273 |  | 05/25/2023 | 64473 | 207465490 | 05/25/2023
Nordyne, LLC | Airtemp | VG7SC-072*-T35CP | Federally-Regulated Consumer Product | Non-Weatherized, Condensing Ga | 1360 | 255 |  | 05/25/2023 | 72522 | 207769515 | 05/25/2023
Nordyne, LLC | Airtemp | VG7SA-072C-T24BP | Federally-Regulated Consumer Product | Non-Weatherized, Non-Condensin | 1457 | 246 |  | 05/25/2023 | 69586 | 207465521 | 05/25/2023
Nordyne, LLC | Airtemp | VG7TA-100C-E35CP | Federally-Regulated Consumer Product | Non-Weatherized, Non-Condensin | 1668 | 255 |  | 05/25/2023 | 63969 | 207465510 | 05/25/2023
Nordyne, LLC | Airtemp | VG7SD-038D-T24BP | Federally-Regulated Consumer Product | Non-Weatherized, Condensing Ga | 1486 | 260 |  | 05/25/2023 | 37931 | 207465502 | 05/25/2023
Nordyne, LLC | Airtemp | VG7TA-060C-E23AP | Federally-Regulated Consumer Product | Non-Weatherized, Non-Condensin | 1266 | 238 |  | 05/25/2023 | 39577 | 207465527 | 05/25/2023
Nordyne, LLC | Airtemp | VG7TE-035D-E23AP | Federally-Regulated Consumer Product | Non-Weatherized, Condensing Ga | 1240 | 250 |  | 05/25/2023 | 22621 | 207465508 | 05/25/2023
Nordyne, LLC | Airtemp | VG7TE-100D-V35CP | Federally-Regulated Consumer Product | Non-Weatherized, Condensing Ga | 1819 | 275 |  | 05/25/2023 | 65338 | 207769521 | 05/25/2023
Nordyne, LLC | Airtemp | VG7TN-115D-E45DP | Federally-Regulated Consumer Product | Non-Weatherized, Condensing Ga | 2198 | 292 |  | 05/25/2023 | 75317 | 207465499 | 05/25/2023
Nordyne, LLC | Airtemp | VG7SA-072C-T35CP | Federally-Regulated Consumer Product | Non-Weatherized, Non-Condensin | 1719 | 257 |  | 05/25/2023 | 73962 | 207465523 | 05/25/2023
Nordyne, LLC | Airtemp | VR104GD-036K072C | Federally-Regulated Consumer Product | Weatherized Non-Condensing Gas | 1032 | 244 |  | 05/25/2023 | 72437 | 209335128 | 05/25/2023
Nordyne, LLC | Airtemp | VG8SA-100U-T35CP | Federally-Regulated Consumer Product | Non-Weatherized, Non-Condensin | 2074 | 273 |  | 05/25/2023 | 101887 | 207769491 | 05/25/2023
Nordyne, LLC | Airtemp | VR8GE-036K072C1 | Federally-Regulated Consumer Product | Weatherized Non-Condensing Gas | 1349 | 258 |  | 05/25/2023 | 72437 | 204093466 | 05/25/2023
Nordyne, LLC | Airtemp | VG7SK-108C-T35CP | Federally-Regulated Consumer Product | Non-Weatherized, Non-Condensin | 2216 | 280 |  | 05/25/2023 | 109081 | 207465522 | 05/25/2023
Nordyne, LLC | Airtemp | VG7SD-108D-T45DP | Federally-Regulated Consumer Product | Non-Weatherized, Condensing Ga | 2046 | 272 |  | 05/25/2023 | 107992 | 207465501 | 05/25/2023
Nordyne, LLC | Airtemp | VR8GE-024K055U1 | Federally-Regulated Consumer Product | Weatherized Non-Condensing Gas | 1304 | 240 |  | 05/25/2023 | 55721 | 207338324 | 05/25/2023
Nordyne, LLC | Airtemp | VG7SK-072C-T24BP | Federally-Regulated Consumer Product | Non-Weatherized, Non-Condensin | 1723 | 258 |  | 05/25/2023 | 73937 | 207465524 | 05/25/2023
Nordyne, LLC | Airtemp | VG7TN-080D-E35CP | Federally-Regulated Consumer Product | Non-Weatherized, Condensing Ga | 1718 | 271 |  | 05/25/2023 | 52461 | 207465497 | 05/25/2023
Nordyne, LLC | Airtemp | VG7SA-054C-T23AP | Federally-Regulated Consumer Product | Non-Weatherized, Non-Condensin | 1278 | 238 |  | 05/25/2023 | 52950 | 207465513 | 05/25/2023
Nordyne, LLC | Airtemp | VR8GE-030K070U1 | Federally-Regulated Consumer Product | Weatherized Non-Condensing Gas | 1655 | 264 |  | 05/25/2023 | 69854 | 207338325 | 05/25/2023
Nordyne, LLC | Airtemp | VG7TA-060C-E23A1 | Federally-Regulated Consumer Product | Non-Weatherized, Non-Condensin | 1266 | 238 |  | 05/25/2023 | 39577 | 207071434 | 05/25/2023
Nordyne, LLC | Airtemp | R104GD-X60K100U | Federally-Regulated Consumer Product | Weatherized Non-Condensing Gas | 2041 | 289 |  | 05/25/2023 | 101000 | 209551656 | 05/25/2023
Nordyne, LLC | Airtemp | VG7SK-126C-T45DP | Federally-Regulated Consumer Product | Non-Weatherized, Non-Condensin | 1904 | 266 |  | 05/25/2023 | 119921 | 207465526 | 05/25/2023
Nordyne, LLC | Airtemp | VR104GD-030K072C | Federally-Regulated Consumer Product | Weatherized Non-Condensing Gas | 1280 | 255 |  | 05/25/2023 | 71272 | 209335127 | 05/25/2023
Nordyne, LLC | Airtemp | VR104GD-X60K096C | Federally-Regulated Consumer Product | Weatherized Non-Condensing Gas | 2066 | 290 |  | 05/25/2023 | 94398 | 209335136 | 05/25/2023
Nordyne, LLC | Airtemp | VG7SA-108C-T35CP | Federally-Regulated Consumer Product | Non-Weatherized, Non-Condensin | 2230 | 238 |  | 05/25/2023 | 108250 | 207465516 | 05/25/2023
Nordyne, LLC | Airtemp | VR104GD-024K045C | Federally-Regulated Consumer Product | Weatherized Non-Condensing Gas | 1024 | 244 |  | 05/25/2023 | 45216 | 209335123 | 05/25/2023
Nordyne, LLC | Airtemp | VG7TC-060D-E24BP | Federally-Regulated Consumer Product | Non-Weatherized, Condensing Ga | 1222 | 249 |  | 05/25/2023 | 39014 | 207465488 | 05/25/2023
Nordyne, LLC | Airtemp | R104GD-042K100U | Federally-Regulated Consumer Product | Weatherized Non-Condensing Gas | 1913 | 275 |  | 05/25/2023 | 100561 | 209551654 | 05/25/2023
Nordyne, LLC | Airtemp | VG7SD-072D-T35CP | Federally-Regulated Consumer Product | Non-Weatherized, Condensing Ga | 1826 | 275 |  | 05/25/2023 | 72142 | 207769486 | 05/25/2023
Nordyne, LLC | Airtemp | VG7TE-100D-E35CP | Federally-Regulated Consumer Product | Non-Weatherized, Condensing Ga | 1783 | 273 |  | 05/25/2023 | 64758 | 207465495 | 05/25/2023
Nordyne, LLC | Airtemp | VR8GE-024K045C1 | Federally-Regulated Consumer Product | Weatherized Non-Condensing Gas | 1024 | 244 |  | 05/25/2023 | 45216 | 204093465 | 05/25/2023
Nordyne, LLC | Airtemp | VG7SA-090C-T24BP | Federally-Regulated Consumer Product | Non-Weatherized, Non-Condensin | 1544 | 250 |  | 05/25/2023 | 89091 | 207465512 | 05/25/2023
Nordyne, LLC | Airtemp | VR8GE-048K100U1 | Federally-Regulated Consumer Product | Weatherized Non-Condensing Gas | 1913 | 275 |  | 05/25/2023 | 100561 | 207338328 | 05/25/2023
Nordyne, LLC | Airtemp | R104GD-048K100U | Federally-Regulated Consumer Product | Weatherized Non-Condensing Gas | 2128 | 293 |  | 05/25/2023 | 100965 | 209551655 | 05/25/2023
Carrier Corp. - Indianapolis | Kenmore | PGD442060K**1G* | Federally-Regulated Consumer Product | Weatherized Non-Condensing Gas | 1514 | 266 |  | 05/25/2023 | 60394 | 204038302 | 05/25/2023
Carrier Corp. - Indianapolis | Kenmore | PDD448090K**1K* | Federally-Regulated Consumer Product | Weatherized Non-Condensing Gas | 2142 | 293 |  | 05/25/2023 | 90607 | 210589604 | 05/25/2023
Carrier Corp. - Indianapolis | Kenmore | N80MSL0901714A | Federally-Regulated Consumer Product | Non-Weatherized, Non-Condensin | 1592 | 252 |  | 05/25/2023 | 88547 | 211780108 | 05/25/2023
Carrier Corp. - Indianapolis | Kenmore | N96MSN1002122A | Federally-Regulated Consumer Product | Non-Weatherized, Condensing Ga | 2283 | 295 |  | 05/25/2023 | 100454 | 211779410 | 05/25/2023
Carrier Corp. - Indianapolis | Kenmore | N80MSL1102420A | Federally-Regulated Consumer Product | Non-Weatherized, Non-Condensin | 2053 | 272 |  | 05/25/2023 | 110206 | 211780112 | 05/25/2023
Carrier Corp. - Indianapolis | Kenmore | N96MSN0401410A | Federally-Regulated Consumer Product | Non-Weatherized, Condensing Ga | 1017 | 240 |  | 05/25/2023 | 40102 | 211779176 | 05/25/2023
Carrier Corp. - Indianapolis | Kenmore | N96MSN0601716A*D | Federally-Regulated Consumer Product | Non-Weatherized, Condensing Ga | 1611 | 266 |  | 05/25/2023 | 59946 | 211779311 | 05/25/2023
Carrier Corp. - Indianapolis | Kenmore | N80MSL1352420A* | Federally-Regulated Consumer Product | Non-Weatherized, Non-Condensin | 1907 | 266 |  | 05/25/2023 | 131914 | 211780228 | 05/25/2023
Carrier Corp. - Indianapolis | Kenmore | N96MSN0401410A**D | Federally-Regulated Consumer Product | Mobile Home Non-Weatherized, C | 1017 | 240 |  | 05/25/2023 | 40102 | 211779194 | 05/25/2023
Carrier Corp. - Indianapolis | Kenmore | N95MSU1002122A | Federally-Regulated Consumer Product | Non-Weatherized, Condensing Ga | 2338 | 298 |  | 05/25/2023 | 100165 | 211781318 | 05/25/2023
Carrier Corp. - Indianapolis | Kenmore | N80MSL0902116A* | Federally-Regulated Consumer Product | Non-Weatherized, Non-Condensin | 1569 | 251 |  | 05/25/2023 | 87754 | 211780224 | 05/25/2023
Carrier Corp. - Indianapolis | Kenmore | N92ESN0601714A | Federally-Regulated Consumer Product | Non-Weatherized, Condensing Ga | 1205 | 248 |  | 05/25/2023 | 60119 | 203359750 | 05/25/2023
Carrier Corp. - Indianapolis | Kenmore | PGR536060K**1G* | Federally-Regulated Consumer Product | Weatherized Non-Condensing Gas | 1413 | 261 |  | 05/25/2023 | 39780 | 204038353 | 05/25/2023
Carrier Corp. - Indianapolis | Kenmore | N96MSN0802120A*D | Federally-Regulated Consumer Product | Non-Weatherized, Condensing Ga | 2169 | 290 |  | 05/25/2023 | 79638 | 211779365 | 05/25/2023
Carrier Corp. - Indianapolis | Kenmore | N80MSL1552420A* | Federally-Regulated Consumer Product | Non-Weatherized, Non-Condensin | 2004 | 270 |  | 05/25/2023 | 153757 | 211780229 | 05/25/2023
Carrier Corp. - Indianapolis | Kenmore | N92ESN1002120A | Federally-Regulated Consumer Product | Non-Weatherized, Condensing Ga | 1821 | 275 |  | 05/25/2023 | 99460 | 203359850 | 05/25/2023
Carrier Corp. - Indianapolis | Kenmore | N96MSN1002120A*D | Federally-Regulated Consumer Product | Non-Weatherized, Condensing Ga | 2215 | 292 |  | 05/25/2023 | 99728 | 211779401 | 05/25/2023
Carrier Corp. - Indianapolis | Kenmore | N80MSL1552420A | Federally-Regulated Consumer Product | Non-Weatherized, Non-Condensin | 2004 | 270 |  | 05/25/2023 | 153757 | 211780114 | 05/25/2023
Carrier Corp. - Indianapolis | Kenmore | N95MSU1002120A | Federally-Regulated Consumer Product | Non-Weatherized, Condensing Ga | 2049 | 285 |  | 05/25/2023 | 100109 | 211781308 | 05/25/2023
Carrier Corp. - Indianapolis | Kenmore | N96MSN1002120A**D | Federally-Regulated Consumer Product | Mobile Home Non-Weatherized, C | 2215 | 292 |  | 05/25/2023 | 99728 | 211779392 | 05/25/2023
Carrier Corp. - Indianapolis | Kenmore | N92MSN1002120A* | Federally-Regulated Consumer Product | Mobile Home Non-Weatherized, C | 1931 | 280 |  | 05/25/2023 | 100411 | 211778967 | 05/25/2023
Carrier Corp. - Indianapolis | Kenmore | N92MSN0802120A* | Federally-Regulated Consumer Product | Mobile Home Non-Weatherized, C | 2018 | 284 |  | 05/25/2023 | 81104 | 211778949 | 05/25/2023
Carrier Corp. - Indianapolis | Kenmore | N95MSU0401712A | Federally-Regulated Consumer Product | Non-Weatherized, Condensing Ga | 1244 | 250 |  | 05/25/2023 | 40132 | 211781276 | 05/25/2023
Carrier Corp. - Indianapolis | Kenmore | PGD460090K**1G* | Federally-Regulated Consumer Product | Weatherized Non-Condensing Gas | 2222 | 297 |  | 05/25/2023 | 90150 | 204038306 | 05/25/2023
Carrier Corp. - Indianapolis | Kenmore | N95MSU0802120A | Federally-Regulated Consumer Product | Non-Weatherized, Condensing Ga | 2132 | 289 |  | 05/25/2023 | 80309 | 211781297 | 05/25/2023
Carrier Corp. - Indianapolis | Kenmore | N80ESN1552420A | Federally-Regulated Consumer Product | Non-Weatherized, Non-Condensin | 2000 | 270 |  | 05/25/2023 | 153106 | 203359849 | 05/25/2023
Carrier Corp. - Indianapolis | Kenmore | N96MSN0801716A* | Federally-Regulated Consumer Product | Mobile Home Non-Weatherized, C | 1671 | 269 |  | 05/25/2023 | 79335 | 211780744 | 05/25/2023
Carrier Corp. - Indianapolis | Kenmore | N96MSN0261410A | Federally-Regulated Consumer Product | Non-Weatherized, Condensing Ga | 1012 | 240 |  | 05/25/2023 | 26115 | 211779158 | 05/25/2023
Carrier Corp. - Indianapolis | Kenmore | N80MSL0701412A* | Federally-Regulated Consumer Product | Non-Weatherized, Non-Condensin | 1170 | 233 |  | 05/25/2023 | 65912 | 211780220 | 05/25/2023
Carrier Corp. - Indianapolis | Kenmore | N96MSN0401712A*D | Federally-Regulated Consumer Product | Non-Weatherized, Condensing Ga | 1097 | 243 |  | 05/25/2023 | 40216 | 211779239 | 05/25/2023
Carrier Corp. - Indianapolis | Kenmore | F97CMN0601714A | Federally-Regulated Consumer Product | Non-Weatherized, Condensing Ga | 1392 | 256 |  | 05/25/2023 | 23828 | 203924550 | 05/25/2023
Carrier Corp. - Indianapolis | Kenmore | N92MSN0601714A | Federally-Regulated Consumer Product | Non-Weatherized, Condensing Ga | 1381 | 256 |  | 05/25/2023 | 60143 | 211778904 | 05/25/2023
Carrier Corp. - Indianapolis | Kenmore | N96MSN0261410A*D | Federally-Regulated Consumer Product | Non-Weatherized, Condensing Ga | 1012 | 240 |  | 05/25/2023 | 26115 | 211779167 | 05/25/2023
Carrier Corp. - Indianapolis | Kenmore | N80MSU0401712A | Federally-Regulated Consumer Product | Non-Weatherized, Non-Condensin | 1440 | 245 |  | 05/25/2023 | 40185 | 211781248 | 05/25/2023
Carrier Corp. - Indianapolis | Kenmore | N80ESL0451712A | Federally-Regulated Consumer Product | Non-Weatherized, Non-Condensin | 1206 | 235 |  | 05/25/2023 | 44058 | 203360084 | 05/25/2023
Carrier Corp. - Indianapolis | Kenmore | N80ESN0902116A | Federally-Regulated Consumer Product | Non-Weatherized, Non-Condensin | 1450 | 246 |  | 05/25/2023 | 87792 | 203359835 | 05/25/2023
Carrier Corp. - Indianapolis | Kenmore | G96VTN0601412A | Federally-Regulated Consumer Product | Non-Weatherized, Condensing Ga | 1238 | 249 |  | 05/25/2023 | 39205 | 203924857 | 05/25/2023
Carrier Corp. - Indianapolis | Kenmore | N80ESN0901714A | Federally-Regulated Consumer Product | Non-Weatherized, Non-Condensin | 1238 | 236 |  | 05/25/2023 | 88097 | 203359833 | 05/25/2023
Carrier Corp. - Indianapolis | Kenmore | N92MSN0401412A | Federally-Regulated Consumer Product | Non-Weatherized, Condensing Ga | 1089 | 243 |  | 05/25/2023 | 39846 | 211778850 | 05/25/2023
Carrier Corp. - Indianapolis | Kenmore | N80MSL0451412A | Federally-Regulated Consumer Product | Non-Weatherized, Non-Condensin | 1161 | 233 |  | 05/25/2023 | 44099 | 211780103 | 05/25/2023
Carrier Corp. - Indianapolis | Kenmore | PDD448115K**1K* | Federally-Regulated Consumer Product | Weatherized Non-Condensing Gas | 2156 | 293 |  | 05/25/2023 | 115206 | 210589605 | 05/25/2023
Carrier Corp. - Indianapolis | Kenmore | N80MSL1102120A* | Federally-Regulated Consumer Product | Non-Weatherized, Non-Condensin | 2444 | 290 |  | 05/25/2023 | 110371 | 211780226 | 05/25/2023
Carrier Corp. - Indianapolis | Kenmore | N95ESN0601412A**D | Federally-Regulated Consumer Product | Mobile Home Non-Weatherized, C | 1176 | 247 |  | 05/25/2023 | 59961 | 203924799 | 05/25/2023
Carrier Corp. - Indianapolis | Kenmore | N96MSN0801716A**D | Federally-Regulated Consumer Product | Mobile Home Non-Weatherized, C | 1671 | 269 |  | 05/25/2023 | 79335 | 211779320 | 05/25/2023
Carrier Corp. - Indianapolis | Kenmore | N96MSN0802120A* | Federally-Regulated Consumer Product | Mobile Home Non-Weatherized, C | 2169 | 290 |  | 05/25/2023 | 79638 | 211779347 | 05/25/2023
Carrier Corp. - Indianapolis | Kenmore | N95ESN0401410A* | Federally-Regulated Consumer Product | Mobile Home Non-Weatherized, C | 950 | 237 |  | 05/25/2023 | 40146 | 203924794 | 05/25/2023
Carrier Corp. - Indianapolis | Kenmore | N92MSN0601412A | Federally-Regulated Consumer Product | Non-Weatherized, Condensing Ga | 1277 | 251 |  | 05/25/2023 | 60142 | 211778886 | 05/25/2023
Carrier Corp. - Indianapolis | Kenmore | N80MSU1002120A | Federally-Regulated Consumer Product | Non-Weatherized, Non-Condensin | 2444 | 290 |  | 05/25/2023 | 99795 | 211781263 | 05/25/2023
Carrier Corp. - Indianapolis | Kenmore | N80ESL0451412A | Federally-Regulated Consumer Product | Non-Weatherized, Non-Condensin | 1083 | 230 |  | 05/25/2023 | 43761 | 203360083 | 05/25/2023
Carrier Corp. - Indianapolis | Kenmore | N92ESN0401712A | Federally-Regulated Consumer Product | Non-Weatherized, Condensing Ga | 1024 | 240 |  | 05/25/2023 | 39894 | 203359677 | 05/25/2023
Carrier Corp. - Indianapolis | Kenmore | N96MSN0401410A*D | Federally-Regulated Consumer Product | Non-Weatherized, Condensing Ga | 1017 | 240 |  | 05/25/2023 | 40102 | 211779203 | 05/25/2023
Carrier Corp. - Indianapolis | Kenmore | PDD460130K**1K* | Federally-Regulated Consumer Product | Weatherized Non-Condensing Gas | 2038 | 289 |  | 05/25/2023 | 126976 | 212038645 | 05/25/2023
Carrier Corp. - Indianapolis | Kenmore | N96MSN0801716A | Federally-Regulated Consumer Product | Non-Weatherized, Condensing Ga | 1671 | 269 |  | 05/25/2023 | 79335 | 211780734 | 05/25/2023
Carrier Corp. - Indianapolis | Kenmore | PGD424040K**1G* | Federally-Regulated Consumer Product | Weatherized Non-Condensing Gas | 1217 | 253 |  | 05/25/2023 | 40800 | 204038296 | 05/25/2023
Carrier Corp. - Indianapolis | Kenmore | G97CMN1202422A | Federally-Regulated Consumer Product | Non-Weatherized, Condensing Ga | 2271 | 295 |  | 05/25/2023 | 48091 | 203924610 | 05/25/2023
Carrier Corp. - Indianapolis | Kenmore | N96MSN1202422A | Federally-Regulated Consumer Product | Non-Weatherized, Condensing Ga | 2308 | 297 |  | 05/25/2023 | 119661 | 211779446 | 05/25/2023
Carrier Corp. - Indianapolis | Kenmore | PGS460115K**0G* | Federally-Regulated Consumer Product | Weatherized Non-Condensing Gas | 2187 | 295 |  | 05/25/2023 | 115163 | 204038320 | 05/25/2023
Carrier Corp. - Indianapolis | Kenmore | N80MSL0701712A* | Federally-Regulated Consumer Product | Non-Weatherized, Non-Condensin | 1209 | 235 |  | 05/25/2023 | 65992 | 211780221 | 05/25/2023
Carrier Corp. - Indianapolis | Kenmore | N96MSN1002120A | Federally-Regulated Consumer Product | Non-Weatherized, Condensing Ga | 2215 | 292 |  | 05/25/2023 | 99728 | 211779374 | 05/25/2023
Carrier Corp. - Indianapolis | Kenmore | PGR548090K**1G* | Federally-Regulated Consumer Product | Weatherized Non-Condensing Gas | 1918 | 283 |  | 05/25/2023 | 58473 | 204038357 | 05/25/2023
Carrier Corp. - Indianapolis | Kenmore | G97CMN0601714A | Federally-Regulated Consumer Product | Non-Weatherized, Condensing Ga | 1392 | 256 |  | 05/25/2023 | 23828 | 203924570 | 05/25/2023
Carrier Corp. - Indianapolis | Kenmore | N80ESL0701412A | Federally-Regulated Consumer Product | Non-Weatherized, Non-Condensin | 1106 | 231 |  | 05/25/2023 | 65995 | 203360085 | 05/25/2023
Carrier Corp. - Indianapolis | Kenmore | N96MSN0601716A | Federally-Regulated Consumer Product | Non-Weatherized, Condensing Ga | 1611 | 266 |  | 05/25/2023 | 59946 | 211779284 | 05/25/2023
Carrier Corp. - Indianapolis | Kenmore | N80MSL0451714A* | Federally-Regulated Consumer Product | Non-Weatherized, Non-Condensin | 1343 | 241 |  | 05/25/2023 | 43896 | 211780219 | 05/25/2023
Carrier Corp. - Indianapolis | Kenmore | N96MSN0601412A* | Federally-Regulated Consumer Product | Mobile Home Non-Weatherized, C | 1218 | 249 |  | 05/25/2023 | 60319 | 211779257 | 05/25/2023
Carrier Corp. - Indianapolis | Kenmore | PDD424060K**0K* | Federally-Regulated Consumer Product | Weatherized Non-Condensing Gas | 1073 | 246 |  | 05/25/2023 | 60738 | 210589594 | 05/25/2023
Carrier Corp. - Indianapolis | Kenmore | N80MSL0451412A* | Federally-Regulated Consumer Product | Non-Weatherized, Non-Condensin | 1161 | 233 |  | 05/25/2023 | 44099 | 211780218 | 05/25/2023
Carrier Corp. - Indianapolis | Kenmore | N80MSL1102120A | Federally-Regulated Consumer Product | Non-Weatherized, Non-Condensin | 2444 | 290 |  | 05/25/2023 | 110371 | 211780111 | 05/25/2023
Carrier Corp. - Indianapolis | Kenmore | F97CMN0802120A | Federally-Regulated Consumer Product | Non-Weatherized, Condensing Ga | 2026 | 284 |  | 05/25/2023 | 31724 | 203924679 | 05/25/2023
Carrier Corp. - Indianapolis | Kenmore | N80MSU0802120A | Federally-Regulated Consumer Product | Non-Weatherized, Non-Condensin | 2436 | 289 |  | 05/25/2023 | 80342 | 211781360 | 05/25/2023
Carrier Corp. - Indianapolis | Kenmore | N92MSN0801716A* | Federally-Regulated Consumer Product | Mobile Home Non-Weatherized, C | 1845 | 276 |  | 05/25/2023 | 80520 | 211778931 | 05/25/2023
Carrier Corp. - Indianapolis | Kenmore | N80ESN1102420A | Federally-Regulated Consumer Product | Non-Weatherized, Non-Condensin | 2027 | 271 |  | 05/25/2023 | 109826 | 203359843 | 05/25/2023
Carrier Corp. - Indianapolis | Kenmore | N80ESN0451712A | Federally-Regulated Consumer Product | Non-Weatherized, Non-Condensin | 1206 | 235 |  | 05/25/2023 | 44058 | 203359825 | 05/25/2023
Carrier Corp. - Indianapolis | Kenmore | N96MSN0601412A**D | Federally-Regulated Consumer Product | Mobile Home Non-Weatherized, C | 1218 | 249 |  | 05/25/2023 | 60319 | 211779266 | 05/25/2023
Carrier Corp. - Indianapolis | Kenmore | N80MSL0451714A | Federally-Regulated Consumer Product | Non-Weatherized, Non-Condensin | 1343 | 241 |  | 05/25/2023 | 43896 | 211780104 | 05/25/2023
Carrier Corp. - Indianapolis | Kenmore | N80MSL0701712A | Federally-Regulated Consumer Product | Non-Weatherized, Non-Condensin | 1209 | 235 |  | 05/25/2023 | 65992 | 211780106 | 05/25/2023
Carrier Corp. - Indianapolis | Kenmore | PDD436090K**1K* | Federally-Regulated Consumer Product | Weatherized Non-Condensing Gas | 1354 | 258 |  | 05/25/2023 | 90364 | 210589602 | 05/25/2023
Carrier Corp. - Indianapolis | Kenmore | N80MSU0601716A | Federally-Regulated Consumer Product | Non-Weatherized, Non-Condensin | 1955 | 268 |  | 05/25/2023 | 60649 | 211781376 | 05/25/2023
Carrier Corp. - Indianapolis | Kenmore | F97CMN1202422A*D | Federally-Regulated Consumer Product | Non-Weatherized, Condensing Ga | 2271 | 295 |  | 05/25/2023 | 48091 | 203924628 | 05/25/2023
Carrier Corp. - Indianapolis | Kenmore | G97CMN0802120A*D | Federally-Regulated Consumer Product | Non-Weatherized, Condensing Ga | 2026 | 284 |  | 05/25/2023 | 31724 | 203924660 | 05/25/2023
Carrier Corp. - Indianapolis | Kenmore | N92MSN0601412A* | Federally-Regulated Consumer Product | Mobile Home Non-Weatherized, C | 1277 | 251 |  | 05/25/2023 | 60142 | 211778895 | 05/25/2023
Carrier Corp. - Indianapolis | Kenmore | PDD460115K**0G* | Federally-Regulated Consumer Product | Weatherized Non-Condensing Gas | 2187 | 295 |  | 05/25/2023 | 115163 | 204038242 | 05/25/2023
Carrier Corp. - Indianapolis | Kenmore | PDD436090K**0K* | Federally-Regulated Consumer Product | Weatherized Non-Condensing Gas | 1354 | 258 |  | 05/25/2023 | 90364 | 210589596 | 05/25/2023
Carrier Corp. - Indianapolis | Kenmore | N96MSN1402422A | Federally-Regulated Consumer Product | Non-Weatherized, Condensing Ga | 2292 | 296 |  | 05/25/2023 | 139864 | 211779482 | 05/25/2023
Carrier Corp. - Indianapolis | Kenmore | N96MSN0601716A* | Federally-Regulated Consumer Product | Mobile Home Non-Weatherized, C | 1611 | 266 |  | 05/25/2023 | 59946 | 211779293 | 05/25/2023
Carrier Corp. - Indianapolis | Kenmore | N96MSN0401410A* | Federally-Regulated Consumer Product | Mobile Home Non-Weatherized, C | 1017 | 240 |  | 05/25/2023 | 40102 | 211779185 | 05/25/2023
Carrier Corp. - Indianapolis | Kenmore | PDD424060K**1K* | Federally-Regulated Consumer Product | Weatherized Non-Condensing Gas | 1073 | 246 |  | 05/25/2023 | 60738 | 210589600 | 05/25/2023
Carrier Corp. - Indianapolis | Kenmore | N96MSN0401712A**D | Federally-Regulated Consumer Product | Mobile Home Non-Weatherized, C | 1097 | 243 |  | 05/25/2023 | 40216 | 211779230 | 05/25/2023
Carrier Corp. - Indianapolis | Kenmore | PDD460130K**0K* | Federally-Regulated Consumer Product | Weatherized Non-Condensing Gas | 2038 | 289 |  | 05/25/2023 | 126976 | 212038641 | 05/25/2023
Carrier Corp. - Indianapolis | Kenmore | N96MSN0401712A* | Federally-Regulated Consumer Product | Mobile Home Non-Weatherized, C | 1097 | 243 |  | 05/25/2023 | 40216 | 211779221 | 05/25/2023
Carrier Corp. - Indianapolis | Kenmore | N96MSN1002122A* | Federally-Regulated Consumer Product | Mobile Home Non-Weatherized, C | 2283 | 295 |  | 05/25/2023 | 100454 | 211779419 | 05/25/2023
Carrier Corp. - Indianapolis | Kenmore | N96MSN1202422A**D | Federally-Regulated Consumer Product | Mobile Home Non-Weatherized, C | 2308 | 297 |  | 05/25/2023 | 119661 | 211779464 | 05/25/2023
Carrier Corp. - Indianapolis | Kenmore | F97CMN1002122A | Federally-Regulated Consumer Product | Non-Weatherized, Condensing Ga | 2192 | 291 |  | 05/25/2023 | 39903 | 203924559 | 05/25/2023
Carrier Corp. - Indianapolis | Kenmore | N80MSL0702116A* | Federally-Regulated Consumer Product | Non-Weatherized, Non-Condensin | 1949 | 268 |  | 05/25/2023 | 66143 | 211780222 | 05/25/2023
Carrier Corp. - Indianapolis | Heil | PGR548115K**0K* | Federally-Regulated Consumer Product | Weatherized Non-Condensing Gas | 1746 | 275 |  | 05/25/2023 | 75885 | 212409744 | 05/25/2023
Carrier Corp. - Indianapolis | Heil | PGD442060K**2K* | Federally-Regulated Consumer Product | Weatherized Non-Condensing Gas | 1413 | 261 |  | 05/25/2023 | 59753 | 212006515 | 05/25/2023
Carrier Corp. - Indianapolis | Heil | PGR536090K**0K* | Federally-Regulated Consumer Product | Weatherized Non-Condensing Gas | 1355 | 258 |  | 05/25/2023 | 59892 | 212409742 | 05/25/2023
Carrier Corp. - Indianapolis | Heil | PGR560130K**0K* | Federally-Regulated Consumer Product | Weatherized Non-Condensing Gas | 1857 | 280 |  | 05/25/2023 | 84458 | 212409747 | 05/25/2023
Carrier Corp. - Indianapolis | Heil | PGD430040K**1K* | Federally-Regulated Consumer Product | Weatherized Non-Condensing Gas | 1119 | 248 |  | 05/25/2023 | 40289 | 212006494 | 05/25/2023
Carrier Corp. - Indianapolis | Heil | PGD460130K**0K* | Federally-Regulated Consumer Product | Weatherized Non-Condensing Gas | 2038 | 288 |  | 05/25/2023 | 127500 | 212028244 | 05/25/2023
Carrier Corp. - Indianapolis | Heil | PGR548115K**1K* | Federally-Regulated Consumer Product | Weatherized Non-Condensing Gas | 1746 | 275 |  | 05/25/2023 | 75885 | 212409753 | 05/25/2023
Carrier Corp. - Indianapolis | Heil | PGD460115K**0K* | Federally-Regulated Consumer Product | Weatherized Non-Condensing Gas | 2156 | 293 |  | 05/25/2023 | 114957 | 212028243 | 05/25/2023
Carrier Corp. - Indianapolis | Heil | PGR524060K**0K* | Federally-Regulated Consumer Product | Weatherized Non-Condensing Gas | 1151 | 249 |  | 05/25/2023 | 39299 | 212409740 | 05/25/2023
Carrier Corp. - Indianapolis | Heil | PGD448115K**0K* | Federally-Regulated Consumer Product | Weatherized Non-Condensing Gas | 2156 | 293 |  | 05/25/2023 | 114957 | 212006488 | 05/25/2023
Carrier Corp. - Indianapolis | Heil | PGR524040K**1K* | Federally-Regulated Consumer Product | Weatherized Non-Condensing Gas | 1066 | 245 |  | 05/25/2023 | 26216 | 212409748 | 05/25/2023
Carrier Corp. - Indianapolis | Heil | PGD424060K**0K* | Federally-Regulated Consumer Product | Weatherized Non-Condensing Gas | 1084 | 246 |  | 05/25/2023 | 60632 | 212006476 | 05/25/2023
Carrier Corp. - Indianapolis | Heil | PGR548090K**2K* | Federally-Regulated Consumer Product | Weatherized Non-Condensing Gas | 1628 | 270 |  | 05/25/2023 | 90600 | 212410546 | 05/25/2023
Carrier Corp. - Indianapolis | Heil | PGD430040K**2K* | Federally-Regulated Consumer Product | Weatherized Non-Condensing Gas | 1121 | 248 |  | 05/25/2023 | 45305 | 212006511 | 05/25/2023
Carrier Corp. - Indianapolis | Heil | PGD424040K**2K* | Federally-Regulated Consumer Product | Weatherized Non-Condensing Gas | 933 | 240 |  | 05/25/2023 | 45607 | 212006508 | 05/25/2023
Carrier Corp. - Indianapolis | Heil | PGD436090K**1K* | Federally-Regulated Consumer Product | Weatherized Non-Condensing Gas | 1353 | 258 |  | 05/25/2023 | 89606 | 212006498 | 05/25/2023
Carrier Corp. - Indianapolis | Heil | PGD430060K**2K* | Federally-Regulated Consumer Product | Weatherized Non-Condensing Gas | 1188 | 251 |  | 05/25/2023 | 60125 | 212006512 | 05/25/2023
Carrier Corp. - Indianapolis | Heil | PGD448130K**1K* | Federally-Regulated Consumer Product | Weatherized Non-Condensing Gas | 2038 | 288 |  | 05/25/2023 | 127500 | 212006507 | 05/25/2023
Carrier Corp. - Indianapolis | Heil | PGD448090K**2K* | Federally-Regulated Consumer Product | Weatherized Non-Condensing Gas | 2114 | 292 |  | 05/25/2023 | 89429 | 212006518 | 05/25/2023
Carrier Corp. - Indianapolis | Heil | PGD430040K**0K* | Federally-Regulated Consumer Product | Weatherized Non-Condensing Gas | 1119 | 248 |  | 05/25/2023 | 40289 | 212006477 | 05/25/2023
Carrier Corp. - Indianapolis | Heil | PGD436060K**0K* | Federally-Regulated Consumer Product | Weatherized Non-Condensing Gas | 1312 | 256 |  | 05/25/2023 | 60638 | 212006480 | 05/25/2023
Carrier Corp. - Indianapolis | Heil | PGD460090K**2K* | Federally-Regulated Consumer Product | Weatherized Non-Condensing Gas | 2114 | 292 |  | 05/25/2023 | 89429 | 212028252 | 05/25/2023
Carrier Corp. - Indianapolis | Heil | PGR560090K**1K* | Federally-Regulated Consumer Product | Weatherized Non-Condensing Gas | 1763 | 276 |  | 05/25/2023 | 58303 | 212409754 | 05/25/2023
Carrier Corp. - Indianapolis | Heil | PGR560090K**0K* | Federally-Regulated Consumer Product | Weatherized Non-Condensing Gas | 1763 | 276 |  | 05/25/2023 | 58303 | 212409745 | 05/25/2023
Carrier Corp. - Indianapolis | Heil | PGD436060K**1K* | Federally-Regulated Consumer Product | Weatherized Non-Condensing Gas | 1312 | 256 |  | 05/25/2023 | 60638 | 212006497 | 05/25/2023
Carrier Corp. - Indianapolis | Heil | PGD460130K**1K* | Federally-Regulated Consumer Product | Weatherized Non-Condensing Gas | 2038 | 288 |  | 05/25/2023 | 127500 | 212028249 | 05/25/2023
Carrier Corp. - Indianapolis | Heil | PGD424060K**2K* | Federally-Regulated Consumer Product | Weatherized Non-Condensing Gas | 1073 | 246 |  | 05/25/2023 | 60498 | 212006510 | 05/25/2023
Carrier Corp. - Indianapolis | Heil | PGR548090K**1K* | Federally-Regulated Consumer Product | Weatherized Non-Condensing Gas | 1763 | 276 |  | 05/25/2023 | 58303 | 212409752 | 05/25/2023
Carrier Corp. - Indianapolis | Heil | PGR536090K**1K* | Federally-Regulated Consumer Product | Weatherized Non-Condensing Gas | 1355 | 258 |  | 05/25/2023 | 59892 | 212409751 | 05/25/2023
Carrier Corp. - Indianapolis | Heil | PGD442060K**1K* | Federally-Regulated Consumer Product | Weatherized Non-Condensing Gas | 1478 | 264 |  | 05/25/2023 | 60485 | 212006500 | 05/25/2023
Carrier Corp. - Indianapolis | Heil | PGR536060K**1K* | Federally-Regulated Consumer Product | Weatherized Non-Condensing Gas | 1416 | 261 |  | 05/25/2023 | 39812 | 212409750 | 05/25/2023
Carrier Corp. - Indianapolis | Heil | PGD448115K**1K* | Federally-Regulated Consumer Product | Weatherized Non-Condensing Gas | 2156 | 293 |  | 05/25/2023 | 114957 | 212006505 | 05/25/2023
Carrier Corp. - Indianapolis | Heil | PGR524060K**1K* | Federally-Regulated Consumer Product | Weatherized Non-Condensing Gas | 1151 | 249 |  | 05/25/2023 | 39299 | 212409749 | 05/25/2023
Carrier Corp. - Indianapolis | Heil | PGD424040K**0K* | Federally-Regulated Consumer Product | Weatherized Non-Condensing Gas | 1004 | 243 |  | 05/25/2023 | 39874 | 212006474 | 05/25/2023
Carrier Corp. - Indianapolis | Heil | PGD442060K**0K* | Federally-Regulated Consumer Product | Weatherized Non-Condensing Gas | 1478 | 264 |  | 05/25/2023 | 60485 | 212006483 | 05/25/2023
Carrier Corp. - Indianapolis | Heil | PGD424040K**1K* | Federally-Regulated Consumer Product | Weatherized Non-Condensing Gas | 1004 | 243 |  | 05/25/2023 | 39874 | 212006490 | 05/25/2023
Carrier Corp. - Indianapolis | Heil | PGD442090K**1K* | Federally-Regulated Consumer Product | Weatherized Non-Condensing Gas | 1434 | 262 |  | 05/25/2023 | 89946 | 212006501 | 05/25/2023
Carrier Corp. - Indianapolis | Heil | PGD430060K**0K* | Federally-Regulated Consumer Product | Weatherized Non-Condensing Gas | 1248 | 253 |  | 05/25/2023 | 60151 | 212006479 | 05/25/2023
Carrier Corp. - Indianapolis | Heil | PGD448090K**0K* | Federally-Regulated Consumer Product | Weatherized Non-Condensing Gas | 2142 | 293 |  | 05/25/2023 | 89758 | 212006486 | 05/25/2023
Carrier Corp. - Indianapolis | Heil | PGR560115K**0K* | Federally-Regulated Consumer Product | Weatherized Non-Condensing Gas | 1746 | 275 |  | 05/25/2023 | 75885 | 212409746 | 05/25/2023
Carrier Corp. - Indianapolis | Heil | PGR560115K**1K* | Federally-Regulated Consumer Product | Weatherized Non-Condensing Gas | 1746 | 275 |  | 05/25/2023 | 75885 | 212409755 | 05/25/2023
Carrier Corp. - Indianapolis | Heil | PGD460115K**1K* | Federally-Regulated Consumer Product | Weatherized Non-Condensing Gas | 2156 | 293 |  | 05/25/2023 | 114957 | 212028248 | 05/25/2023
Carrier Corp. - Indianapolis | Heil | PGD460090K**0K* | Federally-Regulated Consumer Product | Weatherized Non-Condensing Gas | 2142 | 293 |  | 05/25/2023 | 89758 | 212028241 | 05/25/2023
Carrier Corp. - Indianapolis | Heil | PGR524060K**2K* | Federally-Regulated Consumer Product | Weatherized Non-Condensing Gas | 1136 | 248 |  | 05/25/2023 | 59157 | 212410543 | 05/25/2023
Carrier Corp. - Indianapolis | Heil | PGR536060K**2K* | Federally-Regulated Consumer Product | Weatherized Non-Condensing Gas | 1489 | 264 |  | 05/25/2023 | 60874 | 212410544 | 05/25/2023
Carrier Corp. - Indianapolis | Heil | PGR560130K**1K* | Federally-Regulated Consumer Product | Weatherized Non-Condensing Gas | 1857 | 280 |  | 05/25/2023 | 84458 | 212409756 | 05/25/2023
Carrier Corp. - Indianapolis | Heil | PGR548090K**0K* | Federally-Regulated Consumer Product | Weatherized Non-Condensing Gas | 1763 | 276 |  | 05/25/2023 | 58303 | 212409743 | 05/25/2023
Carrier Corp. - Indianapolis | Heil | PGR524040K**2K* | Federally-Regulated Consumer Product | Weatherized Non-Condensing Gas | 1117 | 248 |  | 05/25/2023 | 44623 | 212410541 | 05/25/2023
Carrier Corp. - Indianapolis | Heil | PGD448130K**0K* | Federally-Regulated Consumer Product | Weatherized Non-Condensing Gas | 2038 | 288 |  | 05/25/2023 | 127500 | 212006489 | 05/25/2023
Carrier Corp. - Indianapolis | Heil | PGD436090K**0K* | Federally-Regulated Consumer Product | Weatherized Non-Condensing Gas | 1353 | 258 |  | 05/25/2023 | 89606 | 212006482 | 05/25/2023
Carrier Corp. - Indianapolis | Heil | PGD424060K**1K* | Federally-Regulated Consumer Product | Weatherized Non-Condensing Gas | 1084 | 246 |  | 05/25/2023 | 60632 | 212006492 | 05/25/2023
Carrier Corp. - Indianapolis | Heil | PGD442090K**0K* | Federally-Regulated Consumer Product | Weatherized Non-Condensing Gas | 1434 | 262 |  | 05/25/2023 | 89946 | 212006485 | 05/25/2023
Carrier Corp. - Indianapolis | Heil | PGD442090K**2K* | Federally-Regulated Consumer Product | Weatherized Non-Condensing Gas | 1479 | 264 |  | 05/25/2023 | 89913 | 212006516 | 05/25/2023
Carrier Corp. - Indianapolis | Heil | PGD436060K**2K* | Federally-Regulated Consumer Product | Weatherized Non-Condensing Gas | 1442 | 262 |  | 05/25/2023 | 60044 | 212006514 | 05/25/2023
Carrier Corp. - Indianapolis | Heil | PGR536060K**0K* | Federally-Regulated Consumer Product | Weatherized Non-Condensing Gas | 1416 | 261 |  | 05/25/2023 | 39812 | 212409741 | 05/25/2023
Carrier Corp. - Indianapolis | Heil | PGD430060K**1K* | Federally-Regulated Consumer Product | Weatherized Non-Condensing Gas | 1248 | 253 |  | 05/25/2023 | 60151 | 212006495 | 05/25/2023
Carrier Corp. - Indianapolis | Heil | PGD460090K**1K* | Federally-Regulated Consumer Product | Weatherized Non-Condensing Gas | 2142 | 293 |  | 05/25/2023 | 89758 | 212028247 | 05/25/2023
Carrier Corp. - Indianapolis | Heil | PGD448090K**1K* | Federally-Regulated Consumer Product | Weatherized Non-Condensing Gas | 2142 | 293 |  | 05/25/2023 | 89758 | 212006503 | 05/25/2023
Carrier Corp. - Indianapolis | Heil | PGR524040K**0K* | Federally-Regulated Consumer Product | Weatherized Non-Condensing Gas | 1066 | 245 |  | 05/25/2023 | 26216 | 212409739 | 05/25/2023
Johnson Controls, Inc. | CHAMPION HEATING AND COOLING | Z8ES120C16LMPS1 | Federally-Regulated Consumer Product | Non-Weatherized, Non-Condensin | 2014 | 269 |  | 05/25/2023 | 120343 | 211900262 | 05/25/2023
Johnson Controls, Inc. | CHAMPION HEATING AND COOLING | TMLE080C16MP11 | Federally-Regulated Consumer Product | Non-Weatherized, Non-Condensin | 1616 | 248 |  | 05/25/2023 | 79634 | 203489614 | 05/25/2023
Johnson Controls, Inc. | CHAMPION HEATING AND COOLING | Z8ES080B12SMPS1 | Federally-Regulated Consumer Product | Non-Weatherized, Non-Condensin | 1601 | 251 |  | 05/25/2023 | 80463 | 211900201 | 05/25/2023
Johnson Controls, Inc. | CHAMPION HEATING AND COOLING | TM8Y100C16MP11 | Federally-Regulated Consumer Product | Non-Weatherized, Non-Condensin | 1600 | 247 |  | 05/25/2023 | 65143 | 8950258 | 05/25/2023
Johnson Controls, Inc. | CHAMPION HEATING AND COOLING | TMLE080C20MP11 | Federally-Regulated Consumer Product | Non-Weatherized, Non-Condensin | 2104 | 269 |  | 05/25/2023 | 80073 | 203489620 | 05/25/2023
Johnson Controls, Inc. | CHAMPION HEATING AND COOLING | TM8Y120C20MP11 | Federally-Regulated Consumer Product | Non-Weatherized, Non-Condensin | 1967 | 263 |  | 05/25/2023 | 78553 | 8950260 | 05/25/2023
Johnson Controls, Inc. | CHAMPION HEATING AND COOLING | PHG4A240752X4 | Federally-Regulated Consumer Product | Weatherized Non-Condensing Gas | 1298 | 255 |  | 05/25/2023 | 75357 | 206338235 | 05/25/2023
Johnson Controls, Inc. | CHAMPION HEATING AND COOLING | TM9V100C16MP12 | Federally-Regulated Consumer Product | Non-Weatherized, Condensing Ga | 1806 | 269 |  | 05/25/2023 | 64540 | 10534160 | 05/25/2023
Johnson Controls, Inc. | CHAMPION HEATING AND COOLING | PCG4B601002X4 | Federally-Regulated Consumer Product | Weatherized Non-Condensing Gas | 2310 | 299 |  | 05/25/2023 | 99590 | 206077579 | 05/25/2023
Johnson Controls, Inc. | CHAMPION HEATING AND COOLING | TM9Y100C20MP11 | Federally-Regulated Consumer Product | Non-Weatherized, Condensing Ga | 1827 | 270 |  | 05/25/2023 | 65485 | 8950264 | 05/25/2023
Johnson Controls, Inc. | CHAMPION HEATING AND COOLING | PCG6B601002X4 | Federally-Regulated Consumer Product | Weatherized Non-Condensing Gas | 2182 | 294 |  | 05/25/2023 | 65270 | 206136990 | 05/25/2023
Johnson Controls, Inc. | CHAMPION HEATING AND COOLING | TP9C100C16MP13 | Federally-Regulated Consumer Product | Non-Weatherized, Condensing Ga | 1816 | 269 |  | 05/25/2023 | 34745 | 10534172 | 05/25/2023
Johnson Controls, Inc. | CHAMPION HEATING AND COOLING | Z8ES130D20LMPS1 | Federally-Regulated Consumer Product | Non-Weatherized, Non-Condensin | 2041 | 270 |  | 05/25/2023 | 131773 | 211900264 | 05/25/2023
Johnson Controls, Inc. | CHAMPION HEATING AND COOLING | TMLE120C20MP11 | Federally-Regulated Consumer Product | Non-Weatherized, Non-Condensin | 2201 | 273 |  | 05/25/2023 | 119730 | 203489650 | 05/25/2023
Johnson Controls, Inc. | CHAMPION HEATING AND COOLING | TMLE130D20MP11 | Federally-Regulated Consumer Product | Non-Weatherized, Non-Condensin | 2178 | 272 |  | 05/25/2023 | 130606 | 203489656 | 05/25/2023
Johnson Controls, Inc. | CHAMPION HEATING AND COOLING | TM9Y080B12MP11 | Federally-Regulated Consumer Product | Non-Weatherized, Condensing Ga | 1336 | 249 |  | 05/25/2023 | 52156 | 8950266 | 05/25/2023
Johnson Controls, Inc. | CHAMPION HEATING AND COOLING | Z8ES100B12LMPS1 | Federally-Regulated Consumer Product | Non-Weatherized, Non-Condensin | 1557 | 249 |  | 05/25/2023 | 100520 | 211900259 | 05/25/2023
Johnson Controls, Inc. | CHAMPION HEATING AND COOLING | TM8V080C16MP12 | Federally-Regulated Consumer Product | Non-Weatherized, Non-Condensin | 1715 | 252 |  | 05/25/2023 | 52202 | 10534152 | 05/25/2023
Johnson Controls, Inc. | CHAMPION HEATING AND COOLING | TM9Y100C16MP11 | Federally-Regulated Consumer Product | Non-Weatherized, Condensing Ga | 1497 | 256 |  | 05/25/2023 | 64620 | 8950268 | 05/25/2023
Johnson Controls, Inc. | CHAMPION HEATING AND COOLING | TM9V100C20MP12 | Federally-Regulated Consumer Product | Non-Weatherized, Condensing Ga | 2239 | 288 |  | 05/25/2023 | 65090 | 10534161 | 05/25/2023
Johnson Controls, Inc. | CHAMPION HEATING AND COOLING | TL9E060B12UH11 | Federally-Regulated Consumer Product | Non-Weatherized, Condensing Ga | 1192 | 242 |  | 05/25/2023 | 60502 | 204577674 | 05/25/2023
Johnson Controls, Inc. | CHAMPION HEATING AND COOLING | TMLE120C16MP11 | Federally-Regulated Consumer Product | Non-Weatherized, Non-Condensin | 1719 | 252 |  | 05/25/2023 | 118964 | 203489644 | 05/25/2023
Johnson Controls, Inc. | CHAMPION HEATING AND COOLING | TM8Y060A12MP11 | Federally-Regulated Consumer Product | Non-Weatherized, Non-Condensin | 1332 | 236 |  | 05/25/2023 | 39003 | 8950262 | 05/25/2023
Johnson Controls, Inc. | CHAMPION HEATING AND COOLING | TP9C080B12MP13 | Federally-Regulated Consumer Product | Non-Weatherized, Condensing Ga | 1425 | 253 |  | 05/25/2023 | 30285 | 10534170 | 05/25/2023
Johnson Controls, Inc. | CHAMPION HEATING AND COOLING | TMLE060A12MP11 | Federally-Regulated Consumer Product | Non-Weatherized, Non-Condensin | 1311 | 235 |  | 05/25/2023 | 60267 | 203489602 | 05/25/2023
Johnson Controls, Inc. | CHAMPION HEATING AND COOLING | PHG4A300752X4 | Federally-Regulated Consumer Product | Weatherized Non-Condensing Gas | 1378 | 258 |  | 05/25/2023 | 75000 | 206338242 | 05/25/2023
Johnson Controls, Inc. | CHAMPION HEATING AND COOLING | Z8ES040A12SMPS1 | Federally-Regulated Consumer Product | Non-Weatherized, Non-Condensin | 1353 | 240 |  | 05/25/2023 | 40218 | 211900199 | 05/25/2023
Johnson Controls, Inc. | CHAMPION HEATING AND COOLING | TL9E100C20UH11 | Federally-Regulated Consumer Product | Non-Weatherized, Condensing Ga | 2139 | 283 |  | 05/25/2023 | 100777 | 204577679 | 05/25/2023
Johnson Controls, Inc. | CHAMPION HEATING AND COOLING | PCG6B600652X4 | Federally-Regulated Consumer Product | Weatherized Non-Condensing Gas | 2129 | 291 |  | 05/25/2023 | 43020 | 206136983 | 05/25/2023
Johnson Controls, Inc. | CHAMPION HEATING AND COOLING | PCG6B481002X4 | Federally-Regulated Consumer Product | Weatherized Non-Condensing Gas | 1847 | 279 |  | 05/25/2023 | 64960 | 206136969 | 05/25/2023
Johnson Controls, Inc. | CHAMPION HEATING AND COOLING | TM9Y120D20MP11 | Federally-Regulated Consumer Product | Non-Weatherized, Condensing Ga | 1931 | 274 |  | 05/25/2023 | 78281 | 8950263 | 05/25/2023
Johnson Controls, Inc. | CHAMPION HEATING AND COOLING | TM9Y040A10MP11 | Federally-Regulated Consumer Product | Non-Weatherized, Condensing Ga | 1080 | 238 |  | 05/25/2023 | 26037 | 8950269 | 05/25/2023
Johnson Controls, Inc. | CHAMPION HEATING AND COOLING | TMLE100C16MP11 | Federally-Regulated Consumer Product | Non-Weatherized, Non-Condensin | 1717 | 252 |  | 05/25/2023 | 99043 | 203489632 | 05/25/2023
Johnson Controls, Inc. | CHAMPION HEATING AND COOLING | PCG4B600652X4 | Federally-Regulated Consumer Product | Weatherized Non-Condensing Gas | 2322 | 300 |  | 05/25/2023 | 64850 | 206077572 | 05/25/2023
Johnson Controls, Inc. | CHAMPION HEATING AND COOLING | PHG4B361002X4 | Federally-Regulated Consumer Product | Weatherized Non-Condensing Gas | 1564 | 266 |  | 05/25/2023 | 99580 | 206338249 | 05/25/2023
Johnson Controls, Inc. | CHAMPION HEATING AND COOLING | Z8ES080C20LMPS1 | Federally-Regulated Consumer Product | Non-Weatherized, Non-Condensin | 1904 | 264 |  | 05/25/2023 | 79768 | 211900258 | 05/25/2023
Johnson Controls, Inc. | CHAMPION HEATING AND COOLING | Z8ES120C20SMPS1 | Federally-Regulated Consumer Product | Non-Weatherized, Non-Condensin | 1968 | 267 |  | 05/25/2023 | 119627 | 211900208 | 05/25/2023
Johnson Controls, Inc. | CHAMPION HEATING AND COOLING | Z8ES100B12SMPS1 | Federally-Regulated Consumer Product | Non-Weatherized, Non-Condensin | 1557 | 249 |  | 05/25/2023 | 100520 | 211900204 | 05/25/2023
Johnson Controls, Inc. | CHAMPION HEATING AND COOLING | TMLE040A12MP11 | Federally-Regulated Consumer Product | Non-Weatherized, Non-Condensin | 1303 | 235 |  | 05/25/2023 | 39958 | 203489596 | 05/25/2023
Johnson Controls, Inc. | CHAMPION HEATING AND COOLING | TM9V080C16MP12 | Federally-Regulated Consumer Product | Non-Weatherized, Condensing Ga | 1918 | 274 |  | 05/25/2023 | 52257 | 10534159 | 05/25/2023
Johnson Controls, Inc. | CHAMPION HEATING AND COOLING | TMLE100C20MP11 | Federally-Regulated Consumer Product | Non-Weatherized, Non-Condensin | 2201 | 273 |  | 05/25/2023 | 99043 | 203489638 | 05/25/2023
Johnson Controls, Inc. | CHAMPION HEATING AND COOLING | TM8Y080B12MP11 | Federally-Regulated Consumer Product | Non-Weatherized, Non-Condensin | 1373 | 238 |  | 05/25/2023 | 52180 | 8950257 | 05/25/2023
Johnson Controls, Inc. | CHAMPION HEATING AND COOLING | TM9V060B12MP12 | Federally-Regulated Consumer Product | Non-Weatherized, Condensing Ga | 1344 | 249 |  | 05/25/2023 | 40471 | 10534157 | 05/25/2023
Carrier Corp. - Indianapolis | EcoTemp | WFAX060B042B* | Federally-Regulated Consumer Product | Mobile Home Non-Weatherized, C | 1381 | 256 |  | 05/25/2023 | 60143 | 211779055 | 05/25/2023
Carrier Corp. - Indianapolis | EcoTemp | WFEL090B042C | Federally-Regulated Consumer Product | Non-Weatherized, Non-Condensin | 1592 | 252 |  | 05/25/2023 | 88547 | 211780261 | 05/25/2023
Carrier Corp. - Indianapolis | EcoTemp | WFSX140D066A*D | Federally-Regulated Consumer Product | Non-Weatherized, Condensing Ga | 2328 | 297 |  | 05/25/2023 | 139741 | 203360540 | 05/25/2023
Carrier Corp. - Indianapolis | EcoTemp | WFSX120D066B*D | Federally-Regulated Consumer Product | Non-Weatherized, Condensing Ga | 2308 | 297 |  | 05/25/2023 | 119661 | 211779666 | 05/25/2023
Carrier Corp. - Indianapolis | EcoTemp | WFEL090C060B* | Federally-Regulated Consumer Product | Non-Weatherized, Non-Condensin | 2015 | 271 |  | 05/25/2023 | 88187 | 203360898 | 05/25/2023
Carrier Corp. - Indianapolis | EcoTemp | WFEL110C060B | Federally-Regulated Consumer Product | Non-Weatherized, Non-Condensin | 2177 | 278 |  | 05/25/2023 | 110527 | 203360876 | 05/25/2023
Carrier Corp. - Indianapolis | EcoTemp | WFSU080C060A | Federally-Regulated Consumer Product | Non-Weatherized, Condensing Ga | 2136 | 289 |  | 05/25/2023 | 79889 | 204543751 | 05/25/2023
Carrier Corp. - Indianapolis | EcoTemp | WFSX040B036A**D | Federally-Regulated Consumer Product | Mobile Home Non-Weatherized, C | 998 | 239 |  | 05/25/2023 | 40139 | 203360738 | 05/25/2023
Carrier Corp. - Indianapolis | EcoTemp | WFSU060B048A | Federally-Regulated Consumer Product | Non-Weatherized, Condensing Ga | 1521 | 262 |  | 05/25/2023 | 59594 | 204543736 | 05/25/2023
Carrier Corp. - Indianapolis | EcoTemp | WFSX120D066A* | Federally-Regulated Consumer Product | Mobile Home Non-Weatherized, C | 2161 | 290 |  | 05/25/2023 | 119834 | 203360737 | 05/25/2023
Carrier Corp. - Indianapolis | EcoTemp | WFEL070A036B* | Federally-Regulated Consumer Product | Non-Weatherized, Non-Condensin | 1106 | 231 |  | 05/25/2023 | 65995 | 203360893 | 05/25/2023
Carrier Corp. - Indianapolis | EcoTemp | WFER090C048A | Federally-Regulated Consumer Product | Non-Weatherized, Non-Condensin | 1450 | 246 |  | 05/25/2023 | 87792 | 203360836 | 05/25/2023
Carrier Corp. - Indianapolis | EcoTemp | WFSX080B048A**D | Federally-Regulated Consumer Product | Mobile Home Non-Weatherized, C | 1771 | 273 |  | 05/25/2023 | 80331 | 203360740 | 05/25/2023
Carrier Corp. - Indianapolis | EcoTemp | WFEL135D060C* | Federally-Regulated Consumer Product | Non-Weatherized, Non-Condensin | 1907 | 266 |  | 05/25/2023 | 131914 | 211780274 | 05/25/2023
Carrier Corp. - Indianapolis | EcoTemp | WFSX120D066A**D | Federally-Regulated Consumer Product | Mobile Home Non-Weatherized, C | 2161 | 290 |  | 05/25/2023 | 119834 | 203360743 | 05/25/2023
Carrier Corp. - Indianapolis | EcoTemp | WFSX100C060B*D | Federally-Regulated Consumer Product | Non-Weatherized, Condensing Ga | 2215 | 292 |  | 05/25/2023 | 99728 | 211779658 | 05/25/2023
Carrier Corp. - Indianapolis | EcoTemp | WFEL090B042B* | Federally-Regulated Consumer Product | Non-Weatherized, Non-Condensin | 1238 | 236 |  | 05/25/2023 | 88097 | 203360896 | 05/25/2023
Carrier Corp. - Indianapolis | EcoTemp | WFAX040A030A* | Federally-Regulated Consumer Product | Mobile Home Non-Weatherized, C | 981 | 238 |  | 05/25/2023 | 40102 | 203359965 | 05/25/2023
Carrier Corp. - Indianapolis | EcoTemp | WFEL110D060B | Federally-Regulated Consumer Product | Non-Weatherized, Non-Condensin | 2027 | 271 |  | 05/25/2023 | 109826 | 203360877 | 05/25/2023
Carrier Corp. - Indianapolis | EcoTemp | WPG4364090RKD* | Federally-Regulated Consumer Product | Weatherized Non-Condensing Gas | 1485 | 264 |  | 05/25/2023 | 90132 | 204038526 | 05/25/2023
Carrier Corp. - Indianapolis | EcoTemp | WFSX060B042A | Federally-Regulated Consumer Product | Non-Weatherized, Condensing Ga | 1346 | 254 |  | 05/25/2023 | 60102 | 203360519 | 05/25/2023
Carrier Corp. - Indianapolis | EcoTemp | WFEL090D060B | Federally-Regulated Consumer Product | Non-Weatherized, Non-Condensin | 1987 | 269 |  | 05/25/2023 | 88320 | 203360875 | 05/25/2023
Carrier Corp. - Indianapolis | EcoTemp | WFEL110D060B* | Federally-Regulated Consumer Product | Non-Weatherized, Non-Condensin | 2027 | 271 |  | 05/25/2023 | 109826 | 203360901 | 05/25/2023
Carrier Corp. - Indianapolis | EcoTemp | WFSU040B036A | Federally-Regulated Consumer Product | Non-Weatherized, Condensing Ga | 1165 | 196 |  | 05/25/2023 | 40027 | 205645647 | 05/25/2023
Carrier Corp. - Indianapolis | EcoTemp | WFAX040A030A | Federally-Regulated Consumer Product | Non-Weatherized, Condensing Ga | 981 | 238 |  | 05/25/2023 | 40102 | 203359963 | 05/25/2023
Carrier Corp. - Indianapolis | EcoTemp | WFSX080B048B**D | Federally-Regulated Consumer Product | Mobile Home Non-Weatherized, C | 1671 | 269 |  | 05/25/2023 | 79335 | 211779648 | 05/25/2023
Carrier Corp. - Indianapolis | EcoTemp | WPG4604130RKD* | Federally-Regulated Consumer Product | Weatherized Non-Condensing Gas | 2025 | 288 |  | 05/25/2023 | 126976 | 204038533 | 05/25/2023
Carrier Corp. - Indianapolis | EcoTemp | WFAX120D060A | Federally-Regulated Consumer Product | Non-Weatherized, Condensing Ga | 1904 | 279 |  | 05/25/2023 | 119302 | 203359989 | 05/25/2023
Carrier Corp. - Indianapolis | EcoTemp | WFSX040B036A | Federally-Regulated Consumer Product | Non-Weatherized, Condensing Ga | 998 | 239 |  | 05/25/2023 | 40139 | 203360517 | 05/25/2023
Carrier Corp. - Indianapolis | EcoTemp | WFEL135D060B* | Federally-Regulated Consumer Product | Non-Weatherized, Non-Condensin | 1887 | 265 |  | 05/25/2023 | 131482 | 203360902 | 05/25/2023
Carrier Corp. - Indianapolis | EcoTemp | WFEL090C048B | Federally-Regulated Consumer Product | Non-Weatherized, Non-Condensin | 1450 | 246 |  | 05/25/2023 | 87792 | 203360873 | 05/25/2023
Carrier Corp. - Indianapolis | EcoTemp | WFEL110C060C | Federally-Regulated Consumer Product | Non-Weatherized, Non-Condensin | 2444 | 290 |  | 05/25/2023 | 110371 | 211780263 | 05/25/2023
Carrier Corp. - Indianapolis | EcoTemp | WFAX120D060A* | Federally-Regulated Consumer Product | Mobile Home Non-Weatherized, C | 1904 | 279 |  | 05/25/2023 | 119302 | 203359991 | 05/25/2023
Carrier Corp. - Indianapolis | EcoTemp | WFSX100C060A*D | Federally-Regulated Consumer Product | Non-Weatherized, Condensing Ga | 2102 | 287 |  | 05/25/2023 | 99999 | 203360538 | 05/25/2023
Carrier Corp. - Indianapolis | EcoTemp | WFAX040B036A | Federally-Regulated Consumer Product | Non-Weatherized, Condensing Ga | 1024 | 240 |  | 05/25/2023 | 39894 | 203359967 | 05/25/2023
Carrier Corp. - Indianapolis | EcoTemp | WFSU080C060B | Federally-Regulated Consumer Product | Non-Weatherized, Condensing Ga | 2132 | 289 |  | 05/25/2023 | 80309 | 211781345 | 05/25/2023
Carrier Corp. - Indianapolis | EcoTemp | WFER070B048C | Federally-Regulated Consumer Product | Non-Weatherized, Non-Condensin | 1776 | 260 |  | 05/25/2023 | 65952 | 211780360 | 05/25/2023
Carrier Corp. - Indianapolis | EcoTemp | WFSX040A030B*D | Federally-Regulated Consumer Product | Non-Weatherized, Condensing Ga | 1017 | 240 |  | 05/25/2023 | 40102 | 211779638 | 05/25/2023
Carrier Corp. - Indianapolis | EcoTemp | WFAX100C060A* | Federally-Regulated Consumer Product | Mobile Home Non-Weatherized, C | 1821 | 275 |  | 05/25/2023 | 99460 | 203359987 | 05/25/2023
Carrier Corp. - Indianapolis | EcoTemp | WFAX060B042A | Federally-Regulated Consumer Product | Non-Weatherized, Condensing Ga | 1205 | 248 |  | 05/25/2023 | 60119 | 203359975 | 05/25/2023
Carrier Corp. - Indianapolis | EcoTemp | WFEU100C060B | Federally-Regulated Consumer Product | Non-Weatherized, Non-Condensin | 2444 | 290 |  | 05/25/2023 | 99795 | 211781265 | 05/25/2023
Carrier Corp. - Indianapolis | EcoTemp | WFSX060B042A* | Federally-Regulated Consumer Product | Mobile Home Non-Weatherized, C | 1346 | 254 |  | 05/25/2023 | 60102 | 203360733 | 05/25/2023
Carrier Corp. - Indianapolis | EcoTemp | WFSX040A030B | Federally-Regulated Consumer Product | Non-Weatherized, Condensing Ga | 1017 | 240 |  | 05/25/2023 | 40102 | 211779632 | 05/25/2023
Carrier Corp. - Indianapolis | EcoTemp | WFSX100C060A* | Federally-Regulated Consumer Product | Mobile Home Non-Weatherized, C | 2102 | 287 |  | 05/25/2023 | 99999 | 203360736 | 05/25/2023
Carrier Corp. - Indianapolis | EcoTemp | WFSX140D066A | Federally-Regulated Consumer Product | Non-Weatherized, Condensing Ga | 2328 | 297 |  | 05/25/2023 | 139741 | 203360530 | 05/25/2023
Carrier Corp. - Indianapolis | EcoTemp | WFEL070B048C* | Federally-Regulated Consumer Product | Non-Weatherized, Non-Condensin | 1776 | 260 |  | 05/25/2023 | 65952 | 211780394 | 05/25/2023
Carrier Corp. - Indianapolis | EcoTemp | WFSX040B036A* | Federally-Regulated Consumer Product | Mobile Home Non-Weatherized, C | 998 | 239 |  | 05/25/2023 | 40139 | 203360732 | 05/25/2023
Carrier Corp. - Indianapolis | EcoTemp | WFEL135D060B | Federally-Regulated Consumer Product | Non-Weatherized, Non-Condensin | 1887 | 265 |  | 05/25/2023 | 131482 | 203360878 | 05/25/2023
Carrier Corp. - Indianapolis | EcoTemp | WFSX026A030A | Federally-Regulated Consumer Product | Non-Weatherized, Condensing Ga | 890 | 234 |  | 05/25/2023 | 26050 | 203360515 | 05/25/2023
Carrier Corp. - Indianapolis | EcoTemp | WFSX100C060B* | Federally-Regulated Consumer Product | Mobile Home Non-Weatherized, C | 2215 | 292 |  | 05/25/2023 | 99728 | 211779654 | 05/25/2023
Carrier Corp. - Indianapolis | EcoTemp | WFEL110C060B* | Federally-Regulated Consumer Product | Non-Weatherized, Non-Condensin | 2177 | 278 |  | 05/25/2023 | 110527 | 203360900 | 05/25/2023
Carrier Corp. - Indianapolis | EcoTemp | WFER090B042A | Federally-Regulated Consumer Product | Non-Weatherized, Non-Condensin | 1238 | 236 |  | 05/25/2023 | 88097 | 203360835 | 05/25/2023
Carrier Corp. - Indianapolis | EcoTemp | WFSX080B048A* | Federally-Regulated Consumer Product | Mobile Home Non-Weatherized, C | 1771 | 273 |  | 05/25/2023 | 80331 | 203360734 | 05/25/2023
Carrier Corp. - Indianapolis | EcoTemp | WFSX080C060A* | Federally-Regulated Consumer Product | Mobile Home Non-Weatherized, C | 1837 | 276 |  | 05/25/2023 | 79777 | 203360735 | 05/25/2023
Carrier Corp. - Indianapolis | EcoTemp | WFSX120D066B* | Federally-Regulated Consumer Product | Mobile Home Non-Weatherized, C | 2308 | 297 |  | 05/25/2023 | 119661 | 211779662 | 05/25/2023
Carrier Corp. - Indianapolis | EcoTemp | WFSX026A030A*D | Federally-Regulated Consumer Product | Non-Weatherized, Condensing Ga | 890 | 234 |  | 05/25/2023 | 26050 | 203360532 | 05/25/2023
Carrier Corp. - Indianapolis | EcoTemp | WPG4364060UKD* | Federally-Regulated Consumer Product | Weatherized Non-Condensing Gas | 1642 | 271 |  | 05/25/2023 | 60562 | 205822998 | 05/25/2023
Carrier Corp. - Indianapolis | EcoTemp | WPG4484090UKD* | Federally-Regulated Consumer Product | Weatherized Non-Condensing Gas | 2022 | 287 |  | 05/25/2023 | 90050 | 205823001 | 05/25/2023
Carrier Corp. - Indianapolis | EcoTemp | WFAX100C060B | Federally-Regulated Consumer Product | Non-Weatherized, Condensing Ga | 1931 | 280 |  | 05/25/2023 | 100411 | 211779061 | 05/25/2023
Carrier Corp. - Indianapolis | EcoTemp | WPG4424060UKD* | Federally-Regulated Consumer Product | Weatherized Non-Condensing Gas | 1589 | 268 |  | 05/25/2023 | 60153 | 205822999 | 05/25/2023
Carrier Corp. - Indianapolis | EcoTemp | WFSX080C060A**D | Federally-Regulated Consumer Product | Mobile Home Non-Weatherized, C | 1837 | 276 |  | 05/25/2023 | 79777 | 203360741 | 05/25/2023
Carrier Corp. - Indianapolis | EcoTemp | WFSX120D066A | Federally-Regulated Consumer Product | Non-Weatherized, Condensing Ga | 2161 | 290 |  | 05/25/2023 | 119834 | 203360527 | 05/25/2023
Carrier Corp. - Indianapolis | EcoTemp | WFEL045A036C | Federally-Regulated Consumer Product | Non-Weatherized, Non-Condensin | 1161 | 233 |  | 05/25/2023 | 44099 | 211780259 | 05/25/2023
Carrier Corp. - Indianapolis | EcoTemp | WFEL070A036B | Federally-Regulated Consumer Product | Non-Weatherized, Non-Condensin | 1106 | 231 |  | 05/25/2023 | 65995 | 203360869 | 05/25/2023
Carrier Corp. - Indianapolis | EcoTemp | WFSX060B048B | Federally-Regulated Consumer Product | Non-Weatherized, Condensing Ga | 1611 | 266 |  | 05/25/2023 | 59946 | 211779640 | 05/25/2023
Carrier Corp. - Indianapolis | EcoTemp | WFAX080B048A* | Federally-Regulated Consumer Product | Mobile Home Non-Weatherized, C | 1390 | 256 |  | 05/25/2023 | 79599 | 203359980 | 05/25/2023
Carrier Corp. - Indianapolis | EcoTemp | WFER070B036A | Federally-Regulated Consumer Product | Non-Weatherized, Non-Condensin | 1051 | 228 |  | 05/25/2023 | 65904 | 203360833 | 05/25/2023
Carrier Corp. - Indianapolis | EcoTemp | WFSX120D066B**D | Federally-Regulated Consumer Product | Mobile Home Non-Weatherized, C | 2308 | 297 |  | 05/25/2023 | 119661 | 211779664 | 05/25/2023
Carrier Corp. - Indianapolis | EcoTemp | WFER135D060C | Federally-Regulated Consumer Product | Non-Weatherized, Non-Condensin | 1907 | 266 |  | 05/25/2023 | 131914 | 211780247 | 05/25/2023
Carrier Corp. - Indianapolis | EcoTemp | WFSX100C060A | Federally-Regulated Consumer Product | Non-Weatherized, Condensing Ga | 2102 | 287 |  | 05/25/2023 | 99999 | 203360525 | 05/25/2023
Carrier Corp. - Indianapolis | EcoTemp | WFEU080C060B | Federally-Regulated Consumer Product | Non-Weatherized, Non-Condensin | 2436 | 289 |  | 05/25/2023 | 80342 | 211781362 | 05/25/2023
Carrier Corp. - Indianapolis | EcoTemp | WFEL135D060C | Federally-Regulated Consumer Product | Non-Weatherized, Non-Condensin | 1907 | 266 |  | 05/25/2023 | 131914 | 211780264 | 05/25/2023
Carrier Corp. - Indianapolis | EcoTemp | WFEL070A036C | Federally-Regulated Consumer Product | Non-Weatherized, Non-Condensin | 1170 | 233 |  | 05/25/2023 | 65912 | 211780260 | 05/25/2023
Carrier Corp. - Indianapolis | EcoTemp | WFSX080B048B*D | Federally-Regulated Consumer Product | Non-Weatherized, Condensing Ga | 1671 | 269 |  | 05/25/2023 | 79335 | 211779650 | 05/25/2023
Carrier Corp. - Indianapolis | EcoTemp | WFEL090D060B* | Federally-Regulated Consumer Product | Non-Weatherized, Non-Condensin | 1987 | 269 |  | 05/25/2023 | 88320 | 203360899 | 05/25/2023
Carrier Corp. - Indianapolis | EcoTemp | WFAX040A036B | Federally-Regulated Consumer Product | Non-Weatherized, Condensing Ga | 1089 | 243 |  | 05/25/2023 | 39846 | 211779045 | 05/25/2023
Carrier Corp. - Indianapolis | EcoTemp | WFER045A036C | Federally-Regulated Consumer Product | Non-Weatherized, Non-Condensin | 1161 | 233 |  | 05/25/2023 | 44099 | 211780451 | 05/25/2023
Carrier Corp. - Indianapolis | EcoTemp | WFEL070B048C | Federally-Regulated Consumer Product | Non-Weatherized, Non-Condensin | 1776 | 260 |  | 05/25/2023 | 65952 | 211780378 | 05/25/2023
Carrier Corp. - Indianapolis | EcoTemp | WFSX120D066B | Federally-Regulated Consumer Product | Non-Weatherized, Condensing Ga | 2308 | 297 |  | 05/25/2023 | 119661 | 211779660 | 05/25/2023
Carrier Corp. - Indianapolis | BROCK | PG80MSAA36045A | Federally-Regulated Consumer Product | Non-Weatherized, Non-Condensin | 1161 | 233 |  | 05/25/2023 | 44099 | 211780571 | 05/25/2023
Allied Air | Lennox | LRP16GX48-108VP-* | Federally-Regulated Consumer Product | Weatherized Non-Condensing Gas | 1765 | 277 | 277 | 11/10/2022 | 80501 | 204008124 | 05/25/2023
Allied Air | Lennox | LRP14GE36-054EP-* | Federally-Regulated Consumer Product | Weatherized Non-Condensing Gas | 1343 | 258 | 258 | 12/09/2020 | 54039 | 204027527 | 05/25/2023
Allied Air | Lennox | LRP14GE60-126EP-* | Federally-Regulated Consumer Product | Weatherized Non-Condensing Gas | 1881 | 282 | 282 | 11/10/2022 | 125813 | 204027539 | 05/25/2023
Allied Air | Lennox | LRP16GE48-108VP-* | Federally-Regulated Consumer Product | Weatherized Non-Condensing Gas | 1765 | 277 | 277 | 11/10/2022 | 80501 | 204008123 | 05/25/2023
Allied Air | Lennox | LRP16G*36-072VP-** | Federally-Regulated Consumer Product | Weatherized Non-Condensing Gas | 1341 | 258 | 258 | 11/10/2022 | 53633 | 206901421 | 05/25/2023
Allied Air | Lennox | LRP16GE36-090VP-* | Federally-Regulated Consumer Product | Weatherized Non-Condensing Gas | 1342 | 258 | 258 | 11/10/2022 | 66873 | 204008121 | 05/25/2023
Allied Air | Lennox | LRP14GE30-054EP-* | Federally-Regulated Consumer Product | Weatherized Non-Condensing Gas | 1049 | 243 | 245 | 11/10/2022 | 53316 | 204027524 | 05/25/2023
Allied Air | Lennox | LRP14GE42-090EP-* | Federally-Regulated Consumer Product | Weatherized Non-Condensing Gas | 1348 | 254 | 258 | 11/10/2022 | 88991 | 204027533 | 05/25/2023
Allied Air | Lennox | LRP14G*42-090EP-** | Federally-Regulated Consumer Product | Weatherized Non-Condensing Gas | 1348 | 254 | 258 | 11/10/2022 | 88991 | 206901335 | 05/25/2023
Allied Air | Lennox | LRP14G*48-108EP-** | Federally-Regulated Consumer Product | Weatherized Non-Condensing Gas | 1751 | 276 | 276 | 11/10/2022 | 106967 | 206901336 | 05/25/2023
Allied Air | Lennox | LRP14G*24-054EP-** | Federally-Regulated Consumer Product | Weatherized Non-Condensing Gas | 1049 | 243 | 245 | 11/10/2022 | 53316 | 206901327 | 05/25/2023
Allied Air | Lennox | LRP16GE*6-090VP-** | Federally-Regulated Consumer Product | Weatherized Non-Condensing Gas | 1342 | 258 | 258 | 11/10/2022 | 66873 | 206901418 | 05/25/2023
Allied Air | Lennox | LRP14G*48-126EP-** | Federally-Regulated Consumer Product | Weatherized Non-Condensing Gas | 1898 | 280 | 283 | 11/10/2022 | 126349 | 206901337 | 05/25/2023
Allied Air | Lennox | LRP16GE36-072VP-* | Federally-Regulated Consumer Product | Weatherized Non-Condensing Gas | 1341 | 258 | 258 | 11/10/2022 | 53633 | 204008119 | 05/25/2023
Allied Air | Lennox | LRP14G*48-072EP-** | Federally-Regulated Consumer Product | Weatherized Non-Condensing Gas | 1641 | 270 | 271 | 11/10/2022 | 71465 | 207430394 | 05/25/2023
Allied Air | Lennox | LRP14GE30-072EP-* | Federally-Regulated Consumer Product | Weatherized Non-Condensing Gas | 1100 | 247 | 247 | 11/10/2022 | 71693 | 204027526 | 05/25/2023
Allied Air | Lennox | LRP14GE48-126EP-* | Federally-Regulated Consumer Product | Weatherized Non-Condensing Gas | 1898 | 280 | 283 | 11/10/2022 | 126349 | 204027536 | 05/25/2023
Allied Air | Lennox | LRP14GX60-108EP-* | Federally-Regulated Consumer Product | Weatherized Non-Condensing Gas | 1964 | 285 | 285 | 11/10/2022 | 107727 | 204027538 | 05/25/2023
Allied Air | Lennox | LRP16GX36-090VP-* | Federally-Regulated Consumer Product | Weatherized Non-Condensing Gas | 1342 | 258 | 258 | 11/10/2022 | 66873 | 204008122 | 05/25/2023
Allied Air | Lennox | LRP14G*30-072EP-** | Federally-Regulated Consumer Product | Weatherized Non-Condensing Gas | 1100 | 247 | 247 | 11/10/2022 | 71693 | 206901330 | 05/25/2023
Allied Air | Lennox | LRP14G*60-126EP-** | Federally-Regulated Consumer Product | Weatherized Non-Condensing Gas | 1881 | 282 | 282 | 11/10/2022 | 125813 | 206901339 | 05/25/2023
Allied Air | Lennox | LRP14GE24-054EP | Federally-Regulated Consumer Product | Weatherized Non-Condensing Gas | 1049 | 243 | 245 | 11/10/2022 | 53316 | 204027521 | 05/25/2023
Allied Air | Lennox | LRP14GX48-108EP-* | Federally-Regulated Consumer Product | Weatherized Non-Condensing Gas | 1751 | 276 | 276 | 11/10/2022 | 106967 | 204027535 | 05/25/2023
Allied Air | Lennox | LRP14GX42-072EP-* | Federally-Regulated Consumer Product | Weatherized Non-Condensing Gas | 1299 | 256 | 256 | 11/10/2022 | 71694 | 204027532 | 05/25/2023
Allied Air | Lennox | LRP14GE36-090EP-* | Federally-Regulated Consumer Product | Weatherized Non-Condensing Gas | 1382 | 260 | 260 | 11/10/2022 | 89107 | 204027530 | 05/25/2023
Allied Air | Lennox | LRP14GE48-108EP-* | Federally-Regulated Consumer Product | Weatherized Non-Condensing Gas | 1751 | 276 | 276 | 11/10/2022 | 106967 | 204027534 | 05/25/2023
Allied Air | Lennox | LRP14G*36-090EP-** | Federally-Regulated Consumer Product | Weatherized Non-Condensing Gas | 1382 | 260 | 260 | 11/10/2022 | 89107 | 206901333 | 05/25/2023
Allied Air | Lennox | LRP14GX24-054EP-* | Federally-Regulated Consumer Product | Weatherized Non-Condensing Gas | 1049 | 243 | 245 | 11/10/2022 | 53316 | 204027522 | 05/25/2023
Allied Air | Lennox | LRP16G*60-126VP-** | Federally-Regulated Consumer Product | Weatherized Non-Condensing Gas | 2027 | 288 |  | 04/21/2021 | 93995 | 206901420 | 05/25/2023
Allied Air | Lennox | LRP14GE42-072EP-* | Federally-Regulated Consumer Product | Weatherized Non-Condensing Gas | 1299 | 256 | 256 | 11/10/2022 | 71694 | 204027531 | 05/25/2023
Allied Air | Lennox | LRP14GE60-108EP-* | Federally-Regulated Consumer Product | Weatherized Non-Condensing Gas | 1964 | 285 | 285 | 11/10/2022 | 107727 | 204027537 | 05/25/2023
Allied Air | Lennox | LRP14G*60-108EP-** | Federally-Regulated Consumer Product | Weatherized Non-Condensing Gas | 1964 | 285 | 285 | 11/10/2022 | 107727 | 206901338 | 05/25/2023
Allied Air | Lennox | LRP16GX24-072VP-* | Federally-Regulated Consumer Product | Weatherized Non-Condensing Gas | 1330 | 254 | 258 | 11/10/2022 | 53940 | 204008118 | 05/25/2023
Allied Air | Lennox | LRP14GE24-072EP-* | Federally-Regulated Consumer Product | Weatherized Non-Condensing Gas | 1100 | 247 | 247 | 12/09/2020 | 71693 | 204027523 | 05/25/2023
Allied Air | Lennox | LRP14G*42-072EP-** | Federally-Regulated Consumer Product | Weatherized Non-Condensing Gas | 1299 | 256 | 256 | 11/10/2022 | 71694 | 206901334 | 05/25/2023
Allied Air | Lennox | LRP14G*30-054EP-** | Federally-Regulated Consumer Product | Weatherized Non-Condensing Gas | 1049 | 243 | 245 | 11/10/2022 | 53316 | 206901329 | 05/25/2023
Allied Air | Lennox | LRP16GE60-126VP-* | Federally-Regulated Consumer Product | Weatherized Non-Condensing Gas | 2027 | 288 |  | 04/06/2023 | 93995 | 204008125 | 05/25/2023
Allied Air | Lennox | LRP14GX30-054EP-* | Federally-Regulated Consumer Product | Weatherized Non-Condensing Gas | 1049 | 243 | 245 | 11/10/2022 | 53316 | 204027525 | 05/25/2023
Allied Air | Lennox | LRP16GX60-126VP-* | Federally-Regulated Consumer Product | Weatherized Non-Condensing Gas | 2027 | 288 |  | 04/06/2023 | 93995 | 204008126 | 05/25/2023
Allied Air | Lennox | LRP14G*36-054EP-** | Federally-Regulated Consumer Product | Weatherized Non-Condensing Gas | 1343 | 258 | 258 | 11/10/2022 | 54039 | 206901331 | 05/25/2023
Allied Air | Lennox | LRP14G*60-072EP-** | Federally-Regulated Consumer Product | Weatherized Non-Condensing Gas | 1872 | 270 | 281 | 11/10/2022 | 72143 | 207430395 | 05/25/2023
Allied Air | Lennox | LRP16G*48-108VP-** | Federally-Regulated Consumer Product | Weatherized Non-Condensing Gas | 1765 | 277 | 277 | 11/10/2022 | 80501 | 206901419 | 05/25/2023
Allied Air | Lennox | LRP16GE24-072VP-* | Federally-Regulated Consumer Product | Weatherized Non-Condensing Gas | 1330 | 254 | 258 | 11/10/2022 | 53940 | 204008117 | 05/25/2023
Allied Air | Lennox | LRP16GX36-072VP-* | Federally-Regulated Consumer Product | Weatherized Non-Condensing Gas | 1341 | 258 | 258 | 11/10/2022 | 53633 | 204008120 | 05/25/2023
Allied Air | Lennox | LRP16G*24-072VP-** | Federally-Regulated Consumer Product | Weatherized Non-Condensing Gas | 1330 | 254 | 258 | 11/10/2022 | 53940 | 206901417 | 05/25/2023
Allied Air | Lennox | LRP14G*24-072EP-** | Federally-Regulated Consumer Product | Weatherized Non-Condensing Gas | 1100 | 247 | 247 | 11/10/2022 | 71693 | 206901328 | 05/25/2023
Carrier Corp. - Indianapolis | SMARTCOMFORT | R95ESN0601412A* | Federally-Regulated Consumer Product | Mobile Home Non-Weatherized, C | 1176 | 247 |  | 05/25/2023 | 59961 | 203924718 | 05/25/2023
Carrier Corp. - Indianapolis | SMARTCOMFORT | R80ESN0451712A | Federally-Regulated Consumer Product | Non-Weatherized, Non-Condensin | 1206 | 235 |  | 05/25/2023 | 44058 | 203360844 | 05/25/2023
Carrier Corp. - Indianapolis | SMARTCOMFORT | R80ESL0701712A | Federally-Regulated Consumer Product | Non-Weatherized, Non-Condensin | 1051 | 228 |  | 05/25/2023 | 65904 | 203360882 | 05/25/2023
Carrier Corp. - Indianapolis | SMARTCOMFORT | N95ESM0401712A | Federally-Regulated Consumer Product | Mobile Home Non-Weatherized, C | 998 | 239 |  | 05/25/2023 | 40139 | 204743370 | 05/25/2023
Carrier Corp. - Indianapolis | SMARTCOMFORT | R80MSL0701716A* | Federally-Regulated Consumer Product | Non-Weatherized, Non-Condensin | 1776 | 260 |  | 05/25/2023 | 65952 | 211780397 | 05/25/2023
Carrier Corp. - Indianapolis | SMARTCOMFORT | N96MSM0601716A*D | Federally-Regulated Consumer Product | Mobile Home Non-Weatherized, C | 1611 | 266 |  | 05/25/2023 | 59946 | 211779148 | 05/25/2023
Carrier Corp. - Indianapolis | SMARTCOMFORT | R80MSL0701412A | Federally-Regulated Consumer Product | Non-Weatherized, Non-Condensin | 1170 | 233 |  | 05/25/2023 | 65912 | 211780266 | 05/25/2023
Carrier Corp. - Indianapolis | SMARTCOMFORT | R80MSN1102120A | Federally-Regulated Consumer Product | Non-Weatherized, Non-Condensin | 2444 | 290 |  | 05/25/2023 | 110371 | 211780252 | 05/25/2023
Carrier Corp. - Indianapolis | SMARTCOMFORT | R96MSN0401410A*D | Federally-Regulated Consumer Product | Non-Weatherized, Condensing Ga | 1017 | 240 |  | 05/25/2023 | 40102 | 211779587 | 05/25/2023
Carrier Corp. - Indianapolis | SMARTCOMFORT | R95ESN0601714A**D | Federally-Regulated Consumer Product | Mobile Home Non-Weatherized, C | 1346 | 254 |  | 05/25/2023 | 60102 | 203360775 | 05/25/2023
Carrier Corp. - Indianapolis | SMARTCOMFORT | R80ESL0902420A* | Federally-Regulated Consumer Product | Non-Weatherized, Non-Condensin | 1987 | 269 |  | 05/25/2023 | 88320 | 203360923 | 05/25/2023
Carrier Corp. - Indianapolis | SMARTCOMFORT | R95ESN1002120A | Federally-Regulated Consumer Product | Non-Weatherized, Condensing Ga | 2102 | 287 |  | 05/25/2023 | 99999 | 203360578 | 05/25/2023
Carrier Corp. - Indianapolis | SMARTCOMFORT | R80ESN0902420A | Federally-Regulated Consumer Product | Non-Weatherized, Non-Condensin | 1987 | 269 |  | 05/25/2023 | 88320 | 203360851 | 05/25/2023
Carrier Corp. - Indianapolis | SMARTCOMFORT | R95ESN1402422A*D | Federally-Regulated Consumer Product | Non-Weatherized, Condensing Ga | 2328 | 297 |  | 05/25/2023 | 139741 | 203360588 | 05/25/2023
Carrier Corp. - Indianapolis | SMARTCOMFORT | R80ESL0451712A* | Federally-Regulated Consumer Product | Non-Weatherized, Non-Condensin | 1206 | 235 |  | 05/25/2023 | 44058 | 203360916 | 05/25/2023
Carrier Corp. - Indianapolis | SMARTCOMFORT | N96MSM0401712A*D | Federally-Regulated Consumer Product | Mobile Home Non-Weatherized, C | 1097 | 243 |  | 05/25/2023 | 40216 | 211779146 | 05/25/2023
Carrier Corp. - Indianapolis | SMARTCOMFORT | R96MSN0401410A* | Federally-Regulated Consumer Product | Mobile Home Non-Weatherized, C | 1017 | 240 |  | 05/25/2023 | 40102 | 211779583 | 05/25/2023
Carrier Corp. - Indianapolis | SMARTCOMFORT | R96MSN1202422A* | Federally-Regulated Consumer Product | Mobile Home Non-Weatherized, C | 2308 | 297 |  | 05/25/2023 | 119661 | 211779627 | 05/25/2023
Carrier Corp. - Indianapolis | SMARTCOMFORT | N96MSM0802120A*D | Federally-Regulated Consumer Product | Mobile Home Non-Weatherized, C | 2169 | 290 |  | 05/25/2023 | 79638 | 211779150 | 05/25/2023
Carrier Corp. - Indianapolis | SMARTCOMFORT | R80MSL0701412A* | Federally-Regulated Consumer Product | Non-Weatherized, Non-Condensin | 1170 | 233 |  | 05/25/2023 | 65912 | 211780282 | 05/25/2023
Carrier Corp. - Indianapolis | SMARTCOMFORT | N95ESM0802120A | Federally-Regulated Consumer Product | Mobile Home Non-Weatherized, C | 1837 | 276 |  | 05/25/2023 | 79777 | 204743372 | 05/25/2023
Carrier Corp. - Indianapolis | SMARTCOMFORT | R80MSL0902120A | Federally-Regulated Consumer Product | Non-Weatherized, Non-Condensin | 2438 | 289 |  | 05/25/2023 | 88368 | 211780267 | 05/25/2023
Carrier Corp. - Indianapolis | SMARTCOMFORT | N95ESM0401712A*D | Federally-Regulated Consumer Product | Mobile Home Non-Weatherized, C | 998 | 239 |  | 05/25/2023 | 40139 | 204743373 | 05/25/2023
Carrier Corp. - Indianapolis | SMARTCOMFORT | R95ESN1202422A | Federally-Regulated Consumer Product | Non-Weatherized, Condensing Ga | 2161 | 290 |  | 05/25/2023 | 119834 | 203360579 | 05/25/2023
Carrier Corp. - Indianapolis | SMARTCOMFORT | R95ESN1402422A | Federally-Regulated Consumer Product | Non-Weatherized, Condensing Ga | 2328 | 297 |  | 05/25/2023 | 139741 | 203360580 | 05/25/2023
Carrier Corp. - Indianapolis | SMARTCOMFORT | R96MSN0601716A* | Federally-Regulated Consumer Product | Mobile Home Non-Weatherized, C | 1611 | 266 |  | 05/25/2023 | 59946 | 211779599 | 05/25/2023
Carrier Corp. - Indianapolis | SMARTCOMFORT | R95ESN1202422A*D | Federally-Regulated Consumer Product | Non-Weatherized, Condensing Ga | 2161 | 290 |  | 05/25/2023 | 119834 | 203360587 | 05/25/2023
Carrier Corp. - Indianapolis | SMARTCOMFORT | R80ESL0902420A | Federally-Regulated Consumer Product | Non-Weatherized, Non-Condensin | 1987 | 269 |  | 05/25/2023 | 88320 | 203360887 | 05/25/2023
Carrier Corp. - Indianapolis | SMARTCOMFORT | R80ESL0901714A | Federally-Regulated Consumer Product | Non-Weatherized, Non-Condensin | 1238 | 236 |  | 05/25/2023 | 88097 | 203360884 | 05/25/2023
Carrier Corp. - Indianapolis | SMARTCOMFORT | N95ESM0802120A*D | Federally-Regulated Consumer Product | Mobile Home Non-Weatherized, C | 1837 | 276 |  | 05/25/2023 | 79777 | 204743375 | 05/25/2023
Carrier Corp. - Indianapolis | SMARTCOMFORT | R96MSN0802120A | Federally-Regulated Consumer Product | Non-Weatherized, Condensing Ga | 2169 | 290 |  | 05/25/2023 | 79638 | 211779609 | 05/25/2023
Carrier Corp. - Indianapolis | SMARTCOMFORT | R95ESN1202422A**D | Federally-Regulated Consumer Product | Mobile Home Non-Weatherized, C | 2161 | 290 |  | 05/25/2023 | 119834 | 203360779 | 05/25/2023
Carrier Corp. - Indianapolis | SMARTCOMFORT | N95ESM0601714A | Federally-Regulated Consumer Product | Mobile Home Non-Weatherized, C | 1346 | 254 |  | 05/25/2023 | 60102 | 204743371 | 05/25/2023
Carrier Corp. - Indianapolis | SMARTCOMFORT | R80MSN0451412A | Federally-Regulated Consumer Product | Non-Weatherized, Non-Condensin | 1161 | 233 |  | 05/25/2023 | 44099 | 211780248 | 05/25/2023
Carrier Corp. - Indianapolis | SMARTCOMFORT | R80MSN0701716A | Federally-Regulated Consumer Product | Non-Weatherized, Non-Condensin | 1776 | 260 |  | 05/25/2023 | 65952 | 211780363 | 05/25/2023
Carrier Corp. - Indianapolis | SMARTCOMFORT | R95ESN1202422A* | Federally-Regulated Consumer Product | Mobile Home Non-Weatherized, C | 2161 | 290 |  | 05/25/2023 | 119834 | 203360773 | 05/25/2023
Carrier Corp. - Indianapolis | SMARTCOMFORT | R96MSN0401712A**D | Federally-Regulated Consumer Product | Mobile Home Non-Weatherized, C | 1097 | 243 |  | 05/25/2023 | 40216 | 211779593 | 05/25/2023
Carrier Corp. - Indianapolis | SMARTCOMFORT | R80ESN0701712A | Federally-Regulated Consumer Product | Non-Weatherized, Non-Condensin | 1051 | 228 |  | 05/25/2023 | 65904 | 203360846 | 05/25/2023
Carrier Corp. - Indianapolis | SMARTCOMFORT | R96MSN0601716A**D | Federally-Regulated Consumer Product | Mobile Home Non-Weatherized, C | 1611 | 266 |  | 05/25/2023 | 59946 | 211779601 | 05/25/2023
Carrier Corp. - Indianapolis | SMARTCOMFORT | R95ESN0801716A* | Federally-Regulated Consumer Product | Mobile Home Non-Weatherized, C | 1771 | 273 |  | 05/25/2023 | 80331 | 203360770 | 05/25/2023
Carrier Corp. - Indianapolis | SMARTCOMFORT | R96MSN0802120A*D | Federally-Regulated Consumer Product | Non-Weatherized, Condensing Ga | 2169 | 290 |  | 05/25/2023 | 79638 | 211779615 | 05/25/2023
Carrier Corp. - Indianapolis | SMARTCOMFORT | R80MSL1102120A* | Federally-Regulated Consumer Product | Non-Weatherized, Non-Condensin | 2444 | 290 |  | 05/25/2023 | 110371 | 211780284 | 05/25/2023
Carrier Corp. - Indianapolis | SMARTCOMFORT | R95ESN1002120A**D | Federally-Regulated Consumer Product | Mobile Home Non-Weatherized, C | 2102 | 287 |  | 05/25/2023 | 99999 | 203360778 | 05/25/2023
Carrier Corp. - Indianapolis | SMARTCOMFORT | R96MSN0401712A*D | Federally-Regulated Consumer Product | Non-Weatherized, Condensing Ga | 1097 | 243 |  | 05/25/2023 | 40216 | 211779595 | 05/25/2023
Carrier Corp. - Indianapolis | SMARTCOMFORT | R95ESN0261410A | Federally-Regulated Consumer Product | Non-Weatherized, Condensing Ga | 890 | 234 |  | 05/25/2023 | 26050 | 203360573 | 05/25/2023
Carrier Corp. - Indianapolis | SMARTCOMFORT | R96MSN1202422A | Federally-Regulated Consumer Product | Non-Weatherized, Condensing Ga | 2308 | 297 |  | 05/25/2023 | 119661 | 211779625 | 05/25/2023
Carrier Corp. - Indianapolis | SMARTCOMFORT | R80MSN0901714A | Federally-Regulated Consumer Product | Non-Weatherized, Non-Condensin | 1592 | 252 |  | 05/25/2023 | 88547 | 211780250 | 05/25/2023
Carrier Corp. - Indianapolis | SMARTCOMFORT | R96MSN0802120A**D | Federally-Regulated Consumer Product | Mobile Home Non-Weatherized, C | 2169 | 290 |  | 05/25/2023 | 79638 | 211779613 | 05/25/2023
Carrier Corp. - Indianapolis | SMARTCOMFORT | R80MSN0701412A | Federally-Regulated Consumer Product | Non-Weatherized, Non-Condensin | 1170 | 233 |  | 05/25/2023 | 65912 | 211780249 | 05/25/2023
Carrier Corp. - Indianapolis | SMARTCOMFORT | N96MSM0401712A | Federally-Regulated Consumer Product | Mobile Home Non-Weatherized, C | 1097 | 243 |  | 05/25/2023 | 40216 | 211779145 | 05/25/2023
Carrier Corp. - Indianapolis | SMARTCOMFORT | R96MSN1002120A*D | Federally-Regulated Consumer Product | Non-Weatherized, Condensing Ga | 2215 | 292 |  | 05/25/2023 | 99728 | 211779623 | 05/25/2023
Carrier Corp. - Indianapolis | SMARTCOMFORT | R96MSN1202422A**D | Federally-Regulated Consumer Product | Mobile Home Non-Weatherized, C | 2308 | 297 |  | 05/25/2023 | 119661 | 211779629 | 05/25/2023
Carrier Corp. - Indianapolis | SMARTCOMFORT | R95ESN0401712A* | Federally-Regulated Consumer Product | Mobile Home Non-Weatherized, C | 998 | 239 |  | 05/25/2023 | 40139 | 203360768 | 05/25/2023
Carrier Corp. - Indianapolis | SMARTCOMFORT | R80ESN1352420A | Federally-Regulated Consumer Product | Non-Weatherized, Non-Condensin | 1887 | 265 |  | 05/25/2023 | 131482 | 203360854 | 05/25/2023
Carrier Corp. - Indianapolis | SMARTCOMFORT | R96MSN0401712A* | Federally-Regulated Consumer Product | Mobile Home Non-Weatherized, C | 1097 | 243 |  | 05/25/2023 | 40216 | 211779591 | 05/25/2023
Carrier Corp. - Indianapolis | SMARTCOMFORT | R96MSN0401410A**D | Federally-Regulated Consumer Product | Mobile Home Non-Weatherized, C | 1017 | 240 |  | 05/25/2023 | 40102 | 211779585 | 05/25/2023
Carrier Corp. - Indianapolis | SMARTCOMFORT | R95ESN0802120A* | Federally-Regulated Consumer Product | Mobile Home Non-Weatherized, C | 1837 | 276 |  | 05/25/2023 | 79777 | 203360771 | 05/25/2023
Carrier Corp. - Indianapolis | SMARTCOMFORT | R80ESL0901714A* | Federally-Regulated Consumer Product | Non-Weatherized, Non-Condensin | 1238 | 236 |  | 05/25/2023 | 88097 | 203360920 | 05/25/2023
Carrier Corp. - Indianapolis | SMARTCOMFORT | R96MSN0401712A | Federally-Regulated Consumer Product | Non-Weatherized, Condensing Ga | 1097 | 243 |  | 05/25/2023 | 40216 | 211779589 | 05/25/2023
Carrier Corp. - Indianapolis | SMARTCOMFORT | N95ESM0601714A*D | Federally-Regulated Consumer Product | Mobile Home Non-Weatherized, C | 1346 | 254 |  | 05/25/2023 | 60102 | 204743374 | 05/25/2023
Carrier Corp. - Indianapolis | SMARTCOMFORT | R95ESN0601714A* | Federally-Regulated Consumer Product | Mobile Home Non-Weatherized, C | 1346 | 254 |  | 05/25/2023 | 60102 | 203360769 | 05/25/2023
Carrier Corp. - Indianapolis | SMARTCOMFORT | N96MSM0601716A | Federally-Regulated Consumer Product | Mobile Home Non-Weatherized, C | 1611 | 266 |  | 05/25/2023 | 59946 | 211779147 | 05/25/2023
Carrier Corp. - Indianapolis | SMARTCOMFORT | R95ESN1002120A*D | Federally-Regulated Consumer Product | Non-Weatherized, Condensing Ga | 2102 | 287 |  | 05/25/2023 | 99999 | 203360586 | 05/25/2023
Carrier Corp. - Indianapolis | SMARTCOMFORT | R96MSN1002120A* | Federally-Regulated Consumer Product | Mobile Home Non-Weatherized, C | 2215 | 292 |  | 05/25/2023 | 99728 | 211779619 | 05/25/2023
Carrier Corp. - Indianapolis | SMARTCOMFORT | R95ESN0401410A* | Federally-Regulated Consumer Product | Mobile Home Non-Weatherized, C | 950 | 237 |  | 05/25/2023 | 40146 | 203924714 | 05/25/2023
Carrier Corp. - Indianapolis | SMARTCOMFORT | R80ESN0901714A | Federally-Regulated Consumer Product | Non-Weatherized, Non-Condensin | 1238 | 236 |  | 05/25/2023 | 88097 | 203360848 | 05/25/2023
Carrier Corp. - Indianapolis | SMARTCOMFORT | R96MSN0801716A* | Federally-Regulated Consumer Product | Mobile Home Non-Weatherized, C | 1671 | 269 |  | 05/25/2023 | 79335 | 211780754 | 05/25/2023
Carrier Corp. - Indianapolis | SMARTCOMFORT | R96MSN0401410A | Federally-Regulated Consumer Product | Non-Weatherized, Condensing Ga | 1017 | 240 |  | 05/25/2023 | 40102 | 211779581 | 05/25/2023
Carrier Corp. - Indianapolis | SMARTCOMFORT | R96MSN0801716A**D | Federally-Regulated Consumer Product | Mobile Home Non-Weatherized, C | 1671 | 269 |  | 05/25/2023 | 79335 | 211779605 | 05/25/2023
Carrier Corp. - Indianapolis | SMARTCOMFORT | R80ESL1102420A* | Federally-Regulated Consumer Product | Non-Weatherized, Non-Condensin | 2027 | 271 |  | 05/25/2023 | 109826 | 203360925 | 05/25/2023
Carrier Corp. - Indianapolis | SMARTCOMFORT | R80MSL0701716A | Federally-Regulated Consumer Product | Non-Weatherized, Non-Condensin | 1776 | 260 |  | 05/25/2023 | 65952 | 211780381 | 05/25/2023
Carrier Corp. - Indianapolis | SMARTCOMFORT | R95ESN0261410A*D | Federally-Regulated Consumer Product | Non-Weatherized, Condensing Ga | 890 | 234 |  | 05/25/2023 | 26050 | 203360581 | 05/25/2023
Carrier Corp. - Indianapolis | SMARTCOMFORT | R96MSN0601716A | Federally-Regulated Consumer Product | Non-Weatherized, Condensing Ga | 1611 | 266 |  | 05/25/2023 | 59946 | 211779597 | 05/25/2023
Carrier Corp. - Indianapolis | SMARTCOMFORT | R95ESN0601412A**D | Federally-Regulated Consumer Product | Mobile Home Non-Weatherized, C | 1176 | 247 |  | 05/25/2023 | 59961 | 203924719 | 05/25/2023
Carrier Corp. - Indianapolis | SMARTCOMFORT | R96MSN0601716A*D | Federally-Regulated Consumer Product | Non-Weatherized, Condensing Ga | 1611 | 266 |  | 05/25/2023 | 59946 | 211779603 | 05/25/2023
Carrier Corp. - Indianapolis | SMARTCOMFORT | R80MSL1102120A | Federally-Regulated Consumer Product | Non-Weatherized, Non-Condensin | 2444 | 290 |  | 05/25/2023 | 110371 | 211780268 | 05/25/2023
American Standard, Inc. | AMERICAN STANDARD | S8V2C100M5PD*** | Federally-Regulated Consumer Product | Non-Weatherized, Non-Condensin | 2317 | 283 |  | 05/25/2023 | 65323 | 210532658 | 05/25/2023
American Standard, Inc. | AMERICAN STANDARD | AUHMB060ACV3V**-H | Federally-Regulated Consumer Product | Non-Weatherized, Condensing Ga | 1328 | 253 |  | 05/25/2023 | 23433 | 9962861 | 05/25/2023
American Standard, Inc. | AMERICAN STANDARD | S8B1B080M4PT*** | Federally-Regulated Consumer Product | Non-Weatherized, Non-Condensin | 1891 | 265 |  | 05/25/2023 | 80284 | 202865521 | 05/25/2023
American Standard, Inc. | AMERICAN STANDARD | S8X2D120M5PT*** | Federally-Regulated Consumer Product | Non-Weatherized, Non-Condensin | 2478 | 291 |  | 05/25/2023 | 84491 | 202865506 | 05/25/2023
American Standard, Inc. | AMERICAN STANDARD | S8X1A040M3PT*** | Federally-Regulated Consumer Product | Non-Weatherized, Non-Condensin | 1395 | 243 |  | 05/25/2023 | 39539 | 202865492 | 05/25/2023
American Standard, Inc. | AMERICAN STANDARD | S9V2B060U4PS*** | Federally-Regulated Consumer Product | Non-Weatherized, Condensing Ga | 1620 | 266 |  | 05/25/2023 | 39100 | 10509495 | 05/25/2023
American Standard, Inc. | AMERICAN STANDARD | 4YCC4042A1090** | Federally-Regulated Consumer Product | Weatherized Non-Condensing Gas | 1729 | 275 |  | 05/25/2023 | 89458 | 7523943 | 05/25/2023
American Standard, Inc. | AMERICAN STANDARD | 4YCZ6048C1090** | Federally-Regulated Consumer Product | Weatherized Non-Condensing Gas | 1874 | 281 |  | 05/25/2023 | 71942 | 7795889 | 05/25/2023
American Standard, Inc. | AMERICAN STANDARD | AUHMB080ACV3V** | Federally-Regulated Consumer Product | Non-Weatherized, Condensing Ga | 1413 | 257 |  | 05/25/2023 | 79374 | 9962867 | 05/25/2023
American Standard, Inc. | AMERICAN STANDARD | L8V1A040U3VS*** | Federally-Regulated Consumer Product | Non-Weatherized, Non-Condensin | 1421 | 245 |  | 05/25/2023 | 40235 | 208359565 | 05/25/2023
American Standard, Inc. | AMERICAN STANDARD | ADD2D120ACV52* | Federally-Regulated Consumer Product | Non-Weatherized, Non-Condensin | 2235 | 280 |  | 05/25/2023 | 75910 | 2016784 | 05/25/2023
American Standard, Inc. | AMERICAN STANDARD | AUHMD120ACV5V**-H | Federally-Regulated Consumer Product | Non-Weatherized, Condensing Ga | 2116 | 288 |  | 05/25/2023 | 54354 | 9962864 | 05/25/2023
American Standard, Inc. | AMERICAN STANDARD | 4YCC4060A1115** | Federally-Regulated Consumer Product | Weatherized Non-Condensing Gas | 2164 | 294 |  | 05/25/2023 | 114427 | 7523947 | 05/25/2023
American Standard, Inc. | AMERICAN STANDARD | S9V2B060D3PS*** | Federally-Regulated Consumer Product | Non-Weatherized, Condensing Ga | 1446 | 259 |  | 05/25/2023 | 38743 | 10509493 | 05/25/2023
American Standard, Inc. | AMERICAN STANDARD | ADD2B080A9V3V** | Federally-Regulated Consumer Product | Non-Weatherized, Non-Condensin | 1465 | 246 |  | 05/25/2023 | 50969 | 5493968 | 05/25/2023
American Standard, Inc. | AMERICAN STANDARD | S9X2B040D3PSB** | Federally-Regulated Consumer Product | Non-Weatherized, Condensing Ga | 1261 | 250 |  | 05/25/2023 | 25805 | 203909126 | 05/25/2023
American Standard, Inc. | AMERICAN STANDARD | S8X2B060M4PT*** | Federally-Regulated Consumer Product | Non-Weatherized, Non-Condensin | 1756 | 259 |  | 05/25/2023 | 39182 | 202865502 | 05/25/2023
American Standard, Inc. | AMERICAN STANDARD | S8B1A026M2PT*** | Federally-Regulated Consumer Product | Non-Weatherized, Non-Condensin | 1045 | 228 |  | 05/25/2023 | 26205 | 202865516 | 05/25/2023
American Standard, Inc. | AMERICAN STANDARD | S8B1A040M3PT*** | Federally-Regulated Consumer Product | Non-Weatherized, Non-Condensin | 1395 | 243 |  | 05/25/2023 | 39539 | 202865517 | 05/25/2023
American Standard, Inc. | AMERICAN STANDARD | 4DCY4042C1090** | Federally-Regulated Consumer Product | Weatherized Non-Condensing Gas | 1846 | 280 |  | 05/25/2023 | 90142 | 7795878 | 05/25/2023
American Standard, Inc. | AMERICAN STANDARD | S8B1A040M3PS*** | Federally-Regulated Consumer Product | Non-Weatherized, Non-Condensin | 1395 | 243 |  | 05/25/2023 | 39539 | 202576808 | 05/25/2023
American Standard, Inc. | AMERICAN STANDARD | AUHMB060ACV3V** | Federally-Regulated Consumer Product | Non-Weatherized, Condensing Ga | 1328 | 253 |  | 05/25/2023 | 23433 | 9962868 | 05/25/2023
American Standard, Inc. | AMERICAN STANDARD | S8X2B080M4PT*** | Federally-Regulated Consumer Product | Non-Weatherized, Non-Condensin | 1846 | 263 |  | 05/25/2023 | 51266 | 202865503 | 05/25/2023
American Standard, Inc. | AMERICAN STANDARD | 4DCY4036C1070** | Federally-Regulated Consumer Product | Weatherized Non-Condensing Gas | 1504 | 265 |  | 05/25/2023 | 55291 | 7795877 | 05/25/2023
American Standard, Inc. | AMERICAN STANDARD | 4YCC4036A1090** | Federally-Regulated Consumer Product | Weatherized Non-Condensing Gas | 1387 | 260 |  | 05/25/2023 | 90126 | 7523941 | 05/25/2023
American Standard, Inc. | AMERICAN STANDARD | S8X2A040M3PT*** | Federally-Regulated Consumer Product | Non-Weatherized, Non-Condensin | 1447 | 246 |  | 05/25/2023 | 25638 | 202865500 | 05/25/2023
American Standard, Inc. | AMERICAN STANDARD | 4YCC4060A1090** | Federally-Regulated Consumer Product | Weatherized Non-Condensing Gas | 2282 | 299 |  | 05/25/2023 | 89050 | 7523946 | 05/25/2023
American Standard, Inc. | AMERICAN STANDARD | S9B1B060U4PS*** | Federally-Regulated Consumer Product | Non-Weatherized, Condensing Ga | 1616 | 266 |  | 05/25/2023 | 60194 | 203908967 | 05/25/2023
American Standard, Inc. | AMERICAN STANDARD | 4DCZ5024F1060** | Federally-Regulated Consumer Product | Weatherized Non-Condensing Gas | 1036 | 245 |  | 05/25/2023 | 59807 | 211708367 | 05/25/2023
American Standard, Inc. | AMERICAN STANDARD | S8B1C100M5PT*** | Federally-Regulated Consumer Product | Non-Weatherized, Non-Condensin | 2443 | 289 |  | 05/25/2023 | 98371 | 202865523 | 05/25/2023
American Standard, Inc. | AMERICAN STANDARD | AUD2D140ACV52* | Federally-Regulated Consumer Product | Non-Weatherized, Non-Condensin | 2046 | 272 |  | 05/25/2023 | 90042 | 2016790 | 05/25/2023
American Standard, Inc. | AMERICAN STANDARD | S9V2B080U4PS*** | Federally-Regulated Consumer Product | Non-Weatherized, Condensing Ga | 1691 | 269 |  | 05/25/2023 | 51429 | 10509499 | 05/25/2023
American Standard, Inc. | AMERICAN STANDARD | S8V2A040M3PC*** | Federally-Regulated Consumer Product | Non-Weatherized, Non-Condensin | 1475 | 246 |  | 05/25/2023 | 25840 | 210532642 | 05/25/2023
American Standard, Inc. | AMERICAN STANDARD | 4YCZ5024F1060** | Federally-Regulated Consumer Product | Weatherized Non-Condensing Gas | 1056 | 245 |  | 05/25/2023 | 60351 | 211708357 | 05/25/2023
American Standard, Inc. | AMERICAN STANDARD | L8V1C100U5VS*** | Federally-Regulated Consumer Product | Non-Weatherized, Non-Condensin | 2437 | 289 |  | 05/25/2023 | 101421 | 207169060 | 05/25/2023
American Standard, Inc. | AMERICAN STANDARD | S8X2C100M5PT*** | Federally-Regulated Consumer Product | Non-Weatherized, Non-Condensin | 2385 | 287 |  | 05/25/2023 | 65137 | 202865505 | 05/25/2023
American Standard, Inc. | AMERICAN STANDARD | ADHMC100ACV4VB* | Federally-Regulated Consumer Product | Non-Weatherized, Condensing Ga | 1706 | 270 |  | 05/25/2023 | 41336 | 5722431 | 05/25/2023
American Standard, Inc. | AMERICAN STANDARD | S9B1D120U5PS*** | Federally-Regulated Consumer Product | Non-Weatherized, Condensing Ga | 2504 | 305 |  | 05/25/2023 | 120189 | 203908971 | 05/25/2023
American Standard, Inc. | AMERICAN STANDARD | AUD2C100B9V5V** | Federally-Regulated Consumer Product | Non-Weatherized, Non-Condensin | 2112 | 275 |  | 05/25/2023 | 63807 | 5493976 | 05/25/2023
American Standard, Inc. | AMERICAN STANDARD | ADD2C100A9V5V** | Federally-Regulated Consumer Product | Non-Weatherized, Non-Condensin | 1971 | 269 |  | 05/25/2023 | 66645 | 5493969 | 05/25/2023
American Standard, Inc. | AMERICAN STANDARD | S8V2A040M3PD*** | Federally-Regulated Consumer Product | Non-Weatherized, Non-Condensin | 1475 | 246 |  | 05/25/2023 | 25840 | 210532654 | 05/25/2023
American Standard, Inc. | AMERICAN STANDARD | S8V2D120M5PC*** | Federally-Regulated Consumer Product | Non-Weatherized, Non-Condensin | 2377 | 286 |  | 05/25/2023 | 84668 | 210532647 | 05/25/2023
American Standard, Inc. | AMERICAN STANDARD | S8B1C100M5PS*** | Federally-Regulated Consumer Product | Non-Weatherized, Non-Condensin | 2443 | 289 |  | 05/25/2023 | 98371 | 202576814 | 05/25/2023
American Standard, Inc. | AMERICAN STANDARD | S9V2B040U3VS*** | Federally-Regulated Consumer Product | Non-Weatherized, Condensing Ga | 1404 | 257 |  | 05/25/2023 | 26064 | 10591643 | 05/25/2023
American Standard, Inc. | AMERICAN STANDARD | S9V2C100U4VS*** | Federally-Regulated Consumer Product | Non-Weatherized, Condensing Ga | 1921 | 280 |  | 05/25/2023 | 64556 | 10591648 | 05/25/2023
American Standard, Inc. | AMERICAN STANDARD | 4YCC4042A1060** | Federally-Regulated Consumer Product | Weatherized Non-Condensing Gas | 1646 | 271 |  | 05/25/2023 | 59580 | 7523942 | 05/25/2023
American Standard, Inc. | AMERICAN STANDARD | S8B1B040M2PS*** | Federally-Regulated Consumer Product | Non-Weatherized, Non-Condensin | 959 | 224 |  | 05/25/2023 | 40074 | 202576809 | 05/25/2023
American Standard, Inc. | AMERICAN STANDARD | 4YCZ5036F1070** | Federally-Regulated Consumer Product | Weatherized Non-Condensing Gas | 1504 | 265 |  | 05/25/2023 | 55291 | 211708359 | 05/25/2023
American Standard, Inc. | AMERICAN STANDARD | S8V2C080M5PD*** | Federally-Regulated Consumer Product | Non-Weatherized, Non-Condensin | 2322 | 284 |  | 05/25/2023 | 51280 | 210532657 | 05/25/2023
American Standard, Inc. | AMERICAN STANDARD | S8V2B060M4PC*** | Federally-Regulated Consumer Product | Non-Weatherized, Non-Condensin | 1871 | 264 |  | 05/25/2023 | 38765 | 210532643 | 05/25/2023
American Standard, Inc. | AMERICAN STANDARD | S8V2B080M4PD*** | Federally-Regulated Consumer Product | Non-Weatherized, Non-Condensin | 1957 | 268 |  | 05/25/2023 | 51892 | 210532656 | 05/25/2023
American Standard, Inc. | AMERICAN STANDARD | AUHMC100ACV4V** | Federally-Regulated Consumer Product | Non-Weatherized, Condensing Ga | 2096 | 287 |  | 05/25/2023 | 39125 | 9962866 | 05/25/2023
American Standard, Inc. | AMERICAN STANDARD | S9X1B060U4PSB** | Federally-Regulated Consumer Product | Non-Weatherized, Condensing Ga | 1616 | 266 |  | 05/25/2023 | 60194 | 203862610 | 05/25/2023
American Standard, Inc. | AMERICAN STANDARD | AUD2C080A9V4V** | Federally-Regulated Consumer Product | Non-Weatherized, Non-Condensin | 1751 | 259 |  | 05/25/2023 | 50456 | 5493973 | 05/25/2023
American Standard, Inc. | AMERICAN STANDARD | S8V2C080M5PC*** | Federally-Regulated Consumer Product | Non-Weatherized, Non-Condensin | 2322 | 284 |  | 05/25/2023 | 51280 | 210532645 | 05/25/2023
American Standard, Inc. | AMERICAN STANDARD | S9V2C100D4VS*** | Federally-Regulated Consumer Product | Non-Weatherized, Condensing Ga | 2084 | 287 |  | 05/25/2023 | 64611 | 10591647 | 05/25/2023
American Standard, Inc. | AMERICAN STANDARD | S9V2C100D5PS*** | Federally-Regulated Consumer Product | Non-Weatherized, Condensing Ga | 2259 | 294 |  | 05/25/2023 | 65348 | 10509502 | 05/25/2023
American Standard, Inc. | AMERICAN STANDARD | S8X2D120M5PS*** | Federally-Regulated Consumer Product | Non-Weatherized, Non-Condensin | 2478 | 291 |  | 05/25/2023 | 84491 | 202408104 | 05/25/2023
American Standard, Inc. | AMERICAN STANDARD | AUHMB080ACV3V**-H | Federally-Regulated Consumer Product | Non-Weatherized, Condensing Ga | 1413 | 257 |  | 05/25/2023 | 79374 | 9962862 | 05/25/2023
American Standard, Inc. | AMERICAN STANDARD | S9X1B040U3PSB** | Federally-Regulated Consumer Product | Non-Weatherized, Condensing Ga | 1091 | 243 |  | 05/25/2023 | 40458 | 203862608 | 05/25/2023
American Standard, Inc. | AMERICAN STANDARD | AUD2C100A9V5V** | Federally-Regulated Consumer Product | Non-Weatherized, Non-Condensin | 2030 | 271 |  | 05/25/2023 | 64350 | 5493975 | 05/25/2023
American Standard, Inc. | AMERICAN STANDARD | S8B1B080M4PS*** | Federally-Regulated Consumer Product | Non-Weatherized, Non-Condensin | 1891 | 265 |  | 05/25/2023 | 80284 | 202576812 | 05/25/2023
American Standard, Inc. | AMERICAN STANDARD | AUD2D120B9V5V** | Federally-Regulated Consumer Product | Non-Weatherized, Non-Condensin | 1978 | 269 |  | 05/25/2023 | 77719 | 5493977 | 05/25/2023
American Standard, Inc. | AMERICAN STANDARD | 4YCZ5036F1090** | Federally-Regulated Consumer Product | Weatherized Non-Condensing Gas | 1311 | 257 |  | 05/25/2023 | 90186 | 211708360 | 05/25/2023
American Standard, Inc. | AMERICAN STANDARD | S8X1B060M4PT*** | Federally-Regulated Consumer Product | Non-Weatherized, Non-Condensin | 1803 | 261 |  | 05/25/2023 | 59449 | 202865495 | 05/25/2023
American Standard, Inc. | AMERICAN STANDARD | S8X2C080M5PT*** | Federally-Regulated Consumer Product | Non-Weatherized, Non-Condensin | 2454 | 290 |  | 05/25/2023 | 52329 | 202865504 | 05/25/2023
American Standard, Inc. | AMERICAN STANDARD | L8V1B080U4VS*** | Federally-Regulated Consumer Product | Non-Weatherized, Non-Condensin | 1869 | 264 |  | 05/25/2023 | 79937 | 208359568 | 05/25/2023
American Standard, Inc. | AMERICAN STANDARD | AUD2D120A9V5VB* | Federally-Regulated Consumer Product | Non-Weatherized, Non-Condensin | 1951 | 268 |  | 05/25/2023 | 77389 | 5454386 | 05/25/2023
American Standard, Inc. | AMERICAN STANDARD | S8X1B040M2PT*** | Federally-Regulated Consumer Product | Non-Weatherized, Non-Condensin | 959 | 224 |  | 05/25/2023 | 40074 | 202865493 | 05/25/2023
Nordyne, LLC | Nutone | KG7TA-120C-V35CP | Federally-Regulated Consumer Product | Non-Weatherized, Non-Condensin | 2383 | 287 |  | 05/25/2023 | 76546 | 207456086 | 05/25/2023
Nordyne, LLC | Nutone | FG7SK-090C-T24BP | Federally-Regulated Consumer Product | Non-Weatherized, Non-Condensin | 1564 | 251 |  | 05/25/2023 | 90265 | 207456001 | 05/25/2023
Nordyne, LLC | Nutone | FG7SK-054C-T23AP | Federally-Regulated Consumer Product | Non-Weatherized, Non-Condensin | 1338 | 241 |  | 05/25/2023 | 52857 | 207455972 | 05/25/2023
Nordyne, LLC | Nutone | FG7TE-035D-E23AP | Federally-Regulated Consumer Product | Non-Weatherized, Condensing Ga | 1240 | 250 |  | 05/25/2023 | 22621 | 207456345 | 05/25/2023
Nordyne, LLC | Nutone | FG7TA-120C-V35C1 | Federally-Regulated Consumer Product | Non-Weatherized, Non-Condensin | 2383 | 287 |  | 05/25/2023 | 76546 | 205962949 | 05/25/2023
Nordyne, LLC | Nutone | KG7TC-120*-E45DP | Federally-Regulated Consumer Product | Non-Weatherized, Condensing Ga | 2160 | 290 |  | 05/25/2023 | 77603 | 207456218 | 05/25/2023
Nordyne, LLC | Nutone | KG7TA-060C-E23AP | Federally-Regulated Consumer Product | Non-Weatherized, Non-Condensin | 1266 | 238 |  | 05/25/2023 | 39577 | 207456100 | 05/25/2023
Nordyne, LLC | Nutone | FG7SA-090C-T35CP | Federally-Regulated Consumer Product | Non-Weatherized, Non-Condensin | 1992 | 270 |  | 05/25/2023 | 85266 | 207455994 | 05/25/2023
Nordyne, LLC | Nutone | FG7TA-120C-V35CP | Federally-Regulated Consumer Product | Non-Weatherized, Non-Condensin | 2383 | 287 |  | 05/25/2023 | 76546 | 207456083 | 05/25/2023
Nordyne, LLC | Nutone | KG7SA-108C-T35CP | Federally-Regulated Consumer Product | Non-Weatherized, Non-Condensin | 2230 | 238 |  | 05/25/2023 | 108250 | 207455981 | 05/25/2023
Nordyne, LLC | Nutone | FG7TN-060D-V24BP | Federally-Regulated Consumer Product | Non-Weatherized, Condensing Ga | 1405 | 257 |  | 05/25/2023 | 38964 | 207456199 | 05/25/2023
Nordyne, LLC | Nutone | FG7SA-108C-T35CP | Federally-Regulated Consumer Product | Non-Weatherized, Non-Condensin | 2230 | 238 |  | 05/25/2023 | 108250 | 207455978 | 05/25/2023
Nordyne, LLC | Nutone | KG7SC-108*-T45D* | Federally-Regulated Consumer Product | Non-Weatherized, Condensing Ga | 1956 | 281 |  | 05/25/2023 | 107378 | 205234655 | 05/25/2023
Nordyne, LLC | Nutone | KG7SK-108C-T35CP | Federally-Regulated Consumer Product | Non-Weatherized, Non-Condensin | 2216 | 280 |  | 05/25/2023 | 109081 | 207456042 | 05/25/2023
Nordyne, LLC | Nutone | FG7TA-060C-V23AP | Federally-Regulated Consumer Product | Non-Weatherized, Non-Condensin | 1266 | 238 |  | 05/25/2023 | 39577 | 207456103 | 05/25/2023
Nordyne, LLC | Nutone | KG7SK-054C-T23AP | Federally-Regulated Consumer Product | Non-Weatherized, Non-Condensin | 1338 | 241 |  | 05/25/2023 | 52857 | 207455975 | 05/25/2023
Nordyne, LLC | Nutone | FG7SA-072C-T35CP | Federally-Regulated Consumer Product | Non-Weatherized, Non-Condensin | 1719 | 257 |  | 05/25/2023 | 73962 | 207456048 | 05/25/2023
Nordyne, LLC | Nutone | FG7SA-054C-T23AP | Federally-Regulated Consumer Product | Non-Weatherized, Non-Condensin | 1278 | 238 |  | 05/25/2023 | 52950 | 207455953 | 05/25/2023
Nordyne, LLC | Nutone | KG7TN-080D-E35CP | Federally-Regulated Consumer Product | Non-Weatherized, Condensing Ga | 1718 | 271 |  | 05/25/2023 | 52461 | 207456151 | 05/25/2023
Nordyne, LLC | Nutone | FG7TC-060*-V24BP | Federally-Regulated Consumer Product | Non-Weatherized, Condensing Ga | 1339 | 254 |  | 05/25/2023 | 38422 | 207456223 | 05/25/2023
Nordyne, LLC | Nutone | FG8SD-070U-T24B* | Federally-Regulated Consumer Product | Non-Weatherized, Condensing Ga | 1626 | 267 |  | 05/25/2023 | 68900 | 207139306 | 05/25/2023
Nordyne, LLC | Nutone | FG7TA-060C-V23A1 | Federally-Regulated Consumer Product | Non-Weatherized, Non-Condensin | 1266 | 238 |  | 05/25/2023 | 39577 | 207071432 | 05/25/2023
Nordyne, LLC | Nutone | FG7TE-100D-V35CP | Federally-Regulated Consumer Product | Non-Weatherized, Condensing Ga | 1819 | 275 |  | 05/25/2023 | 65338 | 207456304 | 05/25/2023
Nordyne, LLC | Nutone | KG7SK-090C-T24BP | Federally-Regulated Consumer Product | Non-Weatherized, Non-Condensin | 1564 | 251 |  | 05/25/2023 | 90265 | 207456004 | 05/25/2023
Nordyne, LLC | Nutone | DF6SF-X36K100CB | Federally-Regulated Consumer Product | Weatherized Non-Condensing Gas | 1575 | 268 |  | 05/25/2023 | 65500 | 201710123 | 05/25/2023
Nordyne, LLC | Nutone | FG7TC-100*-V35CP | Federally-Regulated Consumer Product | Non-Weatherized, Condensing Ga | 1826 | 275 |  | 05/25/2023 | 64473 | 207456233 | 05/25/2023
Nordyne, LLC | Nutone | FG7SA-108C-T35C1 | Federally-Regulated Consumer Product | Non-Weatherized, Non-Condensin | 2230 | 238 |  | 05/25/2023 | 108250 | 205000501 | 05/25/2023
Nordyne, LLC | Nutone | KG7SA-126C-T45D* | Federally-Regulated Consumer Product | Non-Weatherized, Non-Condensin | 2213 | 279 |  | 05/25/2023 | 120195 | 205147094 | 05/25/2023
Nordyne, LLC | Nutone | KG7TA-120C-V35C1 | Federally-Regulated Consumer Product | Non-Weatherized, Non-Condensin | 2383 | 287 |  | 05/25/2023 | 76546 | 205962952 | 05/25/2023
Nordyne, LLC | Nutone | KG7SA-072C-T24BP | Federally-Regulated Consumer Product | Non-Weatherized, Non-Condensin | 1457 | 246 |  | 05/25/2023 | 69586 | 207456018 | 05/25/2023
Nordyne, LLC | Nutone | KG7SC-072D-T24BP | Federally-Regulated Consumer Product | Non-Weatherized, Condensing Ga | 1603 | 266 |  | 05/25/2023 | 71640 | 207455963 | 05/25/2023
Nordyne, LLC | Nutone | KG7TC-080D-E35CP | Federally-Regulated Consumer Product | Non-Weatherized, Condensing Ga | 1686 | 269 |  | 05/25/2023 | 51925 | 207456120 | 05/25/2023
Nordyne, LLC | Nutone | KG7TC-080*-E35CP | Federally-Regulated Consumer Product | Non-Weatherized, Condensing Ga | 1686 | 269 |  | 05/25/2023 | 51925 | 207456209 | 05/25/2023
Nordyne, LLC | Nutone | KG7SA-054C-T23A1 | Federally-Regulated Consumer Product | Non-Weatherized, Non-Condensin | 1278 | 238 |  | 05/25/2023 | 52950 | 204834981 | 05/25/2023
Nordyne, LLC | Nutone | FG7TC-060D-V24BP | Federally-Regulated Consumer Product | Non-Weatherized, Condensing Ga | 1339 | 254 |  | 05/25/2023 | 38422 | 207456115 | 05/25/2023
Nordyne, LLC | Nutone | FG7SA-126C-T45D* | Federally-Regulated Consumer Product | Non-Weatherized, Non-Condensin | 2213 | 279 |  | 05/25/2023 | 120195 | 205147091 | 05/25/2023
Nordyne, LLC | Nutone | KG7SA-072C-T35C1 | Federally-Regulated Consumer Product | Non-Weatherized, Non-Condensin | 1719 | 257 |  | 05/25/2023 | 73962 | 205751676 | 05/25/2023
Nordyne, LLC | Nutone | KG7SC-120*-T45D* | Federally-Regulated Consumer Product | Non-Weatherized, Condensing Ga | 2047 | 272 |  | 05/25/2023 | 120160 | 205147073 | 05/25/2023
Nordyne, LLC | Nutone | FG7TC-120D-E45DP | Federally-Regulated Consumer Product | Non-Weatherized, Condensing Ga | 2160 | 290 |  | 05/25/2023 | 77603 | 207769470 | 05/25/2023
Nordyne, LLC | Nutone | FG7SA-045C-T23AP | Federally-Regulated Consumer Product | Non-Weatherized, Non-Condensin | 1249 | 235 |  | 05/25/2023 | 45676 | 207456062 | 05/25/2023
Nordyne, LLC | Nutone | FG7TN-080D-V35CP | Federally-Regulated Consumer Product | Non-Weatherized, Condensing Ga | 1785 | 274 |  | 05/25/2023 | 52907 | 207456158 | 05/25/2023
Nordyne, LLC | Nutone | FG7TE-115D-V45DP | Federally-Regulated Consumer Product | Non-Weatherized, Condensing Ga | 1999 | 283 |  | 05/25/2023 | 74875 | 207456327 | 05/25/2023
Nordyne, LLC | Nutone | FG7SA-072C-T35C1 | Federally-Regulated Consumer Product | Non-Weatherized, Non-Condensin | 1719 | 257 |  | 05/25/2023 | 73962 | 205751673 | 05/25/2023
Nordyne, LLC | Nutone | FG7SK-072C-T24BP | Federally-Regulated Consumer Product | Non-Weatherized, Non-Condensin | 1723 | 258 |  | 05/25/2023 | 73937 | 207456055 | 05/25/2023
Nordyne, LLC | Nutone | FG7SA-090C-T24BP | Federally-Regulated Consumer Product | Non-Weatherized, Non-Condensin | 1544 | 250 |  | 05/25/2023 | 89091 | 207455946 | 05/25/2023
Nordyne, LLC | Nutone | FG7TN-115D-V45CP | Federally-Regulated Consumer Product | Non-Weatherized, Condensing Ga | 1798 | 274 |  | 05/25/2023 | 74070 | 207456174 | 05/25/2023
Nordyne, LLC | Nutone | FG7TE-080D-V35CP | Federally-Regulated Consumer Product | Non-Weatherized, Condensing Ga | 1829 | 275 |  | 05/25/2023 | 52182 | 207456181 | 05/25/2023
Nordyne, LLC | Nutone | FG7SC-108*-T45D* | Federally-Regulated Consumer Product | Non-Weatherized, Condensing Ga | 1956 | 281 |  | 05/25/2023 | 107378 | 205234652 | 05/25/2023
Nordyne, LLC | Nutone | KG7SA-090C-T35CP | Federally-Regulated Consumer Product | Non-Weatherized, Non-Condensin | 1992 | 270 |  | 05/25/2023 | 85266 | 207455997 | 05/25/2023
Nordyne, LLC | Nutone | KG7TE-100D-E35CP | Federally-Regulated Consumer Product | Non-Weatherized, Condensing Ga | 1783 | 273 |  | 05/25/2023 | 64758 | 207456146 | 05/25/2023
Nordyne, LLC | Nutone | KG7SA-045C-T23AP | Federally-Regulated Consumer Product | Non-Weatherized, Non-Condensin | 1249 | 235 |  | 05/25/2023 | 45676 | 207456065 | 05/25/2023
Nordyne, LLC | Nutone | FG7TE-060D-E24BP | Federally-Regulated Consumer Product | Non-Weatherized, Condensing Ga | 1315 | 252 |  | 05/25/2023 | 38212 | 207456235 | 05/25/2023
Nordyne, LLC | Nutone | KG7SA-072C-T24B1 | Federally-Regulated Consumer Product | Non-Weatherized, Non-Condensin | 1457 | 246 |  | 05/25/2023 | 69586 | 205124057 | 05/25/2023
Nordyne, LLC | Nutone | FG7TE-100D-E35CP | Federally-Regulated Consumer Product | Non-Weatherized, Condensing Ga | 1783 | 273 |  | 05/25/2023 | 64758 | 207456142 | 05/25/2023
Nordyne, LLC | Nutone | KG7SA-090C-T24BP | Federally-Regulated Consumer Product | Non-Weatherized, Non-Condensin | 1544 | 250 |  | 05/25/2023 | 89091 | 207455949 | 05/25/2023
Nordyne, LLC | Nutone | FG7SC-090D-T35CP | Federally-Regulated Consumer Product | Non-Weatherized, Condensing Ga | 1980 | 282 |  | 05/25/2023 | 90343 | 207456008 | 05/25/2023
Nordyne, LLC | Nutone | KG7TE-035D-E23AP | Federally-Regulated Consumer Product | Non-Weatherized, Condensing Ga | 1240 | 250 |  | 05/25/2023 | 22621 | 207456348 | 05/25/2023
Nordyne, LLC | Nutone | FG7SA-072C-T24B1 | Federally-Regulated Consumer Product | Non-Weatherized, Non-Condensin | 1457 | 246 |  | 05/25/2023 | 69586 | 205124054 | 05/25/2023
Nordyne, LLC | Nutone | FG7TC-080*-V35CP | Federally-Regulated Consumer Product | Non-Weatherized, Condensing Ga | 1873 | 277 |  | 05/25/2023 | 50261 | 207456228 | 05/25/2023
Nordyne, LLC | Nutone | KG7TC-100*-E35CP | Federally-Regulated Consumer Product | Non-Weatherized, Condensing Ga | 1763 | 273 |  | 05/25/2023 | 64473 | 207456214 | 05/25/2023
Nordyne, LLC | Nutone | FG7TC-080D-V35CP | Federally-Regulated Consumer Product | Non-Weatherized, Condensing Ga | 1873 | 277 |  | 05/25/2023 | 50261 | 207456125 | 05/25/2023
Nordyne, LLC | Nutone | KG7SD-072D-T35C* | Federally-Regulated Consumer Product | Non-Weatherized, Condensing Ga | 1826 | 275 |  | 05/25/2023 | 72142 | 205282687 | 05/25/2023
Nordyne, LLC | Nutone | FG7SC-120*-T45D* | Federally-Regulated Consumer Product | Non-Weatherized, Condensing Ga | 2047 | 272 |  | 05/25/2023 | 120160 | 205147070 | 05/25/2023
Nordyne, LLC | Nutone | FG7SA-072C-T24BP | Federally-Regulated Consumer Product | Non-Weatherized, Non-Condensin | 1457 | 246 |  | 05/25/2023 | 69586 | 207456015 | 05/25/2023
Nordyne, LLC | Nutone | KG7SK-126C-T45DP | Federally-Regulated Consumer Product | Non-Weatherized, Non-Condensin | 1904 | 266 |  | 05/25/2023 | 119921 | 207456073 | 05/25/2023
Nordyne, LLC | Nutone | KG7TN-115D-E45DP | Federally-Regulated Consumer Product | Non-Weatherized, Condensing Ga | 2198 | 292 |  | 05/25/2023 | 75317 | 207456167 | 05/25/2023
Nordyne, LLC | Nutone | FG7TA-100C-V35CP | Federally-Regulated Consumer Product | Non-Weatherized, Non-Condensin | 1795 | 261 |  | 05/25/2023 | 65499 | 207456079 | 05/25/2023
Nordyne, LLC | Nutone | KG7TC-060*-E24BP | Federally-Regulated Consumer Product | Non-Weatherized, Condensing Ga | 1222 | 249 |  | 05/25/2023 | 39014 | 207456204 | 05/25/2023
Nordyne, LLC | Nutone | FG7SA-045C-T23A1 | Federally-Regulated Consumer Product | Non-Weatherized, Non-Condensin | 1249 | 235 |  | 05/25/2023 | 45676 | 205751687 | 05/25/2023
Nordyne, LLC | Nutone | FG7TE-115D-E45DP | Federally-Regulated Consumer Product | Non-Weatherized, Condensing Ga | 1999 | 283 |  | 05/25/2023 | 74875 | 207456320 | 05/25/2023
Nordyne, LLC | Nutone | KG7SA-054C-T23AP | Federally-Regulated Consumer Product | Non-Weatherized, Non-Condensin | 1278 | 238 |  | 05/25/2023 | 52950 | 207455956 | 05/25/2023
Nordyne, LLC | Nutone | FG7SK-126C-T45DP | Federally-Regulated Consumer Product | Non-Weatherized, Non-Condensin | 1904 | 266 |  | 05/25/2023 | 119921 | 207456070 | 05/25/2023
Nordyne, LLC | Nutone | KG7SA-108C-T35C1 | Federally-Regulated Consumer Product | Non-Weatherized, Non-Condensin | 2230 | 238 |  | 05/25/2023 | 108250 | 205000504 | 05/25/2023
Nordyne, LLC | Nutone | FG7SD-072D-T35C* | Federally-Regulated Consumer Product | Non-Weatherized, Condensing Ga | 1826 | 275 |  | 05/25/2023 | 72142 | 205282684 | 05/25/2023
Nordyne, LLC | Nutone | KG7SA-045C-T23A1 | Federally-Regulated Consumer Product | Non-Weatherized, Non-Condensin | 1249 | 235 |  | 05/25/2023 | 45676 | 205751690 | 05/25/2023
Nordyne, LLC | Nutone | FG7TE-080D-E35CP | Federally-Regulated Consumer Product | Non-Weatherized, Condensing Ga | 1764 | 273 |  | 05/25/2023 | 52933 | 207456178 | 05/25/2023
Nordyne, LLC | Nutone | FG7TE-060D-V24BP | Federally-Regulated Consumer Product | Non-Weatherized, Condensing Ga | 1334 | 254 |  | 05/25/2023 | 38697 | 207456307 | 05/25/2023
Nordyne, LLC | Nutone | FG7SA-054C-T23A1 | Federally-Regulated Consumer Product | Non-Weatherized, Non-Condensin | 1278 | 238 |  | 05/25/2023 | 52950 | 204834978 | 05/25/2023
Nordyne, LLC | Nutone | KG7TN-060D-E24BP | Federally-Regulated Consumer Product | Non-Weatherized, Condensing Ga | 1304 | 252 |  | 05/25/2023 | 39517 | 207456193 | 05/25/2023
Nordyne, LLC | Nutone | KG7TA-100C-E35CP | Federally-Regulated Consumer Product | Non-Weatherized, Non-Condensin | 1668 | 255 |  | 05/25/2023 | 63969 | 207455921 | 05/25/2023
Nordyne, LLC | Nutone | KG7TE-115D-E45DP | Federally-Regulated Consumer Product | Non-Weatherized, Condensing Ga | 1999 | 283 |  | 05/25/2023 | 74875 | 207456323 | 05/25/2023
Nordyne, LLC | Nutone | KG7SC-090D-T35CP | Federally-Regulated Consumer Product | Non-Weatherized, Condensing Ga | 1980 | 282 |  | 05/25/2023 | 90343 | 207456011 | 05/25/2023
Nordyne, LLC | Nutone | KG7TA-060C-E23A1 | Federally-Regulated Consumer Product | Non-Weatherized, Non-Condensin | 1266 | 238 |  | 05/25/2023 | 39577 | 207071429 | 05/25/2023
Nordyne, LLC | Nutone | KG7SK-072C-T24BP | Federally-Regulated Consumer Product | Non-Weatherized, Non-Condensin | 1723 | 258 |  | 05/25/2023 | 73937 | 207456058 | 05/25/2023
Nordyne, LLC | Nutone | FG7TA-100C-V35C1 | Federally-Regulated Consumer Product | Non-Weatherized, Non-Condensin | 1795 | 261 |  | 05/25/2023 | 65499 | 205962945 | 05/25/2023
Carrier Corp. - Indianapolis | Airquest | PGD442090K**1K* | Federally-Regulated Consumer Product | Weatherized Non-Condensing Gas | 1434 | 262 |  | 05/25/2023 | 89946 | 212006185 | 05/25/2023
Carrier Corp. - Indianapolis | Airquest | PGD448115K**0K* | Federally-Regulated Consumer Product | Weatherized Non-Condensing Gas | 2156 | 293 |  | 05/25/2023 | 114957 | 212006108 | 05/25/2023
Carrier Corp. - Indianapolis | Airquest | PGD436060K**1K* | Federally-Regulated Consumer Product | Weatherized Non-Condensing Gas | 1312 | 256 |  | 05/25/2023 | 60638 | 212006161 | 05/25/2023
Carrier Corp. - Indianapolis | Airquest | PGD424040K**2K* | Federally-Regulated Consumer Product | Weatherized Non-Condensing Gas | 933 | 240 |  | 05/25/2023 | 45607 | 212006220 | 05/25/2023
Carrier Corp. - Indianapolis | Airquest | PGD448130K**1K* | Federally-Regulated Consumer Product | Weatherized Non-Condensing Gas | 2038 | 288 |  | 05/25/2023 | 127500 | 212006212 | 05/25/2023
Carrier Corp. - Indianapolis | Airquest | PGD460130K**1K* | Federally-Regulated Consumer Product | Weatherized Non-Condensing Gas | 2038 | 288 |  | 05/25/2023 | 127500 | 212028188 | 05/25/2023
Carrier Corp. - Indianapolis | Airquest | PGR536090K**1K* | Federally-Regulated Consumer Product | Weatherized Non-Condensing Gas | 1355 | 258 |  | 05/25/2023 | 59892 | 212409679 | 05/25/2023
Carrier Corp. - Indianapolis | Airquest | PGD424040K**0K* | Federally-Regulated Consumer Product | Weatherized Non-Condensing Gas | 1004 | 243 |  | 05/25/2023 | 39874 | 212006034 | 05/25/2023
Carrier Corp. - Indianapolis | Airquest | PGD436060K**2K* | Federally-Regulated Consumer Product | Weatherized Non-Condensing Gas | 1442 | 262 |  | 05/25/2023 | 60044 | 212006253 | 05/25/2023
Carrier Corp. - Indianapolis | Airquest | PGD430040K**2K* | Federally-Regulated Consumer Product | Weatherized Non-Condensing Gas | 1121 | 248 |  | 05/25/2023 | 45305 | 212006236 | 05/25/2023
Carrier Corp. - Indianapolis | Airquest | PGR548090K**0K* | Federally-Regulated Consumer Product | Weatherized Non-Condensing Gas | 1763 | 276 |  | 05/25/2023 | 58303 | 212409671 | 05/25/2023
Carrier Corp. - Indianapolis | Airquest | PGD430060K**0K* | Federally-Regulated Consumer Product | Weatherized Non-Condensing Gas | 1248 | 253 |  | 05/25/2023 | 60151 | 212006060 | 05/25/2023
Carrier Corp. - Indianapolis | Airquest | PGR560130K**0K* | Federally-Regulated Consumer Product | Weatherized Non-Condensing Gas | 1857 | 280 |  | 05/25/2023 | 84458 | 212409675 | 05/25/2023
Carrier Corp. - Indianapolis | Airquest | PGR560115K**0K* | Federally-Regulated Consumer Product | Weatherized Non-Condensing Gas | 1746 | 275 |  | 05/25/2023 | 75885 | 212409674 | 05/25/2023
Carrier Corp. - Indianapolis | Airquest | PGR548115K**1K* | Federally-Regulated Consumer Product | Weatherized Non-Condensing Gas | 1746 | 275 |  | 05/25/2023 | 75885 | 212409681 | 05/25/2023
Carrier Corp. - Indianapolis | Airquest | PGD448090K**0K* | Federally-Regulated Consumer Product | Weatherized Non-Condensing Gas | 2142 | 293 |  | 05/25/2023 | 89758 | 212006099 | 05/25/2023
Carrier Corp. - Indianapolis | Airquest | PGR560130K**1K* | Federally-Regulated Consumer Product | Weatherized Non-Condensing Gas | 1857 | 280 |  | 05/25/2023 | 84458 | 212409684 | 05/25/2023
Carrier Corp. - Indianapolis | Airquest | PGD460090K**2K* | Federally-Regulated Consumer Product | Weatherized Non-Condensing Gas | 2114 | 292 |  | 05/25/2023 | 89429 | 212028190 | 05/25/2023
Carrier Corp. - Indianapolis | Airquest | PGD448130K**0K* | Federally-Regulated Consumer Product | Weatherized Non-Condensing Gas | 2038 | 288 |  | 05/25/2023 | 127500 | 212006116 | 05/25/2023
Carrier Corp. - Indianapolis | Airquest | PGR536060K**0K* | Federally-Regulated Consumer Product | Weatherized Non-Condensing Gas | 1416 | 261 |  | 05/25/2023 | 39812 | 212409669 | 05/25/2023
Carrier Corp. - Indianapolis | Airquest | PGR536060K**2K* | Federally-Regulated Consumer Product | Weatherized Non-Condensing Gas | 1489 | 264 |  | 05/25/2023 | 60874 | 212410515 | 05/25/2023
Carrier Corp. - Indianapolis | Airquest | PGD430040K**0K* | Federally-Regulated Consumer Product | Weatherized Non-Condensing Gas | 1119 | 248 |  | 05/25/2023 | 40289 | 212006052 | 05/25/2023
Carrier Corp. - Indianapolis | Airquest | PGR560115K**1K* | Federally-Regulated Consumer Product | Weatherized Non-Condensing Gas | 1746 | 275 |  | 05/25/2023 | 75885 | 212409683 | 05/25/2023
Carrier Corp. - Indianapolis | Airquest | PGD448090K**2K* | Federally-Regulated Consumer Product | Weatherized Non-Condensing Gas | 2114 | 292 |  | 05/25/2023 | 89429 | 212006277 | 05/25/2023
Carrier Corp. - Indianapolis | Airquest | PGD442060K**0K* | Federally-Regulated Consumer Product | Weatherized Non-Condensing Gas | 1478 | 264 |  | 05/25/2023 | 60485 | 212006083 | 05/25/2023
Carrier Corp. - Indianapolis | Airquest | PGD424060K**0K* | Federally-Regulated Consumer Product | Weatherized Non-Condensing Gas | 1084 | 246 |  | 05/25/2023 | 60632 | 212006044 | 05/25/2023
Carrier Corp. - Indianapolis | Airquest | PGD436090K**0K* | Federally-Regulated Consumer Product | Weatherized Non-Condensing Gas | 1353 | 258 |  | 05/25/2023 | 89606 | 212006078 | 05/25/2023
Carrier Corp. - Indianapolis | Airquest | PGD448090K**1K* | Federally-Regulated Consumer Product | Weatherized Non-Condensing Gas | 2142 | 293 |  | 05/25/2023 | 89758 | 212006196 | 05/25/2023
Carrier Corp. - Indianapolis | Airquest | PGR548115K**0K* | Federally-Regulated Consumer Product | Weatherized Non-Condensing Gas | 1746 | 275 |  | 05/25/2023 | 75885 | 212409672 | 05/25/2023
Carrier Corp. - Indianapolis | Airquest | PGD460090K**1K* | Federally-Regulated Consumer Product | Weatherized Non-Condensing Gas | 2142 | 293 |  | 05/25/2023 | 89758 | 212028180 | 05/25/2023
Carrier Corp. - Indianapolis | Airquest | PGR548090K**2K* | Federally-Regulated Consumer Product | Weatherized Non-Condensing Gas | 1628 | 270 |  | 05/25/2023 | 90600 | 212410517 | 05/25/2023
Carrier Corp. - Indianapolis | Airquest | PGR536060K**1K* | Federally-Regulated Consumer Product | Weatherized Non-Condensing Gas | 1416 | 261 |  | 05/25/2023 | 39812 | 212409678 | 05/25/2023
Carrier Corp. - Indianapolis | Airquest | PGD442060K**2K* | Federally-Regulated Consumer Product | Weatherized Non-Condensing Gas | 1413 | 261 |  | 05/25/2023 | 59753 | 212006262 | 05/25/2023
Carrier Corp. - Indianapolis | Airquest | PGR524060K**0K* | Federally-Regulated Consumer Product | Weatherized Non-Condensing Gas | 1151 | 249 |  | 05/25/2023 | 39299 | 212409668 | 05/25/2023
Carrier Corp. - Indianapolis | Airquest | PGD436090K**1K* | Federally-Regulated Consumer Product | Weatherized Non-Condensing Gas | 1353 | 258 |  | 05/25/2023 | 89606 | 212006171 | 05/25/2023
Carrier Corp. - Indianapolis | Airquest | PGR524060K**1K* | Federally-Regulated Consumer Product | Weatherized Non-Condensing Gas | 1151 | 249 |  | 05/25/2023 | 39299 | 212409677 | 05/25/2023
Carrier Corp. - Indianapolis | Airquest | PGR548090K**1K* | Federally-Regulated Consumer Product | Weatherized Non-Condensing Gas | 1763 | 276 |  | 05/25/2023 | 58303 | 212409680 | 05/25/2023
Carrier Corp. - Indianapolis | Airquest | PGD442090K**2K* | Federally-Regulated Consumer Product | Weatherized Non-Condensing Gas | 1479 | 264 |  | 05/25/2023 | 89913 | 212006270 | 05/25/2023
Carrier Corp. - Indianapolis | Airquest | PGR536090K**0K* | Federally-Regulated Consumer Product | Weatherized Non-Condensing Gas | 1355 | 258 |  | 05/25/2023 | 59892 | 212409670 | 05/25/2023
Carrier Corp. - Indianapolis | Airquest | PGD430040K**1K* | Federally-Regulated Consumer Product | Weatherized Non-Condensing Gas | 1119 | 248 |  | 05/25/2023 | 40289 | 212006143 | 05/25/2023
Carrier Corp. - Indianapolis | Airquest | PGD460130K**0K* | Federally-Regulated Consumer Product | Weatherized Non-Condensing Gas | 2038 | 288 |  | 05/25/2023 | 127500 | 212028177 | 05/25/2023
Carrier Corp. - Indianapolis | Airquest | PGR524040K**1K* | Federally-Regulated Consumer Product | Weatherized Non-Condensing Gas | 1066 | 245 |  | 05/25/2023 | 26216 | 212409676 | 05/25/2023
Carrier Corp. - Indianapolis | Airquest | PGD460115K**0K* | Federally-Regulated Consumer Product | Weatherized Non-Condensing Gas | 2156 | 293 |  | 05/25/2023 | 114957 | 212028171 | 05/25/2023
Carrier Corp. - Indianapolis | Airquest | PGD424040K**1K* | Federally-Regulated Consumer Product | Weatherized Non-Condensing Gas | 1004 | 243 |  | 05/25/2023 | 39874 | 212006126 | 05/25/2023
Carrier Corp. - Indianapolis | Airquest | PGD424060K**1K* | Federally-Regulated Consumer Product | Weatherized Non-Condensing Gas | 1084 | 246 |  | 05/25/2023 | 60632 | 212006133 | 05/25/2023
Carrier Corp. - Indianapolis | Airquest | PGR560090K**0K* | Federally-Regulated Consumer Product | Weatherized Non-Condensing Gas | 1763 | 276 |  | 05/25/2023 | 58303 | 212409673 | 05/25/2023
Carrier Corp. - Indianapolis | Airquest | PGR524060K**2K* | Federally-Regulated Consumer Product | Weatherized Non-Condensing Gas | 1136 | 248 |  | 05/25/2023 | 59157 | 212410514 | 05/25/2023
Carrier Corp. - Indianapolis | Airquest | PGD424060K**2K* | Federally-Regulated Consumer Product | Weatherized Non-Condensing Gas | 1073 | 246 |  | 05/25/2023 | 60498 | 212006228 | 05/25/2023
Carrier Corp. - Indianapolis | Airquest | PGR524040K**2K* | Federally-Regulated Consumer Product | Weatherized Non-Condensing Gas | 1117 | 248 |  | 05/25/2023 | 44623 | 212410512 | 05/25/2023
Carrier Corp. - Indianapolis | Airquest | PGR560090K**1K* | Federally-Regulated Consumer Product | Weatherized Non-Condensing Gas | 1763 | 276 |  | 05/25/2023 | 58303 | 212409682 | 05/25/2023
Carrier Corp. - Indianapolis | Airquest | PGD448115K**1K* | Federally-Regulated Consumer Product | Weatherized Non-Condensing Gas | 2156 | 293 |  | 05/25/2023 | 114957 | 212006202 | 05/25/2023
Carrier Corp. - Indianapolis | Airquest | PGD460090K**0K* | Federally-Regulated Consumer Product | Weatherized Non-Condensing Gas | 2142 | 293 |  | 05/25/2023 | 89758 | 212028169 | 05/25/2023
Carrier Corp. - Indianapolis | Airquest | PGD460115K**1K* | Federally-Regulated Consumer Product | Weatherized Non-Condensing Gas | 2156 | 293 |  | 05/25/2023 | 114957 | 212028185 | 05/25/2023
Carrier Corp. - Indianapolis | Airquest | PGR524040K**0K* | Federally-Regulated Consumer Product | Weatherized Non-Condensing Gas | 1066 | 245 |  | 05/25/2023 | 26216 | 212409667 | 05/25/2023
Carrier Corp. - Indianapolis | Airquest | PGD436060K**0K* | Federally-Regulated Consumer Product | Weatherized Non-Condensing Gas | 1312 | 256 |  | 05/25/2023 | 60638 | 212006070 | 05/25/2023
Carrier Corp. - Indianapolis | Airquest | PGD442090K**0K* | Federally-Regulated Consumer Product | Weatherized Non-Condensing Gas | 1434 | 262 |  | 05/25/2023 | 89946 | 212006092 | 05/25/2023
Carrier Corp. - Indianapolis | Airquest | PGD442060K**1K* | Federally-Regulated Consumer Product | Weatherized Non-Condensing Gas | 1478 | 264 |  | 05/25/2023 | 60485 | 212006177 | 05/25/2023
Carrier Corp. - Indianapolis | Airquest | PGD430060K**2K* | Federally-Regulated Consumer Product | Weatherized Non-Condensing Gas | 1188 | 251 |  | 05/25/2023 | 60125 | 212006245 | 05/25/2023
Carrier Corp. - Indianapolis | Airquest | PGD430060K**1K* | Federally-Regulated Consumer Product | Weatherized Non-Condensing Gas | 1248 | 253 |  | 05/25/2023 | 60151 | 212006152 | 05/25/2023
Carrier Corp. - Indianapolis | Grandaire | WFSX140D066A*D | Federally-Regulated Consumer Product | Non-Weatherized, Condensing Ga | 2328 | 297 |  | 05/25/2023 | 139741 | 203360556 | 05/25/2023
Carrier Corp. - Indianapolis | Grandaire | WFSX100C060A*D | Federally-Regulated Consumer Product | Non-Weatherized, Condensing Ga | 2102 | 287 |  | 05/25/2023 | 99999 | 203360554 | 05/25/2023
Carrier Corp. - Indianapolis | Grandaire | WFEL090C048B* | Federally-Regulated Consumer Product | Non-Weatherized, Non-Condensin | 1450 | 246 |  | 05/25/2023 | 87792 | 203360909 | 05/25/2023
Carrier Corp. - Indianapolis | Grandaire | WFEL090C048B | Federally-Regulated Consumer Product | Non-Weatherized, Non-Condensin | 1450 | 246 |  | 05/25/2023 | 87792 | 203360861 | 05/25/2023
Carrier Corp. - Indianapolis | Grandaire | WFSU060B048B | Federally-Regulated Consumer Product | Non-Weatherized, Condensing Ga | 1794 | 274 |  | 05/25/2023 | 60012 | 211781344 | 05/25/2023
Carrier Corp. - Indianapolis | Grandaire | WFEU100C060B | Federally-Regulated Consumer Product | Non-Weatherized, Non-Condensin | 2444 | 290 |  | 05/25/2023 | 99795 | 211781266 | 05/25/2023
Carrier Corp. - Indianapolis | Grandaire | WFSU040B036B | Federally-Regulated Consumer Product | Non-Weatherized, Condensing Ga | 1244 | 250 |  | 05/25/2023 | 40132 | 211781342 | 05/25/2023
Carrier Corp. - Indianapolis | Grandaire | WFEU080C060B | Federally-Regulated Consumer Product | Non-Weatherized, Non-Condensin | 2436 | 289 |  | 05/25/2023 | 80342 | 211781363 | 05/25/2023
Carrier Corp. - Indianapolis | Grandaire | WFSX120D066A**D | Federally-Regulated Consumer Product | Mobile Home Non-Weatherized, C | 2161 | 290 |  | 05/25/2023 | 119834 | 203360755 | 05/25/2023
Carrier Corp. - Indianapolis | Grandaire | WFSX100C060B | Federally-Regulated Consumer Product | Non-Weatherized, Condensing Ga | 2215 | 292 |  | 05/25/2023 | 99728 | 211779653 | 05/25/2023
Carrier Corp. - Indianapolis | Grandaire | WFER090B042C | Federally-Regulated Consumer Product | Non-Weatherized, Non-Condensin | 1592 | 252 |  | 05/25/2023 | 88547 | 211780447 | 05/25/2023
Carrier Corp. - Indianapolis | Grandaire | WFSX120D066B*D | Federally-Regulated Consumer Product | Non-Weatherized, Condensing Ga | 2308 | 297 |  | 05/25/2023 | 119661 | 211779667 | 05/25/2023
Carrier Corp. - Indianapolis | Grandaire | WPG4604130RKD* | Federally-Regulated Consumer Product | Weatherized Non-Condensing Gas | 2025 | 288 |  | 05/25/2023 | 126976 | 204038507 | 05/25/2023
Carrier Corp. - Indianapolis | Grandaire | WFSU100C060B | Federally-Regulated Consumer Product | Non-Weatherized, Condensing Ga | 2049 | 285 |  | 05/25/2023 | 100109 | 211781349 | 05/25/2023
Carrier Corp. - Indianapolis | Grandaire | WFEL135D060B | Federally-Regulated Consumer Product | Non-Weatherized, Non-Condensin | 1887 | 265 |  | 05/25/2023 | 131482 | 203360866 | 05/25/2023
Carrier Corp. - Indianapolis | Grandaire | WFSX040A030A* | Federally-Regulated Consumer Product | Mobile Home Non-Weatherized, C | 950 | 237 |  | 05/25/2023 | 40146 | 203924730 | 05/25/2023
Carrier Corp. - Indianapolis | Grandaire | WFSX060A036A**D | Federally-Regulated Consumer Product | Mobile Home Non-Weatherized, C | 1176 | 247 |  | 05/25/2023 | 59961 | 203924735 | 05/25/2023
Carrier Corp. - Indianapolis | Grandaire | WFEL045A036C* | Federally-Regulated Consumer Product | Non-Weatherized, Non-Condensin | 1161 | 233 |  | 05/25/2023 | 44099 | 211780275 | 05/25/2023
Carrier Corp. - Indianapolis | Grandaire | WFER110C060C | Federally-Regulated Consumer Product | Non-Weatherized, Non-Condensin | 2444 | 290 |  | 05/25/2023 | 110371 | 211780449 | 05/25/2023
Carrier Corp. - Indianapolis | Grandaire | WFSX026A030A*D | Federally-Regulated Consumer Product | Non-Weatherized, Condensing Ga | 890 | 234 |  | 05/25/2023 | 26050 | 203360549 | 05/25/2023
Carrier Corp. - Indianapolis | Grandaire | WFSX040A030A**D | Federally-Regulated Consumer Product | Mobile Home Non-Weatherized, C | 950 | 237 |  | 05/25/2023 | 40146 | 203924731 | 05/25/2023
Carrier Corp. - Indianapolis | Grandaire | WFAX120D060B* | Federally-Regulated Consumer Product | Mobile Home Non-Weatherized, C | 1871 | 277 |  | 05/25/2023 | 120577 | 211779068 | 05/25/2023
Carrier Corp. - Indianapolis | Grandaire | WFEL135D060C* | Federally-Regulated Consumer Product | Non-Weatherized, Non-Condensin | 1907 | 266 |  | 05/25/2023 | 131914 | 211780280 | 05/25/2023
Carrier Corp. - Indianapolis | Grandaire | WFER090C048C | Federally-Regulated Consumer Product | Non-Weatherized, Non-Condensin | 1569 | 251 |  | 05/25/2023 | 87754 | 211780448 | 05/25/2023
Carrier Corp. - Indianapolis | Grandaire | WFAX040B036B* | Federally-Regulated Consumer Product | Mobile Home Non-Weatherized, C | 1092 | 243 |  | 05/25/2023 | 39895 | 211779052 | 05/25/2023
Carrier Corp. - Indianapolis | Grandaire | WFAX060B042B* | Federally-Regulated Consumer Product | Mobile Home Non-Weatherized, C | 1381 | 256 |  | 05/25/2023 | 60143 | 211779056 | 05/25/2023
Carrier Corp. - Indianapolis | Grandaire | WFSX040B036A**D | Federally-Regulated Consumer Product | Mobile Home Non-Weatherized, C | 998 | 239 |  | 05/25/2023 | 40139 | 203360750 | 05/25/2023
Carrier Corp. - Indianapolis | Grandaire | WFEL110D060B | Federally-Regulated Consumer Product | Non-Weatherized, Non-Condensin | 2027 | 271 |  | 05/25/2023 | 109826 | 203360865 | 05/25/2023
Carrier Corp. - Indianapolis | Grandaire | WFSX120D066B* | Federally-Regulated Consumer Product | Mobile Home Non-Weatherized, C | 2308 | 297 |  | 05/25/2023 | 119661 | 211779663 | 05/25/2023
Carrier Corp. - Indianapolis | Grandaire | WFER135D060C | Federally-Regulated Consumer Product | Non-Weatherized, Non-Condensin | 1907 | 266 |  | 05/25/2023 | 131914 | 211780450 | 05/25/2023
Carrier Corp. - Indianapolis | Grandaire | WFER045A036C | Federally-Regulated Consumer Product | Non-Weatherized, Non-Condensin | 1161 | 233 |  | 05/25/2023 | 44099 | 211780444 | 05/25/2023
Carrier Corp. - Indianapolis | Grandaire | WFEL090B042C* | Federally-Regulated Consumer Product | Non-Weatherized, Non-Condensin | 1592 | 252 |  | 05/25/2023 | 88547 | 211780277 | 05/25/2023
Carrier Corp. - Indianapolis | Grandaire | WFEU040B036B | Federally-Regulated Consumer Product | Non-Weatherized, Non-Condensin | 1440 | 245 |  | 05/25/2023 | 40185 | 211781251 | 05/25/2023
Carrier Corp. - Indianapolis | Grandaire | WFSU080C060B | Federally-Regulated Consumer Product | Non-Weatherized, Condensing Ga | 2132 | 289 |  | 05/25/2023 | 80309 | 211781346 | 05/25/2023
Carrier Corp. - Indianapolis | Grandaire | WFSX060B048B | Federally-Regulated Consumer Product | Non-Weatherized, Condensing Ga | 1611 | 266 |  | 05/25/2023 | 59946 | 211779641 | 05/25/2023
Carrier Corp. - Indianapolis | Grandaire | WFAX060B042B | Federally-Regulated Consumer Product | Non-Weatherized, Condensing Ga | 1381 | 256 |  | 05/25/2023 | 60143 | 211779054 | 05/25/2023
Carrier Corp. - Indianapolis | Grandaire | WFEL090B042C | Federally-Regulated Consumer Product | Non-Weatherized, Non-Condensin | 1592 | 252 |  | 05/25/2023 | 88547 | 211780255 | 05/25/2023
Carrier Corp. - Indianapolis | Grandaire | WFSX040A030B**D | Federally-Regulated Consumer Product | Mobile Home Non-Weatherized, C | 1017 | 240 |  | 05/25/2023 | 40102 | 211779637 | 05/25/2023
Carrier Corp. - Indianapolis | Grandaire | WFEL070A036C* | Federally-Regulated Consumer Product | Non-Weatherized, Non-Condensin | 1170 | 233 |  | 05/25/2023 | 65912 | 211780276 | 05/25/2023
Carrier Corp. - Indianapolis | Grandaire | WFAX120D060A* | Federally-Regulated Consumer Product | Mobile Home Non-Weatherized, C | 1904 | 279 |  | 05/25/2023 | 119302 | 203360022 | 05/25/2023
Carrier Corp. - Indianapolis | Grandaire | WFER090B042A | Federally-Regulated Consumer Product | Non-Weatherized, Non-Condensin | 1238 | 236 |  | 05/25/2023 | 88097 | 203360823 | 05/25/2023
Carrier Corp. - Indianapolis | Grandaire | WFAX100C060B | Federally-Regulated Consumer Product | Non-Weatherized, Condensing Ga | 1931 | 280 |  | 05/25/2023 | 100411 | 211779062 | 05/25/2023
Carrier Corp. - Indianapolis | Grandaire | WFSX120D066B**D | Federally-Regulated Consumer Product | Mobile Home Non-Weatherized, C | 2308 | 297 |  | 05/25/2023 | 119661 | 211779665 | 05/25/2023
Carrier Corp. - Indianapolis | Grandaire | WPG4364090RKD* | Federally-Regulated Consumer Product | Weatherized Non-Condensing Gas | 1485 | 264 |  | 05/25/2023 | 90132 | 204038500 | 05/25/2023
Carrier Corp. - Indianapolis | Grandaire | WFAX080B048A* | Federally-Regulated Consumer Product | Mobile Home Non-Weatherized, C | 1390 | 256 |  | 05/25/2023 | 79599 | 203360010 | 05/25/2023
Carrier Corp. - Indianapolis | Grandaire | WFEL070B036B* | Federally-Regulated Consumer Product | Non-Weatherized, Non-Condensin | 1051 | 228 |  | 05/25/2023 | 65904 | 203360906 | 05/25/2023
Carrier Corp. - Indianapolis | Grandaire | WFEL070A036C | Federally-Regulated Consumer Product | Non-Weatherized, Non-Condensin | 1170 | 233 |  | 05/25/2023 | 65912 | 211780254 | 05/25/2023
Carrier Corp. - Indianapolis | Grandaire | WFER110D060A | Federally-Regulated Consumer Product | Non-Weatherized, Non-Condensin | 2027 | 271 |  | 05/25/2023 | 109826 | 203360828 | 05/25/2023
Carrier Corp. - Indianapolis | Grandaire | WFSX040A030B | Federally-Regulated Consumer Product | Non-Weatherized, Condensing Ga | 1017 | 240 |  | 05/25/2023 | 40102 | 211779633 | 05/25/2023
Carrier Corp. - Indianapolis | Grandaire | WFAX040A036B | Federally-Regulated Consumer Product | Non-Weatherized, Condensing Ga | 1089 | 243 |  | 05/25/2023 | 39846 | 211779046 | 05/25/2023
Carrier Corp. - Indianapolis | Grandaire | WFSX060A036A* | Federally-Regulated Consumer Product | Mobile Home Non-Weatherized, C | 1176 | 247 |  | 05/25/2023 | 59961 | 203924734 | 05/25/2023
Carrier Corp. - Indianapolis | Grandaire | WFEL110C060C | Federally-Regulated Consumer Product | Non-Weatherized, Non-Condensin | 2444 | 290 |  | 05/25/2023 | 110371 | 211780257 | 05/25/2023
Carrier Corp. - Indianapolis | Grandaire | WFSX040A030B* | Federally-Regulated Consumer Product | Mobile Home Non-Weatherized, C | 1017 | 240 |  | 05/25/2023 | 40102 | 211779635 | 05/25/2023
Carrier Corp. - Indianapolis | Grandaire | WFAX040A030A | Federally-Regulated Consumer Product | Non-Weatherized, Condensing Ga | 981 | 238 |  | 05/25/2023 | 40102 | 203359993 | 05/25/2023
Carrier Corp. - Indianapolis | Grandaire | WFSX100C060B*D | Federally-Regulated Consumer Product | Non-Weatherized, Condensing Ga | 2215 | 292 |  | 05/25/2023 | 99728 | 211779659 | 05/25/2023
Carrier Corp. - Indianapolis | Grandaire | WFSX060B042A**D | Federally-Regulated Consumer Product | Mobile Home Non-Weatherized, C | 1346 | 254 |  | 05/25/2023 | 60102 | 203360751 | 05/25/2023
Carrier Corp. - Indianapolis | Grandaire | WFAX120D060A | Federally-Regulated Consumer Product | Non-Weatherized, Condensing Ga | 1904 | 279 |  | 05/25/2023 | 119302 | 203360020 | 05/25/2023
Carrier Corp. - Indianapolis | Grandaire | WFER070B036A | Federally-Regulated Consumer Product | Non-Weatherized, Non-Condensin | 1051 | 228 |  | 05/25/2023 | 65904 | 203360821 | 05/25/2023
Carrier Corp. - Indianapolis | Grandaire | WFAX080B048B* | Federally-Regulated Consumer Product | Mobile Home Non-Weatherized, C | 1845 | 276 |  | 05/25/2023 | 80520 | 211779060 | 05/25/2023
Carrier Corp. - Indianapolis | Grandaire | WFSX080B048B* | Federally-Regulated Consumer Product | Mobile Home Non-Weatherized, C | 1671 | 269 |  | 05/25/2023 | 79335 | 211780758 | 05/25/2023
Carrier Corp. - Indianapolis | Grandaire | WFAX040A030A* | Federally-Regulated Consumer Product | Mobile Home Non-Weatherized, C | 981 | 238 |  | 05/25/2023 | 40102 | 203359995 | 05/25/2023
Carrier Corp. - Indianapolis | Goettl | F97CMN0601714A | Federally-Regulated Consumer Product | Non-Weatherized, Condensing Ga | 1392 | 256 |  | 05/25/2023 | 23828 | 205961839 | 05/25/2023
Carrier Corp. - Indianapolis | Goettl | N95ESU0401712A | Federally-Regulated Consumer Product | Non-Weatherized, Condensing Ga | 1165 | 196 |  | 05/25/2023 | 40027 | 205962029 | 05/25/2023
Carrier Corp. - Indianapolis | Goettl | F80CTL0902120A | Federally-Regulated Consumer Product | Non-Weatherized, Non-Condensin | 2488 | 291 |  | 05/25/2023 | 57811 | 205961805 | 05/25/2023
Carrier Corp. - Indianapolis | Goettl | N95ESN1002122A* | Federally-Regulated Consumer Product | Mobile Home Non-Weatherized, C | 2017 | 283 |  | 05/25/2023 | 99705 | 205962020 | 05/25/2023
Carrier Corp. - Indianapolis | Goettl | N80ESL0901714A* | Federally-Regulated Consumer Product | Non-Weatherized, Non-Condensin | 1238 | 236 |  | 05/25/2023 | 88097 | 205961924 | 05/25/2023
Carrier Corp. - Indianapolis | Goettl | F80CSU1002120A | Federally-Regulated Consumer Product | Non-Weatherized, Non-Condensin | 2371 | 286 |  | 05/25/2023 | 99785 | 205961794 | 05/25/2023
Carrier Corp. - Indianapolis | Goettl | N95ESN1202422A*D | Federally-Regulated Consumer Product | Non-Weatherized, Condensing Ga | 2161 | 290 |  | 05/25/2023 | 119834 | 205962026 | 05/25/2023
Carrier Corp. - Indianapolis | Goettl | N95ESN0801716A | Federally-Regulated Consumer Product | Non-Weatherized, Condensing Ga | 1771 | 273 |  | 05/25/2023 | 80331 | 205962007 | 05/25/2023
Carrier Corp. - Indianapolis | Goettl | PDS460090K**1G* | Federally-Regulated Consumer Product | Weatherized Non-Condensing Gas | 2222 | 297 |  | 05/25/2023 | 90150 | 205962101 | 05/25/2023
Carrier Corp. - Indianapolis | Goettl | N96VSN0802120A*D | Federally-Regulated Consumer Product | Non-Weatherized, Condensing Ga | 2231 | 293 |  | 05/25/2023 | 79961 | 205962045 | 05/25/2023
Carrier Corp. - Indianapolis | Goettl | F96VTN1202422A*D | Federally-Regulated Consumer Product | Non-Weatherized, Condensing Ga | 2316 | 297 |  | 05/25/2023 | 77900 | 205961838 | 05/25/2023
Carrier Corp. - Indianapolis | Goettl | N96VSN1002120A*D | Federally-Regulated Consumer Product | Non-Weatherized, Condensing Ga | 2188 | 291 |  | 05/25/2023 | 99935 | 205962047 | 05/25/2023
Carrier Corp. - Indianapolis | Goettl | N95ESU1002122A | Federally-Regulated Consumer Product | Non-Weatherized, Condensing Ga | 2019 | 283 |  | 05/25/2023 | 99431 | 205962033 | 05/25/2023
Carrier Corp. - Indianapolis | Goettl | F80CTL0901716A | Federally-Regulated Consumer Product | Non-Weatherized, Non-Condensin | 1632 | 254 |  | 05/25/2023 | 58169 | 205961803 | 05/25/2023
Carrier Corp. - Indianapolis | Goettl | N95ESN1202422A* | Federally-Regulated Consumer Product | Mobile Home Non-Weatherized, C | 2161 | 290 |  | 05/25/2023 | 119834 | 205962024 | 05/25/2023
Carrier Corp. - Indianapolis | Goettl | F97CMN0801714A*D | Federally-Regulated Consumer Product | Non-Weatherized, Condensing Ga | 1403 | 257 |  | 05/25/2023 | 31213 | 205961844 | 05/25/2023
Carrier Corp. - Indianapolis | Goettl | N95ESU1002120A | Federally-Regulated Consumer Product | Non-Weatherized, Condensing Ga | 2085 | 287 |  | 05/25/2023 | 99583 | 205962032 | 05/25/2023
Carrier Corp. - Indianapolis | Goettl | F80CTL0902120A* | Federally-Regulated Consumer Product | Non-Weatherized, Non-Condensin | 2488 | 291 |  | 05/25/2023 | 57811 | 205961806 | 05/25/2023
Carrier Corp. - Indianapolis | Goettl | PDD424040K**1G* | Federally-Regulated Consumer Product | Weatherized Non-Condensing Gas | 1217 | 253 |  | 05/25/2023 | 40800 | 205962051 | 05/25/2023
Carrier Corp. - Indianapolis | Goettl | G80CTL1352422A* | Federally-Regulated Consumer Product | Non-Weatherized, Non-Condensin | 2422 | 287 |  | 05/25/2023 | 87787 | 205961870 | 05/25/2023
Carrier Corp. - Indianapolis | Goettl | N80ESL0902420A* | Federally-Regulated Consumer Product | Non-Weatherized, Non-Condensin | 1987 | 269 |  | 05/25/2023 | 88320 | 205961930 | 05/25/2023
Carrier Corp. - Indianapolis | Goettl | G80CTL0451712A* | Federally-Regulated Consumer Product | Non-Weatherized, Non-Condensin | 1379 | 243 |  | 05/25/2023 | 29039 | 205961856 | 05/25/2023
Carrier Corp. - Indianapolis | Goettl | N95ESN1202422A | Federally-Regulated Consumer Product | Non-Weatherized, Condensing Ga | 2161 | 290 |  | 05/25/2023 | 119834 | 205962023 | 05/25/2023
Carrier Corp. - Indianapolis | Goettl | F96VTN1002122A*D | Federally-Regulated Consumer Product | Non-Weatherized, Condensing Ga | 2219 | 292 |  | 05/25/2023 | 64715 | 205961836 | 05/25/2023
Carrier Corp. - Indianapolis | Goettl | PDS430060K**1G* | Federally-Regulated Consumer Product | Weatherized Non-Condensing Gas | 1285 | 256 |  | 05/25/2023 | 60738 | 205962085 | 05/25/2023
Carrier Corp. - Indianapolis | Goettl | N95ESN1002120A* | Federally-Regulated Consumer Product | Mobile Home Non-Weatherized, C | 2102 | 287 |  | 05/25/2023 | 99999 | 205962016 | 05/25/2023
Carrier Corp. - Indianapolis | Goettl | PGD424040K**0G* | Federally-Regulated Consumer Product | Weatherized Non-Condensing Gas | 1217 | 253 |  | 05/25/2023 | 40800 | 205962106 | 05/25/2023
Carrier Corp. - Indianapolis | Goettl | PDD460130K**1G* | Federally-Regulated Consumer Product | Weatherized Non-Condensing Gas | 2025 | 288 |  | 05/25/2023 | 126976 | 205962077 | 05/25/2023
Carrier Corp. - Indianapolis | Goettl | F96CTN0601714A*D | Federally-Regulated Consumer Product | Non-Weatherized, Condensing Ga | 1364 | 255 |  | 05/25/2023 | 38749 | 205961812 | 05/25/2023
Carrier Corp. - Indianapolis | Goettl | PDS460090K**0G* | Federally-Regulated Consumer Product | Weatherized Non-Condensing Gas | 2222 | 297 |  | 05/25/2023 | 90150 | 205962100 | 05/25/2023
Carrier Corp. - Indianapolis | Goettl | PGS442090K**0G* | Federally-Regulated Consumer Product | Weatherized Non-Condensing Gas | 1514 | 266 |  | 05/25/2023 | 90002 | 205962187 | 05/25/2023
Carrier Corp. - Indianapolis | Goettl | PDS460115K**0G* | Federally-Regulated Consumer Product | Weatherized Non-Condensing Gas | 2187 | 295 |  | 05/25/2023 | 115163 | 205962102 | 05/25/2023
Carrier Corp. - Indianapolis | Goettl | N96VSN0401410A | Federally-Regulated Consumer Product | Non-Weatherized, Condensing Ga | 1075 | 242 |  | 05/25/2023 | 40086 | 205962034 | 05/25/2023
Carrier Corp. - Indianapolis | Goettl | F97CMN0602120A*D | Federally-Regulated Consumer Product | Non-Weatherized, Condensing Ga | 1897 | 278 |  | 05/25/2023 | 24235 | 205961842 | 05/25/2023
Carrier Corp. - Indianapolis | Goettl | F97CMN0802120A | Federally-Regulated Consumer Product | Non-Weatherized, Condensing Ga | 2026 | 284 |  | 05/25/2023 | 31724 | 205961845 | 05/25/2023
Carrier Corp. - Indianapolis | Goettl | G97CMN0801714A*D | Federally-Regulated Consumer Product | Non-Weatherized, Condensing Ga | 1403 | 257 |  | 05/25/2023 | 31213 | 205961904 | 05/25/2023
Carrier Corp. - Indianapolis | Goettl | PDS436090K**0G* | Federally-Regulated Consumer Product | Weatherized Non-Condensing Gas | 1584 | 269 |  | 05/25/2023 | 90364 | 205962088 | 05/25/2023
Carrier Corp. - Indianapolis | Goettl | N80ESL0902120A | Federally-Regulated Consumer Product | Non-Weatherized, Non-Condensin | 2015 | 271 |  | 05/25/2023 | 88187 | 205961927 | 05/25/2023
Carrier Corp. - Indianapolis | Goettl | N80ESL0902120A* | Federally-Regulated Consumer Product | Non-Weatherized, Non-Condensin | 2015 | 271 |  | 05/25/2023 | 88187 | 205961928 | 05/25/2023
Carrier Corp. - Indianapolis | Goettl | PGD424060K**0G* | Federally-Regulated Consumer Product | Weatherized Non-Condensing Gas | 1285 | 256 |  | 05/25/2023 | 60738 | 205962108 | 05/25/2023
Carrier Corp. - Indianapolis | Goettl | G80CTL0901716A | Federally-Regulated Consumer Product | Non-Weatherized, Non-Condensin | 1632 | 254 |  | 05/25/2023 | 58169 | 205961863 | 05/25/2023
Carrier Corp. - Indianapolis | Goettl | G80CTL0701716A* | Federally-Regulated Consumer Product | Non-Weatherized, Non-Condensin | 1458 | 246 |  | 05/25/2023 | 43592 | 205961860 | 05/25/2023
Carrier Corp. - Indianapolis | Goettl | N96VSN0401712A*D | Federally-Regulated Consumer Product | Non-Weatherized, Condensing Ga | 1103 | 243 |  | 05/25/2023 | 39803 | 205962037 | 05/25/2023
Carrier Corp. - Indianapolis | Goettl | F97CMN1202422A | Federally-Regulated Consumer Product | Non-Weatherized, Condensing Ga | 2271 | 295 |  | 05/25/2023 | 48091 | 205961849 | 05/25/2023
Carrier Corp. - Indianapolis | Goettl | PDS436060K**1G* | Federally-Regulated Consumer Product | Weatherized Non-Condensing Gas | 1687 | 273 |  | 05/25/2023 | 60973 | 205962087 | 05/25/2023
Carrier Corp. - Indianapolis | Goettl | F97CMN1002122A | Federally-Regulated Consumer Product | Non-Weatherized, Condensing Ga | 2192 | 291 |  | 05/25/2023 | 39903 | 205961847 | 05/25/2023
Carrier Corp. - Indianapolis | Goettl | F80CTL0451712A* | Federally-Regulated Consumer Product | Non-Weatherized, Non-Condensin | 1379 | 243 |  | 05/25/2023 | 29039 | 205961796 | 05/25/2023
Carrier Corp. - Indianapolis | Goettl | G95CSU0601716A | Federally-Regulated Consumer Product | Non-Weatherized, Condensing Ga | 1413 | 247 |  | 05/25/2023 | 59505 | 206237487 | 05/25/2023
Carrier Corp. - Indianapolis | Goettl | F95CSU0802120A | Federally-Regulated Consumer Product | Non-Weatherized, Condensing Ga | 2223 | 247 |  | 05/25/2023 | 79567 | 206237499 | 05/25/2023
Carrier Corp. - Indianapolis | Goettl | G80CTL0701716A | Federally-Regulated Consumer Product | Non-Weatherized, Non-Condensin | 1458 | 246 |  | 05/25/2023 | 43592 | 205961859 | 05/25/2023
Carrier Corp. - Indianapolis | Goettl | PGS442090K**1G* | Federally-Regulated Consumer Product | Weatherized Non-Condensing Gas | 1514 | 266 |  | 05/25/2023 | 90002 | 205962188 | 05/25/2023
Carrier Corp. - Indianapolis | Goettl | N95ESN0601412A*D | Federally-Regulated Consumer Product | Non-Weatherized, Condensing Ga | 1176 | 247 |  | 05/25/2023 | 59961 | 205962002 | 05/25/2023
Carrier Corp. - Indianapolis | Goettl | PGD430040K**0H* | Federally-Regulated Consumer Product | Weatherized Non-Condensing Gas | 1217 | 253 |  | 05/25/2023 | 40800 | 205962111 | 05/25/2023
Carrier Corp. - Indianapolis | Goettl | F95CSU1002122A | Federally-Regulated Consumer Product | Non-Weatherized, Condensing Ga | 2271 | 273 |  | 05/25/2023 | 99648 | 206349948 | 05/25/2023
Carrier Corp. - Indianapolis | Goettl | PDS448090K**1G* | Federally-Regulated Consumer Product | Weatherized Non-Condensing Gas | 2067 | 290 |  | 05/25/2023 | 90607 | 205962095 | 05/25/2023
Carrier Corp. - Indianapolis | Goettl | F97CMN0802120A*D | Federally-Regulated Consumer Product | Non-Weatherized, Condensing Ga | 2026 | 284 |  | 05/25/2023 | 31724 | 205961846 | 05/25/2023
Carrier Corp. - Indianapolis | Goettl | N95ESN1002122A*D | Federally-Regulated Consumer Product | Non-Weatherized, Condensing Ga | 2017 | 283 |  | 05/25/2023 | 99705 | 205962022 | 05/25/2023
Carrier Corp. - Indianapolis | Goettl | N95ESN0401712A*D | Federally-Regulated Consumer Product | Non-Weatherized, Condensing Ga | 998 | 239 |  | 05/25/2023 | 40139 | 205961998 | 05/25/2023
Carrier Corp. - Indianapolis | Goettl | F96VTN1002120A | Federally-Regulated Consumer Product | Non-Weatherized, Condensing Ga | 2106 | 288 |  | 05/25/2023 | 65205 | 205961833 | 05/25/2023
Carrier Corp. - Indianapolis | Goettl | N95ESN0802120A**D | Federally-Regulated Consumer Product | Mobile Home Non-Weatherized, C | 1837 | 276 |  | 05/25/2023 | 79777 | 205962013 | 05/25/2023
Carrier Corp. - Indianapolis | Goettl | G96CTN0601714A*D | Federally-Regulated Consumer Product | Non-Weatherized, Condensing Ga | 1364 | 255 |  | 05/25/2023 | 38749 | 205961872 | 05/25/2023
Nordyne, LLC | RunTru | 4YCL4036A1070A | Federally-Regulated Consumer Product | Weatherized Non-Condensing Gas | 1655 | 264 |  | 05/25/2023 | 69854 | 209938354 | 05/25/2023
Nordyne, LLC | RunTru | 4YCL4036B1070A | Federally-Regulated Consumer Product | Weatherized Non-Condensing Gas | 1655 | 264 |  | 05/25/2023 | 69854 | 209938314 | 05/25/2023
Nordyne, LLC | RunTru | 4YCL4042B1100A | Federally-Regulated Consumer Product | Weatherized Non-Condensing Gas | 1913 | 275 |  | 05/25/2023 | 100561 | 209938315 | 05/25/2023
Nordyne, LLC | RunTru | 4YCL4060B1100A | Federally-Regulated Consumer Product | Weatherized Non-Condensing Gas | 2041 | 289 |  | 05/25/2023 | 101000 | 209938317 | 05/25/2023
Nordyne, LLC | RunTru | 4YCL4024B1055A | Federally-Regulated Consumer Product | Weatherized Non-Condensing Gas | 1304 | 240 |  | 05/25/2023 | 55721 | 209938312 | 05/25/2023
Nordyne, LLC | RunTru | 4YCL4030B1070A | Federally-Regulated Consumer Product | Weatherized Non-Condensing Gas | 1655 | 264 |  | 05/25/2023 | 69854 | 209938313 | 05/25/2023
Nordyne, LLC | RunTru | 4YCL4048B1100A | Federally-Regulated Consumer Product | Weatherized Non-Condensing Gas | 2128 | 293 |  | 05/25/2023 | 100965 | 209938316 | 05/25/2023
Nordyne, LLC | RunTru | 4YCL4030A1070A | Federally-Regulated Consumer Product | Weatherized Non-Condensing Gas | 1655 | 264 |  | 05/25/2023 | 69854 | 209938353 | 05/25/2023
Nordyne, LLC | RunTru | 4YCL4024A1055A | Federally-Regulated Consumer Product | Weatherized Non-Condensing Gas | 1304 | 240 |  | 05/25/2023 | 55721 | 209938352 | 05/25/2023
Nordyne, LLC | RunTru | 4YCL4042A1100A | Federally-Regulated Consumer Product | Weatherized Non-Condensing Gas | 1913 | 275 |  | 05/25/2023 | 100561 | 209938355 | 05/25/2023
Nordyne, LLC | RunTru | 4YCL4060A1100A | Federally-Regulated Consumer Product | Weatherized Non-Condensing Gas | 2041 | 289 |  | 05/25/2023 | 101000 | 209938357 | 05/25/2023
Nordyne, LLC | RunTru | 4YCL4048A1100A | Federally-Regulated Consumer Product | Weatherized Non-Condensing Gas | 1913 | 275 |  | 05/25/2023 | 100561 | 209938356 | 05/25/2023
American Standard, Inc. | AMERICAN STANDARD | S9V2B080D4VS*** | Federally-Regulated Consumer Product | Non-Weatherized, Condensing Ga | 1555 | 263 |  | 05/25/2023 | 52053 | 203965284 | 05/25/2023
American Standard, Inc. | AMERICAN STANDARD | S9X2B080D4PSB** | Federally-Regulated Consumer Product | Non-Weatherized, Condensing Ga | 1621 | 266 |  | 05/25/2023 | 53124 | 203909128 | 05/25/2023
American Standard, Inc. | AMERICAN STANDARD | 4YCZ5024E1060** | Federally-Regulated Consumer Product | Weatherized Non-Condensing Gas | 1056 | 245 |  | 05/25/2023 | 60351 | 210606835 | 05/25/2023
American Standard, Inc. | AMERICAN STANDARD | 4YCC4048E1090** | Federally-Regulated Consumer Product | Weatherized Non-Condensing Gas | 1921 | 284 |  | 05/25/2023 | 88656 | 210606829 | 05/25/2023
American Standard, Inc. | AMERICAN STANDARD | ADHMB080ACV3VB* | Federally-Regulated Consumer Product | Non-Weatherized, Condensing Ga | 1358 | 255 |  | 05/25/2023 | 79830 | 5722430 | 05/25/2023
American Standard, Inc. | AMERICAN STANDARD | 4YCY5042A1090** | Federally-Regulated Consumer Product | Weatherized Non-Condensing Gas | 1846 | 280 |  | 05/25/2023 | 90142 | 9100605 | 05/25/2023
American Standard, Inc. | AMERICAN STANDARD | L8V1A060U3VS*** | Federally-Regulated Consumer Product | Non-Weatherized, Non-Condensin | 1456 | 246 |  | 05/25/2023 | 59749 | 208359566 | 05/25/2023
American Standard, Inc. | AMERICAN STANDARD | ADHMB060BCV3VB* | Federally-Regulated Consumer Product | Non-Weatherized, Condensing Ga | 1327 | 253 |  | 05/25/2023 | 24191 | 5722429 | 05/25/2023
American Standard, Inc. | AMERICAN STANDARD | S9X1D120U5PSB** | Federally-Regulated Consumer Product | Non-Weatherized, Condensing Ga | 2504 | 305 |  | 05/25/2023 | 120189 | 203862614 | 05/25/2023
American Standard, Inc. | AMERICAN STANDARD | S9V2B040D3PS*** | Federally-Regulated Consumer Product | Non-Weatherized, Condensing Ga | 1300 | 252 |  | 05/25/2023 | 25956 | 10509491 | 05/25/2023
American Standard, Inc. | AMERICAN STANDARD | S9V2D120U5PS*** | Federally-Regulated Consumer Product | Non-Weatherized, Condensing Ga | 2213 | 292 |  | 05/25/2023 | 77591 | 10509506 | 05/25/2023
American Standard, Inc. | AMERICAN STANDARD | S9B1B040U3PS*** | Federally-Regulated Consumer Product | Non-Weatherized, Condensing Ga | 1091 | 243 |  | 05/25/2023 | 40458 | 203908966 | 05/25/2023
American Standard, Inc. | AMERICAN STANDARD | 4YCY5036A1070** | Federally-Regulated Consumer Product | Weatherized Non-Condensing Gas | 1504 | 265 |  | 05/25/2023 | 55291 | 9100603 | 05/25/2023
American Standard, Inc. | AMERICAN STANDARD | S8X1B060M4PS*** | Federally-Regulated Consumer Product | Non-Weatherized, Non-Condensin | 1803 | 261 |  | 05/25/2023 | 59449 | 202408093 | 05/25/2023
American Standard, Inc. | AMERICAN STANDARD | S8X1D120M5PT*** | Federally-Regulated Consumer Product | Non-Weatherized, Non-Condensin | 2611 | 297 |  | 05/25/2023 | 119580 | 202865499 | 05/25/2023
American Standard, Inc. | AMERICAN STANDARD | S8V2B060M4PD*** | Federally-Regulated Consumer Product | Non-Weatherized, Non-Condensin | 1871 | 264 |  | 05/25/2023 | 38765 | 210532655 | 05/25/2023
American Standard, Inc. | AMERICAN STANDARD | S9V2C100U5PS*** | Federally-Regulated Consumer Product | Non-Weatherized, Condensing Ga | 2453 | 303 |  | 05/25/2023 | 65117 | 10509504 | 05/25/2023
American Standard, Inc. | AMERICAN STANDARD | 4YCZ5036E1090** | Federally-Regulated Consumer Product | Weatherized Non-Condensing Gas | 1311 | 257 |  | 05/25/2023 | 90186 | 210606840 | 05/25/2023
American Standard, Inc. | AMERICAN STANDARD | AUD2B060ACV32* | Federally-Regulated Consumer Product | Non-Weatherized, Non-Condensin | 1376 | 243 |  | 05/25/2023 | 40367 | 2016791 | 05/25/2023
American Standard, Inc. | AMERICAN STANDARD | S9B1C100D5PS*** | Federally-Regulated Consumer Product | Non-Weatherized, Condensing Ga | 2301 | 296 |  | 05/25/2023 | 99284 | 203908976 | 05/25/2023
American Standard, Inc. | AMERICAN STANDARD | AUD2D120ACV52* | Federally-Regulated Consumer Product | Non-Weatherized, Non-Condensin | 2054 | 272 |  | 05/25/2023 | 75211 | 2016786 | 05/25/2023
American Standard, Inc. | AMERICAN STANDARD | S8X1B080M4PT*** | Federally-Regulated Consumer Product | Non-Weatherized, Non-Condensin | 1891 | 265 |  | 05/25/2023 | 80284 | 202865496 | 05/25/2023
American Standard, Inc. | AMERICAN STANDARD | ADD2B060A9V3VA* | Federally-Regulated Consumer Product | Non-Weatherized, Non-Condensin | 1534 | 249 |  | 05/25/2023 | 39417 | 5454380 | 05/25/2023
American Standard, Inc. | AMERICAN STANDARD | 4YCC4060E1115** | Federally-Regulated Consumer Product | Weatherized Non-Condensing Gas | 2164 | 294 |  | 05/25/2023 | 114427 | 210606833 | 05/25/2023
American Standard, Inc. | AMERICAN STANDARD | 4YCC4024E1060** | Federally-Regulated Consumer Product | Weatherized Non-Condensing Gas | 1065 | 246 |  | 05/25/2023 | 59724 | 210606815 | 05/25/2023
American Standard, Inc. | AMERICAN STANDARD | 4YCZ5060E1115** | Federally-Regulated Consumer Product | Weatherized Non-Condensing Gas | 2108 | 292 |  | 05/25/2023 | 91278 | 210606846 | 05/25/2023
American Standard, Inc. | AMERICAN STANDARD | S9V2D120U5VS*** | Federally-Regulated Consumer Product | Non-Weatherized, Condensing Ga | 2210 | 292 |  | 05/25/2023 | 78268 | 10591649 | 05/25/2023
American Standard, Inc. | AMERICAN STANDARD | 4YCC4048E1070** | Federally-Regulated Consumer Product | Weatherized Non-Condensing Gas | 1813 | 279 |  | 05/25/2023 | 70052 | 210606827 | 05/25/2023
American Standard, Inc. | AMERICAN STANDARD | 4YCZ5048E1090** | Federally-Regulated Consumer Product | Weatherized Non-Condensing Gas | 1874 | 281 |  | 05/25/2023 | 71942 | 210606842 | 05/25/2023
American Standard, Inc. | AMERICAN STANDARD | S9X1C100D5PSB** | Federally-Regulated Consumer Product | Non-Weatherized, Condensing Ga | 2301 | 296 |  | 05/25/2023 | 99284 | 203862618 | 05/25/2023
American Standard, Inc. | AMERICAN STANDARD | 4DCZ5048E1090** | Federally-Regulated Consumer Product | Weatherized Non-Condensing Gas | 1974 | 286 |  | 05/25/2023 | 71311 | 210606811 | 05/25/2023
American Standard, Inc. | AMERICAN STANDARD | S8V2D120M5PD*** | Federally-Regulated Consumer Product | Non-Weatherized, Non-Condensin | 2377 | 286 |  | 05/25/2023 | 84668 | 210532659 | 05/25/2023
American Standard, Inc. | AMERICAN STANDARD | 4DCZ5024E1060** | Federally-Regulated Consumer Product | Weatherized Non-Condensing Gas | 1036 | 245 |  | 05/25/2023 | 59807 | 210606806 | 05/25/2023
American Standard, Inc. | AMERICAN STANDARD | S8X1C100M5PS*** | Federally-Regulated Consumer Product | Non-Weatherized, Non-Condensin | 2443 | 289 |  | 05/25/2023 | 98371 | 202408096 | 05/25/2023
American Standard, Inc. | AMERICAN STANDARD | AUD2C080B9V4V** | Federally-Regulated Consumer Product | Non-Weatherized, Non-Condensin | 1919 | 266 |  | 05/25/2023 | 52790 | 5493974 | 05/25/2023
American Standard, Inc. | AMERICAN STANDARD | AUHMD120ACV5V** | Federally-Regulated Consumer Product | Non-Weatherized, Condensing Ga | 2116 | 288 |  | 05/25/2023 | 54354 | 9962865 | 05/25/2023
American Standard, Inc. | AMERICAN STANDARD | 4DCZ5060E1115** | Federally-Regulated Consumer Product | Weatherized Non-Condensing Gas | 2263 | 299 |  | 05/25/2023 | 91742 | 210606813 | 05/25/2023
American Standard, Inc. | AMERICAN STANDARD | 4YCZ5048E1115** | Federally-Regulated Consumer Product | Weatherized Non-Condensing Gas | 1867 | 281 |  | 05/25/2023 | 91535 | 210606844 | 05/25/2023
American Standard, Inc. | AMERICAN STANDARD | 4YCC4042E1060** | Federally-Regulated Consumer Product | Weatherized Non-Condensing Gas | 1646 | 271 |  | 05/25/2023 | 59580 | 210606823 | 05/25/2023
American Standard, Inc. | AMERICAN STANDARD | 4YCY5024A1060** | Federally-Regulated Consumer Product | Weatherized Non-Condensing Gas | 979 | 242 |  | 05/25/2023 | 59749 | 9100601 | 05/25/2023
American Standard, Inc. | AMERICAN STANDARD | S8X2B080M4PS*** | Federally-Regulated Consumer Product | Non-Weatherized, Non-Condensin | 1846 | 263 |  | 05/25/2023 | 51266 | 202408101 | 05/25/2023
American Standard, Inc. | AMERICAN STANDARD | ADD2D120A9V5V** | Federally-Regulated Consumer Product | Non-Weatherized, Non-Condensin | 2022 | 271 |  | 05/25/2023 | 77684 | 5493970 | 05/25/2023
American Standard, Inc. | AMERICAN STANDARD | AUD2C100ACV52* | Federally-Regulated Consumer Product | Non-Weatherized, Non-Condensin | 2003 | 270 |  | 05/25/2023 | 64814 | 2016785 | 05/25/2023
American Standard, Inc. | AMERICAN STANDARD | 4YCC4036E1090** | Federally-Regulated Consumer Product | Weatherized Non-Condensing Gas | 1430 | 262 |  | 05/25/2023 | 90126 | 210606821 | 05/25/2023
American Standard, Inc. | AMERICAN STANDARD | AUHMC100ACV4V**-H | Federally-Regulated Consumer Product | Non-Weatherized, Condensing Ga | 2096 | 287 |  | 05/25/2023 | 39125 | 9962863 | 05/25/2023
American Standard, Inc. | AMERICAN STANDARD | S9V2B080D4PS*** | Federally-Regulated Consumer Product | Non-Weatherized, Condensing Ga | 1726 | 271 |  | 05/25/2023 | 51824 | 10509497 | 05/25/2023
American Standard, Inc. | AMERICAN STANDARD | S9V2B060U3VS*** | Federally-Regulated Consumer Product | Non-Weatherized, Condensing Ga | 1418 | 257 |  | 05/25/2023 | 38583 | 10591644 | 05/25/2023
American Standard, Inc. | AMERICAN STANDARD | ADD2B080ACV32* | Federally-Regulated Consumer Product | Non-Weatherized, Non-Condensin | 1378 | 243 |  | 05/25/2023 | 56415 | 2016789 | 05/25/2023
American Standard, Inc. | AMERICAN STANDARD | S8X1A040M3PS*** | Federally-Regulated Consumer Product | Non-Weatherized, Non-Condensin | 1395 | 243 |  | 05/25/2023 | 39539 | 202408090 | 05/25/2023
American Standard, Inc. | AMERICAN STANDARD | ADD2C100ACV52* | Federally-Regulated Consumer Product | Non-Weatherized, Non-Condensin | 1948 | 268 |  | 05/25/2023 | 63803 | 2016787 | 05/25/2023
American Standard, Inc. | AMERICAN STANDARD | S9X2C080U5PSB** | Federally-Regulated Consumer Product | Non-Weatherized, Condensing Ga | 2411 | 301 |  | 05/25/2023 | 52308 | 203909123 | 05/25/2023
American Standard, Inc. | AMERICAN STANDARD | ADD2B060ACV32* | Federally-Regulated Consumer Product | Non-Weatherized, Non-Condensin | 1628 | 254 |  | 05/25/2023 | 38329 | 2016788 | 05/25/2023
American Standard, Inc. | AMERICAN STANDARD | 4YCC4030E1070** | Federally-Regulated Consumer Product | Weatherized Non-Condensing Gas | 1221 | 253 |  | 05/25/2023 | 70370 | 210606817 | 05/25/2023
American Standard, Inc. | AMERICAN STANDARD | 4YCC4060E1090** | Federally-Regulated Consumer Product | Weatherized Non-Condensing Gas | 2282 | 299 |  | 05/25/2023 | 89050 | 210606831 | 05/25/2023
American Standard, Inc. | AMERICAN STANDARD | S8X1B080M4PS*** | Federally-Regulated Consumer Product | Non-Weatherized, Non-Condensin | 1891 | 265 |  | 05/25/2023 | 80284 | 202408094 | 05/25/2023
American Standard, Inc. | AMERICAN STANDARD | 4YCZ6024A106** | Federally-Regulated Consumer Product | Weatherized Non-Condensing Gas | 1056 | 245 |  | 05/25/2023 | 60351 | 10337166 | 05/25/2023
American Standard, Inc. | AMERICAN STANDARD | S8X1C100M5PT*** | Federally-Regulated Consumer Product | Non-Weatherized, Non-Condensin | 2443 | 289 |  | 05/25/2023 | 98371 | 202865498 | 05/25/2023
American Standard, Inc. | AMERICAN STANDARD | AUD2B060A9V3VB* | Federally-Regulated Consumer Product | Non-Weatherized, Non-Condensin | 1300 | 239 |  | 05/25/2023 | 39008 | 5454382 | 05/25/2023
American Standard, Inc. | AMERICAN STANDARD | 4YCC4036E1070** | Federally-Regulated Consumer Product | Weatherized Non-Condensing Gas | 1454 | 263 |  | 05/25/2023 | 69449 | 210606819 | 05/25/2023
American Standard, Inc. | AMERICAN STANDARD | S9V2D120D5PS*** | Federally-Regulated Consumer Product | Non-Weatherized, Condensing Ga | 2102 | 287 |  | 05/25/2023 | 77659 | 10509505 | 05/25/2023
American Standard, Inc. | AMERICAN STANDARD | 4YCZ6048C1115** | Federally-Regulated Consumer Product | Weatherized Non-Condensing Gas | 1867 | 281 |  | 05/25/2023 | 91535 | 7795890 | 05/25/2023
American Standard, Inc. | AMERICAN STANDARD | S9V2B040U3PS*** | Federally-Regulated Consumer Product | Non-Weatherized, Condensing Ga | 1228 | 249 |  | 05/25/2023 | 25735 | 10509492 | 05/25/2023
American Standard, Inc. | AMERICAN STANDARD | S8B1B060M4PT*** | Federally-Regulated Consumer Product | Non-Weatherized, Non-Condensin | 1803 | 261 |  | 05/25/2023 | 59449 | 202865520 | 05/25/2023
American Standard, Inc. | AMERICAN STANDARD | 4YCC4042E1090** | Federally-Regulated Consumer Product | Weatherized Non-Condensing Gas | 1729 | 275 |  | 05/25/2023 | 89458 | 210606825 | 05/25/2023
American Standard, Inc. | AMERICAN STANDARD | ADHMD120BCV5VB* | Federally-Regulated Consumer Product | Non-Weatherized, Condensing Ga | 1901 | 279 |  | 05/25/2023 | 48072 | 5722432 | 05/25/2023
American Standard, Inc. | AMERICAN STANDARD | AUD2B080A9V3V** | Federally-Regulated Consumer Product | Non-Weatherized, Non-Condensin | 1404 | 244 |  | 05/25/2023 | 77229 | 5493971 | 05/25/2023
American Standard, Inc. | AMERICAN STANDARD | 4YCY5048A1090** | Federally-Regulated Consumer Product | Weatherized Non-Condensing Gas | 1874 | 281 |  | 05/25/2023 | 71942 | 9100606 | 05/25/2023
American Standard, Inc. | AMERICAN STANDARD | 4YCZ5036E1070** | Federally-Regulated Consumer Product | Weatherized Non-Condensing Gas | 1504 | 265 |  | 05/25/2023 | 55291 | 210606838 | 05/25/2023
American Standard, Inc. | AMERICAN STANDARD | AUD2B080ACV32* | Federally-Regulated Consumer Product | Non-Weatherized, Non-Condensin | 1508 | 248 |  | 05/25/2023 | 53736 | 2016794 | 05/25/2023
American Standard, Inc. | AMERICAN STANDARD | AUD2C080ACV42* | Federally-Regulated Consumer Product | Non-Weatherized, Non-Condensin | 1927 | 267 |  | 05/25/2023 | 51581 | 2016793 | 05/25/2023
American Standard, Inc. | AMERICAN STANDARD | S8B1B060M4PS*** | Federally-Regulated Consumer Product | Non-Weatherized, Non-Condensin | 1803 | 261 |  | 05/25/2023 | 59449 | 202576811 | 05/25/2023
American Standard, Inc. | AMERICAN STANDARD | S9V2C080U5PS*** | Federally-Regulated Consumer Product | Non-Weatherized, Condensing Ga | 2136 | 289 |  | 05/25/2023 | 52430 | 10509500 | 05/25/2023
American Standard, Inc. | AMERICAN STANDARD | S8B1B040M2PT*** | Federally-Regulated Consumer Product | Non-Weatherized, Non-Condensin | 959 | 224 |  | 05/25/2023 | 40074 | 202865518 | 05/25/2023
American Standard, Inc. | AMERICAN STANDARD | S8V2C100M5PC*** | Federally-Regulated Consumer Product | Non-Weatherized, Non-Condensin | 2317 | 283 |  | 05/25/2023 | 65323 | 210532646 | 05/25/2023
American Standard, Inc. | AMERICAN STANDARD | S8X2B060M4PS*** | Federally-Regulated Consumer Product | Non-Weatherized, Non-Condensin | 1756 | 259 |  | 05/25/2023 | 39182 | 202408100 | 05/25/2023
American Standard, Inc. | AMERICAN STANDARD | S8V2B080M4PC*** | Federally-Regulated Consumer Product | Non-Weatherized, Non-Condensin | 1957 | 268 |  | 05/25/2023 | 51892 | 210532644 | 05/25/2023
American Standard, Inc. | AMERICAN STANDARD | 4DCZ5036E1070** | Federally-Regulated Consumer Product | Weatherized Non-Condensing Gas | 1504 | 265 |  | 05/25/2023 | 55291 | 210606808 | 05/25/2023
American Standard, Inc. | AMERICAN STANDARD | 4YCY5048A1115** | Federally-Regulated Consumer Product | Weatherized Non-Condensing Gas | 1867 | 281 |  | 05/25/2023 | 91535 | 9100607 | 05/25/2023
American Standard, Inc. | AMERICAN STANDARD | S8X1B040M2PS*** | Federally-Regulated Consumer Product | Non-Weatherized, Non-Condensin | 959 | 224 |  | 05/25/2023 | 40074 | 202408091 | 05/25/2023
Carrier Corp. - Indianapolis | Tempstar | F80CTL0701716A* | Federally-Regulated Consumer Product | Non-Weatherized, Non-Condensin | 1458 | 246 |  | 05/25/2023 | 43592 | 203359061 | 05/25/2023
Carrier Corp. - Indianapolis | Tempstar | N80MSL1102420A* | Federally-Regulated Consumer Product | Non-Weatherized, Non-Condensin | 2053 | 272 |  | 05/25/2023 | 110206 | 211780239 | 05/25/2023
Carrier Corp. - Indianapolis | Tempstar | N95MSU0401712A | Federally-Regulated Consumer Product | Non-Weatherized, Condensing Ga | 1244 | 250 |  | 05/25/2023 | 40132 | 211781277 | 05/25/2023
Carrier Corp. - Indianapolis | Tempstar | PDD448090K**1K* | Federally-Regulated Consumer Product | Weatherized Non-Condensing Gas | 2142 | 293 |  | 05/25/2023 | 90607 | 210589616 | 05/25/2023
Carrier Corp. - Indianapolis | Tempstar | N80MSL0451714A* | Federally-Regulated Consumer Product | Non-Weatherized, Non-Condensin | 1343 | 241 |  | 05/25/2023 | 43896 | 211780231 | 05/25/2023
Carrier Corp. - Indianapolis | Tempstar | N80MSN0701716A | Federally-Regulated Consumer Product | Non-Weatherized, Non-Condensin | 1776 | 260 |  | 05/25/2023 | 65952 | 211780359 | 05/25/2023
Carrier Corp. - Indianapolis | Tempstar | PDD430060K**0K* | Federally-Regulated Consumer Product | Weatherized Non-Condensing Gas | 1118 | 248 |  | 05/25/2023 | 60738 | 210589607 | 05/25/2023
Carrier Corp. - Indianapolis | Tempstar | N96VSN0801716A | Federally-Regulated Consumer Product | Non-Weatherized, Condensing Ga | 1766 | 272 |  | 05/25/2023 | 80180 | 205822186 | 05/25/2023
Carrier Corp. - Indianapolis | Tempstar | PDD448090K**0K* | Federally-Regulated Consumer Product | Weatherized Non-Condensing Gas | 2142 | 293 |  | 05/25/2023 | 90607 | 210589610 | 05/25/2023
Carrier Corp. - Indianapolis | Tempstar | N96VSN0801716A*D | Federally-Regulated Consumer Product | Non-Weatherized, Condensing Ga | 1766 | 272 |  | 05/25/2023 | 80180 | 205822197 | 05/25/2023
Carrier Corp. - Indianapolis | Tempstar | N80VSL1102422A | Federally-Regulated Consumer Product | Non-Weatherized, Non-Condensin | 2478 | 290 |  | 05/25/2023 | 110020 | 204278369 | 05/25/2023
Carrier Corp. - Indianapolis | Tempstar | N80VSL0451412A | Federally-Regulated Consumer Product | Non-Weatherized, Non-Condensin | 1422 | 244 |  | 05/25/2023 | 43953 | 205822077 | 05/25/2023
Carrier Corp. - Indianapolis | Tempstar | N80MSL1102120A | Federally-Regulated Consumer Product | Non-Weatherized, Non-Condensin | 2444 | 290 |  | 05/25/2023 | 110371 | 211780123 | 05/25/2023
Carrier Corp. - Indianapolis | Tempstar | N80ESN1352420A | Federally-Regulated Consumer Product | Non-Weatherized, Non-Condensin | 1887 | 265 |  | 05/25/2023 | 131482 | 203359874 | 05/25/2023
Carrier Corp. - Indianapolis | Tempstar | N92MSN0401712A* | Federally-Regulated Consumer Product | Mobile Home Non-Weatherized, C | 1092 | 243 |  | 05/25/2023 | 39895 | 211778878 | 05/25/2023
Carrier Corp. - Indianapolis | Tempstar | N96VSN0601412A | Federally-Regulated Consumer Product | Non-Weatherized, Condensing Ga | 1224 | 248 |  | 05/25/2023 | 59736 | 205822142 | 05/25/2023
Carrier Corp. - Indianapolis | Tempstar | F80CSU1002120A | Federally-Regulated Consumer Product | Non-Weatherized, Non-Condensin | 2371 | 286 |  | 05/25/2023 | 99785 | 204631635 | 05/25/2023
Carrier Corp. - Indianapolis | Tempstar | N80MSL0701412A* | Federally-Regulated Consumer Product | Non-Weatherized, Non-Condensin | 1170 | 233 |  | 05/25/2023 | 65912 | 211780232 | 05/25/2023
Carrier Corp. - Indianapolis | Tempstar | N80VSL0701716A* | Federally-Regulated Consumer Product | Non-Weatherized, Non-Condensin | 1842 | 262 |  | 05/25/2023 | 65738 | 204278431 | 05/25/2023
Carrier Corp. - Indianapolis | Tempstar | F80CTL1102120A* | Federally-Regulated Consumer Product | Non-Weatherized, Non-Condensin | 2281 | 282 |  | 05/25/2023 | 72565 | 203358973 | 05/25/2023
Carrier Corp. - Indianapolis | Tempstar | F96CTN0801714A*D | Federally-Regulated Consumer Product | Non-Weatherized, Condensing Ga | 1364 | 255 |  | 05/25/2023 | 52072 | 203359339 | 05/25/2023
Carrier Corp. - Indianapolis | Tempstar | N96MSN0802120A | Federally-Regulated Consumer Product | Non-Weatherized, Condensing Ga | 2169 | 290 |  | 05/25/2023 | 79638 | 211779339 | 05/25/2023
Carrier Corp. - Indianapolis | Tempstar | N96MSN0801716A**D | Federally-Regulated Consumer Product | Mobile Home Non-Weatherized, C | 1671 | 269 |  | 05/25/2023 | 79335 | 211779321 | 05/25/2023
Carrier Corp. - Indianapolis | Tempstar | F80VTL0902120A | Federally-Regulated Consumer Product | Non-Weatherized, Non-Condensin | 2025 | 271 |  | 05/25/2023 | 57947 | 207207196 | 05/25/2023
Carrier Corp. - Indianapolis | Tempstar | N96VSN0401712A | Federally-Regulated Consumer Product | Non-Weatherized, Condensing Ga | 1103 | 243 |  | 05/25/2023 | 39803 | 205822120 | 05/25/2023
Carrier Corp. - Indianapolis | Tempstar | F80CTL0902120A | Federally-Regulated Consumer Product | Non-Weatherized, Non-Condensin | 2488 | 291 |  | 05/25/2023 | 57811 | 203358879 | 05/25/2023
Carrier Corp. - Indianapolis | Tempstar | N96VSN1202422A*D | Federally-Regulated Consumer Product | Non-Weatherized, Condensing Ga | 2331 | 297 |  | 05/25/2023 | 119569 | 205822263 | 05/25/2023
Carrier Corp. - Indianapolis | Tempstar | F80CTL0701716A | Federally-Regulated Consumer Product | Non-Weatherized, Non-Condensin | 1458 | 246 |  | 05/25/2023 | 43592 | 203358876 | 05/25/2023
Carrier Corp. - Indianapolis | Tempstar | N92MSN0401412A* | Federally-Regulated Consumer Product | Mobile Home Non-Weatherized, C | 1089 | 243 |  | 05/25/2023 | 39846 | 211778860 | 05/25/2023
Carrier Corp. - Indianapolis | Tempstar | N96VSN0601714A*D | Federally-Regulated Consumer Product | Non-Weatherized, Condensing Ga | 1591 | 265 |  | 05/25/2023 | 60186 | 205822175 | 05/25/2023
Carrier Corp. - Indianapolis | Tempstar | F80CTL1102120A | Federally-Regulated Consumer Product | Non-Weatherized, Non-Condensin | 2281 | 282 |  | 05/25/2023 | 72565 | 203358880 | 05/25/2023
Carrier Corp. - Indianapolis | Tempstar | F96VTN0401712A*D | Federally-Regulated Consumer Product | Non-Weatherized, Condensing Ga | 1075 | 242 |  | 05/25/2023 | 25768 | 203359203 | 05/25/2023
Carrier Corp. - Indianapolis | Tempstar | N80ESL0451712A | Federally-Regulated Consumer Product | Non-Weatherized, Non-Condensin | 1206 | 235 |  | 05/25/2023 | 44058 | 203360097 | 05/25/2023
Carrier Corp. - Indianapolis | Tempstar | F96CTN0802120A*D | Federally-Regulated Consumer Product | Non-Weatherized, Condensing Ga | 2095 | 287 |  | 05/25/2023 | 52507 | 203359340 | 05/25/2023
Carrier Corp. - Indianapolis | Tempstar | N80MSN0901714A | Federally-Regulated Consumer Product | Non-Weatherized, Non-Condensin | 1592 | 252 |  | 05/25/2023 | 88547 | 211780007 | 05/25/2023
Carrier Corp. - Indianapolis | Tempstar | N95MSU1002120A | Federally-Regulated Consumer Product | Non-Weatherized, Condensing Ga | 2049 | 285 |  | 05/25/2023 | 100109 | 211781309 | 05/25/2023
Carrier Corp. - Indianapolis | Tempstar | N96VSN0401712A*D | Federally-Regulated Consumer Product | Non-Weatherized, Condensing Ga | 1103 | 243 |  | 05/25/2023 | 39803 | 205822131 | 05/25/2023
Carrier Corp. - Indianapolis | Tempstar | F96CTN1002122A | Federally-Regulated Consumer Product | Non-Weatherized, Condensing Ga | 2251 | 294 |  | 05/25/2023 | 64767 | 203359336 | 05/25/2023
Carrier Corp. - Indianapolis | Tempstar | N80MSL0702116A* | Federally-Regulated Consumer Product | Non-Weatherized, Non-Condensin | 1949 | 268 |  | 05/25/2023 | 66143 | 211780234 | 05/25/2023
Carrier Corp. - Indianapolis | Tempstar | F80CTL1352422A* | Federally-Regulated Consumer Product | Non-Weatherized, Non-Condensin | 2422 | 287 |  | 05/25/2023 | 87787 | 203358974 | 05/25/2023
Carrier Corp. - Indianapolis | Tempstar | N96VSN0601714A | Federally-Regulated Consumer Product | Non-Weatherized, Condensing Ga | 1591 | 265 |  | 05/25/2023 | 60186 | 205822164 | 05/25/2023
Carrier Corp. - Indianapolis | Tempstar | N92MSN0601412A* | Federally-Regulated Consumer Product | Mobile Home Non-Weatherized, C | 1277 | 251 |  | 05/25/2023 | 60142 | 211778896 | 05/25/2023
Carrier Corp. - Indianapolis | Tempstar | N96VSN1002120A*D | Federally-Regulated Consumer Product | Non-Weatherized, Condensing Ga | 2188 | 291 |  | 05/25/2023 | 99935 | 205822241 | 05/25/2023
Carrier Corp. - Indianapolis | Tempstar | N80MSU0601716A | Federally-Regulated Consumer Product | Non-Weatherized, Non-Condensin | 1955 | 268 |  | 05/25/2023 | 60649 | 211781377 | 05/25/2023
Carrier Corp. - Indianapolis | Tempstar | N80MSL1552420A* | Federally-Regulated Consumer Product | Non-Weatherized, Non-Condensin | 2004 | 270 |  | 05/25/2023 | 153757 | 211780241 | 05/25/2023
Carrier Corp. - Indianapolis | Tempstar | N96VSN0401410A | Federally-Regulated Consumer Product | Non-Weatherized, Condensing Ga | 1075 | 242 |  | 05/25/2023 | 40086 | 205822098 | 05/25/2023
Carrier Corp. - Indianapolis | Tempstar | N80VSL0902420A* | Federally-Regulated Consumer Product | Non-Weatherized, Non-Condensin | 2057 | 271 |  | 05/25/2023 | 88097 | 204278434 | 05/25/2023
Carrier Corp. - Indianapolis | Tempstar | N96VSN1002120A | Federally-Regulated Consumer Product | Non-Weatherized, Condensing Ga | 2188 | 291 |  | 05/25/2023 | 99935 | 205822230 | 05/25/2023
Carrier Corp. - Indianapolis | Tempstar | N80MSU0802120A | Federally-Regulated Consumer Product | Non-Weatherized, Non-Condensin | 2436 | 289 |  | 05/25/2023 | 80342 | 211781361 | 05/25/2023
Carrier Corp. - Indianapolis | Tempstar | N80ESN0901714A | Federally-Regulated Consumer Product | Non-Weatherized, Non-Condensin | 1238 | 236 |  | 05/25/2023 | 88097 | 203359863 | 05/25/2023
Carrier Corp. - Indianapolis | Tempstar | N95MSU0802120A | Federally-Regulated Consumer Product | Non-Weatherized, Condensing Ga | 2132 | 289 |  | 05/25/2023 | 80309 | 211781298 | 05/25/2023
Carrier Corp. - Indianapolis | Tempstar | PDD436090K**0K* | Federally-Regulated Consumer Product | Weatherized Non-Condensing Gas | 1354 | 258 |  | 05/25/2023 | 90364 | 210589608 | 05/25/2023
Carrier Corp. - Indianapolis | Tempstar | N96VSN0802120A | Federally-Regulated Consumer Product | Non-Weatherized, Condensing Ga | 2231 | 293 |  | 05/25/2023 | 79961 | 205822208 | 05/25/2023
Carrier Corp. - Indianapolis | Tempstar | N96MSN0801716A | Federally-Regulated Consumer Product | Non-Weatherized, Condensing Ga | 1671 | 269 |  | 05/25/2023 | 79335 | 211780735 | 05/25/2023
Carrier Corp. - Indianapolis | Tempstar | N96VSN1202422A | Federally-Regulated Consumer Product | Non-Weatherized, Condensing Ga | 2331 | 297 |  | 05/25/2023 | 119569 | 205822252 | 05/25/2023
Carrier Corp. - Indianapolis | Tempstar | N96MSN0802120A* | Federally-Regulated Consumer Product | Mobile Home Non-Weatherized, C | 2169 | 290 |  | 05/25/2023 | 79638 | 211779348 | 05/25/2023
Carrier Corp. - Indianapolis | Tempstar | N80VSL0702120A* | Federally-Regulated Consumer Product | Non-Weatherized, Non-Condensin | 2147 | 275 |  | 05/25/2023 | 65668 | 204278432 | 05/25/2023
Carrier Corp. - Indianapolis | Tempstar | F95CSU0802120A | Federally-Regulated Consumer Product | Non-Weatherized, Condensing Ga | 2223 | 247 |  | 05/25/2023 | 79567 | 206237502 | 05/25/2023
Carrier Corp. - Indianapolis | Tempstar | N80VSL0701716A | Federally-Regulated Consumer Product | Non-Weatherized, Non-Condensin | 1842 | 262 |  | 05/25/2023 | 65738 | 204278365 | 05/25/2023
Carrier Corp. - Indianapolis | Tempstar | PDD448115K**0K* | Federally-Regulated Consumer Product | Weatherized Non-Condensing Gas | 2156 | 293 |  | 05/25/2023 | 115206 | 210589611 | 05/25/2023
Carrier Corp. - Indianapolis | Tempstar | N80VSL0451412A* | Federally-Regulated Consumer Product | Non-Weatherized, Non-Condensin | 1422 | 244 |  | 05/25/2023 | 43953 | 205822086 | 05/25/2023
Carrier Corp. - Indianapolis | Tempstar | F96VTN0801716A | Federally-Regulated Consumer Product | Non-Weatherized, Condensing Ga | 1686 | 269 |  | 05/25/2023 | 51540 | 203359199 | 05/25/2023
Carrier Corp. - Indianapolis | Tempstar | F80VTL0701716A* | Federally-Regulated Consumer Product | Non-Weatherized, Non-Condensin | 1813 | 262 |  | 05/25/2023 | 43434 | 207207195 | 05/25/2023
Carrier Corp. - Indianapolis | Tempstar | N96VSN0401410A*D | Federally-Regulated Consumer Product | Non-Weatherized, Condensing Ga | 1075 | 242 |  | 05/25/2023 | 40086 | 205822109 | 05/25/2023
Carrier Corp. - Indianapolis | Tempstar | N80MSL0451714A | Federally-Regulated Consumer Product | Non-Weatherized, Non-Condensin | 1343 | 241 |  | 05/25/2023 | 43896 | 211780116 | 05/25/2023
Carrier Corp. - Indianapolis | Carrier | 59SC2D120E24--20 | Federally-Regulated Consumer Product | Non-Weatherized, Condensing Ga | 1904 | 279 |  | 05/25/2023 | 119302 | 203359590 | 05/25/2023
Carrier Corp. - Indianapolis | Carrier | 58SB0A110E24--20 | Federally-Regulated Consumer Product | Non-Weatherized, Non-Condensin | 2027 | 271 |  | 05/25/2023 | 109826 | 203359605 | 05/25/2023
Carrier Corp. - Indianapolis | Carrier | 59SC2D040E17--12 | Federally-Regulated Consumer Product | Non-Weatherized, Condensing Ga | 1024 | 240 |  | 05/25/2023 | 39894 | 203359575 | 05/25/2023
Carrier Corp. - Indianapolis | Carrier | 48VR-K600903* | Federally-Regulated Consumer Product | Weatherized Non-Condensing Gas | 1752 | 276 |  | 05/25/2023 | 58657 | 212409617 | 05/25/2023
Carrier Corp. - Indianapolis | Carrier | 59SC2D060E14--12* | Federally-Regulated Consumer Product | Mobile Home Non-Weatherized, C | 945 | 237 |  | 05/25/2023 | 59375 | 203359578 | 05/25/2023
Carrier Corp. - Indianapolis | Carrier | 59SC2D080E17--16 | Federally-Regulated Consumer Product | Non-Weatherized, Condensing Ga | 1390 | 256 |  | 05/25/2023 | 79599 | 203359581 | 05/25/2023
Carrier Corp. - Indianapolis | Carrier | 48VGNK240403* | Federally-Regulated Consumer Product | Weatherized Non-Condensing Gas | 1066 | 245 |  | 05/25/2023 | 26216 | 212409601 | 05/25/2023
Carrier Corp. - Indianapolis | Carrier | 58SB0A090E24--20 | Federally-Regulated Consumer Product | Non-Weatherized, Non-Condensin | 1987 | 269 |  | 05/25/2023 | 88320 | 203359601 | 05/25/2023
Carrier Corp. - Indianapolis | Carrier | 48VR-K480903* | Federally-Regulated Consumer Product | Weatherized Non-Condensing Gas | 1763 | 276 |  | 05/25/2023 | 58303 | 212409614 | 05/25/2023
Carrier Corp. - Indianapolis | Carrier | 58TP1A135V24--22 | Federally-Regulated Consumer Product | Non-Weatherized, Non-Condensin | 2420 | 288 |  | 05/25/2023 | 87246 | 203358790 | 05/25/2023
Carrier Corp. - Indianapolis | Carrier | 48VRNK481153* | Federally-Regulated Consumer Product | Weatherized Non-Condensing Gas | 1746 | 275 |  | 05/25/2023 | 75885 | 212409624 | 05/25/2023
Carrier Corp. - Indianapolis | Carrier | 59SC2D100E21--20* | Federally-Regulated Consumer Product | Mobile Home Non-Weatherized, C | 1821 | 275 |  | 05/25/2023 | 99460 | 203359588 | 05/25/2023
Carrier Corp. - Indianapolis | Carrier | 59TP6B080V17--16 | Federally-Regulated Consumer Product | Non-Weatherized, Condensing Ga | 1686 | 269 |  | 05/25/2023 | 51540 | 203359139 | 05/25/2023
Carrier Corp. - Indianapolis | Carrier | 59TN6B100C21--22 | Federally-Regulated Consumer Product | Non-Weatherized, Condensing Ga | 2251 | 294 |  | 05/25/2023 | 64767 | 203359296 | 05/25/2023
Carrier Corp. - Indianapolis | Carrier | 58SB0A070E17--12 | Federally-Regulated Consumer Product | Non-Weatherized, Non-Condensin | 1051 | 228 |  | 05/25/2023 | 65904 | 203359591 | 05/25/2023
Carrier Corp. - Indianapolis | Carrier | 58TN0A110C21--20 | Federally-Regulated Consumer Product | Non-Weatherized, Non-Condensin | 2281 | 282 |  | 05/25/2023 | 72565 | 203358832 | 05/25/2023
Carrier Corp. - Indianapolis | Carrier | 59SC2D040E17--12* | Federally-Regulated Consumer Product | Mobile Home Non-Weatherized, C | 1024 | 240 |  | 05/25/2023 | 39894 | 203359576 | 05/25/2023
Carrier Corp. - Indianapolis | Carrier | 58SB1B070M17--12* | Federally-Regulated Consumer Product | Non-Weatherized, Non-Condensin | 1209 | 235 |  | 05/25/2023 | 65992 | 211780401 | 05/25/2023
Carrier Corp. - Indianapolis | Carrier | 48VRNK360903* | Federally-Regulated Consumer Product | Weatherized Non-Condensing Gas | 1355 | 258 |  | 05/25/2023 | 59892 | 212409622 | 05/25/2023
Carrier Corp. - Indianapolis | Carrier | 48VGUK240603* | Federally-Regulated Consumer Product | Weatherized Non-Condensing Gas | 1136 | 248 |  | 05/25/2023 | 59157 | 212410499 | 05/25/2023
Carrier Corp. - Indianapolis | Carrier | 59TP6B040V17--12*D | Federally-Regulated Consumer Product | Non-Weatherized, Condensing Ga | 1075 | 242 |  | 05/25/2023 | 25768 | 203359143 | 05/25/2023
Carrier Corp. - Indianapolis | Carrier | 59SC2D060E17--14* | Federally-Regulated Consumer Product | Mobile Home Non-Weatherized, C | 1205 | 248 |  | 05/25/2023 | 60119 | 203359580 | 05/25/2023
Carrier Corp. - Indianapolis | Carrier | 58SB0A090E17--14 | Federally-Regulated Consumer Product | Non-Weatherized, Non-Condensin | 1238 | 236 |  | 05/25/2023 | 88097 | 203359595 | 05/25/2023
Carrier Corp. - Indianapolis | Carrier | 58SB0B070M17--12 | Federally-Regulated Consumer Product | Non-Weatherized, Non-Condensin | 1209 | 235 |  | 05/25/2023 | 65992 | 211780399 | 05/25/2023
Carrier Corp. - Indianapolis | Carrier | 58TP1A135V24--22* | Federally-Regulated Consumer Product | Non-Weatherized, Non-Condensin | 2420 | 288 |  | 05/25/2023 | 87246 | 203358811 | 05/25/2023
Carrier Corp. - Indianapolis | Carrier | 59SC2D060E17--14 | Federally-Regulated Consumer Product | Non-Weatherized, Condensing Ga | 1205 | 248 |  | 05/25/2023 | 60119 | 203359579 | 05/25/2023
Carrier Corp. - Indianapolis | Carrier | 58TP1A070V14--12 | Federally-Regulated Consumer Product | Non-Weatherized, Non-Condensin | 1456 | 246 |  | 05/25/2023 | 43558 | 203358785 | 05/25/2023
Carrier Corp. - Indianapolis | Carrier | 58TN1A135C24--22 | Federally-Regulated Consumer Product | Non-Weatherized, Non-Condensin | 2422 | 287 |  | 05/25/2023 | 87787 | 203358849 | 05/25/2023
Carrier Corp. - Indianapolis | Carrier | 48VGNK601153* | Federally-Regulated Consumer Product | Weatherized Non-Condensing Gas | 1746 | 275 |  | 05/25/2023 | 75885 | 212409609 | 05/25/2023
Carrier Corp. - Indianapolis | Carrier | 59TP6B080V17--16*D | Federally-Regulated Consumer Product | Non-Weatherized, Condensing Ga | 1686 | 269 |  | 05/25/2023 | 51540 | 203359145 | 05/25/2023
Carrier Corp. - Indianapolis | Carrier | 58TN0A070C17--16 | Federally-Regulated Consumer Product | Non-Weatherized, Non-Condensin | 1458 | 246 |  | 05/25/2023 | 43592 | 203358828 | 05/25/2023
Carrier Corp. - Indianapolis | Carrier | 59TP6B060V17--14*D | Federally-Regulated Consumer Product | Non-Weatherized, Condensing Ga | 1459 | 259 |  | 05/25/2023 | 39051 | 203359144 | 05/25/2023
Carrier Corp. - Indianapolis | Carrier | 58SB0A155E24--20 | Federally-Regulated Consumer Product | Non-Weatherized, Non-Condensin | 2000 | 270 |  | 05/25/2023 | 153106 | 203359609 | 05/25/2023
Carrier Corp. - Indianapolis | Carrier | 58TP1A110V21--22* | Federally-Regulated Consumer Product | Non-Weatherized, Non-Condensin | 2435 | 289 |  | 05/25/2023 | 72702 | 203358810 | 05/25/2023
Carrier Corp. - Indianapolis | Carrier | 59SC2D080E17--16* | Federally-Regulated Consumer Product | Mobile Home Non-Weatherized, C | 1390 | 256 |  | 05/25/2023 | 79599 | 203359582 | 05/25/2023
Carrier Corp. - Indianapolis | Carrier | 59CU5A100C21--22 | Federally-Regulated Consumer Product | Non-Weatherized, Condensing Ga | 2271 | 273 |  | 05/25/2023 | 99648 | 206349945 | 05/25/2023
Carrier Corp. - Indianapolis | Carrier | 59SC2D040E14--10* | Federally-Regulated Consumer Product | Mobile Home Non-Weatherized, C | 981 | 238 |  | 05/25/2023 | 40102 | 203359574 | 05/25/2023
Carrier Corp. - Indianapolis | Carrier | 58TN1A090C21--20 | Federally-Regulated Consumer Product | Non-Weatherized, Non-Condensin | 2488 | 291 |  | 05/25/2023 | 57811 | 203358847 | 05/25/2023
Carrier Corp. - Indianapolis | Carrier | 59TN6B060C17--14 | Federally-Regulated Consumer Product | Non-Weatherized, Condensing Ga | 1364 | 255 |  | 05/25/2023 | 38749 | 203359293 | 05/25/2023
Carrier Corp. - Indianapolis | Carrier | 59SC2D080E21--20* | Federally-Regulated Consumer Product | Mobile Home Non-Weatherized, C | 1832 | 276 |  | 05/25/2023 | 79860 | 203359585 | 05/25/2023
Carrier Corp. - Indianapolis | Carrier | 59TN6B100C21--22*D | Federally-Regulated Consumer Product | Non-Weatherized, Condensing Ga | 2251 | 294 |  | 05/25/2023 | 64767 | 203359301 | 05/25/2023
Carrier Corp. - Indianapolis | Carrier | 58TN0A135C24--22 | Federally-Regulated Consumer Product | Non-Weatherized, Non-Condensin | 2422 | 287 |  | 05/25/2023 | 87787 | 203358833 | 05/25/2023
Carrier Corp. - Indianapolis | Carrier | 58TP1A045V14--12 | Federally-Regulated Consumer Product | Non-Weatherized, Non-Condensin | 1205 | 235 |  | 05/25/2023 | 28909 | 203358784 | 05/25/2023
Carrier Corp. - Indianapolis | Carrier | 58SB0A090E21--16 | Federally-Regulated Consumer Product | Non-Weatherized, Non-Condensin | 1450 | 246 |  | 05/25/2023 | 87792 | 203359597 | 05/25/2023
Carrier Corp. - Indianapolis | Carrier | 48VGNK360903* | Federally-Regulated Consumer Product | Weatherized Non-Condensing Gas | 1355 | 258 |  | 05/25/2023 | 59892 | 212409604 | 05/25/2023
Nordyne, LLC | ONYX | FG7TA-080C-V24B1 | Federally-Regulated Consumer Product | Non-Weatherized, Non-Condensin | 1277 | 238 |  | 05/25/2023 | 52213 | 204038579 | 05/25/2023
Lennox Industries Inc. | LANDMARK | KDB036**EB*P | Federally-Regulated Consumer Product | Weatherized Non-Condensing Gas | 1352 | 227 |  | 05/25/2023 | 52487 | 10098882 | 05/25/2023
Lennox Industries Inc. | LANDMARK | KDB036**EQ*P | Federally-Regulated Consumer Product | Weatherized Non-Condensing Gas | 1644 | 262 |  | 05/25/2023 | 80985 | 10098883 | 05/25/2023
Lennox Industries Inc. | LANDMARK | KDB060**EX*P | Federally-Regulated Consumer Product | Weatherized Non-Condensing Gas | 2386 | 271 |  | 05/25/2023 | 114357 | 10098889 | 05/25/2023
Lennox Industries Inc. | LANDMARK | KDB060**EB*P | Federally-Regulated Consumer Product | Weatherized Non-Condensing Gas | 2195 | 247 |  | 05/25/2023 | 53047 | 10098887 | 05/25/2023
Lennox Industries Inc. | LANDMARK | KDB048**EB*P | Federally-Regulated Consumer Product | Weatherized Non-Condensing Gas | 2276 | 264 |  | 05/25/2023 | 52928 | 10098884 | 05/25/2023
Lennox Industries Inc. | LANDMARK | KDB048**EQ*P | Federally-Regulated Consumer Product | Weatherized Non-Condensing Gas | 2167 | 282 |  | 05/25/2023 | 80936 | 10098885 | 05/25/2023
Lennox Industries Inc. | LANDMARK | KDB060**EQ*P | Federally-Regulated Consumer Product | Weatherized Non-Condensing Gas | 2204 | 273 |  | 05/25/2023 | 79781 | 10098888 | 05/25/2023
Carrier Corp. - Indianapolis | SMARTCOMFORT | R80ESL1102420A | Federally-Regulated Consumer Product | Non-Weatherized, Non-Condensin | 2027 | 271 |  | 05/25/2023 | 109826 | 203360889 | 05/25/2023
Carrier Corp. - Indianapolis | SMARTCOMFORT | N96MSM0802120A | Federally-Regulated Consumer Product | Mobile Home Non-Weatherized, C | 2169 | 290 |  | 05/25/2023 | 79638 | 211779149 | 05/25/2023
Carrier Corp. - Indianapolis | SMARTCOMFORT | R95ESN0401410A**D | Federally-Regulated Consumer Product | Mobile Home Non-Weatherized, C | 950 | 237 |  | 05/25/2023 | 40146 | 203924715 | 05/25/2023
Carrier Corp. - Indianapolis | SMARTCOMFORT | R95ESN0401712A**D | Federally-Regulated Consumer Product | Mobile Home Non-Weatherized, C | 998 | 239 |  | 05/25/2023 | 40139 | 203360774 | 05/25/2023
Carrier Corp. - Indianapolis | SMARTCOMFORT | R96MSN1002120A | Federally-Regulated Consumer Product | Non-Weatherized, Condensing Ga | 2215 | 292 |  | 05/25/2023 | 99728 | 211779617 | 05/25/2023
Carrier Corp. - Indianapolis | SMARTCOMFORT | R80MSL0902120A* | Federally-Regulated Consumer Product | Non-Weatherized, Non-Condensin | 2438 | 289 |  | 05/25/2023 | 88368 | 211780283 | 05/25/2023
Carrier Corp. - Indianapolis | SMARTCOMFORT | R96MSN1002120A**D | Federally-Regulated Consumer Product | Mobile Home Non-Weatherized, C | 2215 | 292 |  | 05/25/2023 | 99728 | 211779621 | 05/25/2023
Carrier Corp. - Indianapolis | SMARTCOMFORT | R96MSN1202422A*D | Federally-Regulated Consumer Product | Non-Weatherized, Condensing Ga | 2308 | 297 |  | 05/25/2023 | 119661 | 211779631 | 05/25/2023
Carrier Corp. - Indianapolis | SMARTCOMFORT | R80ESL1352420A* | Federally-Regulated Consumer Product | Non-Weatherized, Non-Condensin | 1887 | 265 |  | 05/25/2023 | 131482 | 203360926 | 05/25/2023
Carrier Corp. - Indianapolis | SMARTCOMFORT | R80ESN1102420A | Federally-Regulated Consumer Product | Non-Weatherized, Non-Condensin | 2027 | 271 |  | 05/25/2023 | 109826 | 203360853 | 05/25/2023
Carrier Corp. - Indianapolis | SMARTCOMFORT | R95ESN0802120A**D | Federally-Regulated Consumer Product | Mobile Home Non-Weatherized, C | 1837 | 276 |  | 05/25/2023 | 79777 | 203360777 | 05/25/2023
Carrier Corp. - Indianapolis | SMARTCOMFORT | R80MSN0902120A | Federally-Regulated Consumer Product | Non-Weatherized, Non-Condensin | 2438 | 289 |  | 05/25/2023 | 88368 | 211780251 | 05/25/2023
Carrier Corp. - Indianapolis | SMARTCOMFORT | R95ESN1002120A* | Federally-Regulated Consumer Product | Mobile Home Non-Weatherized, C | 2102 | 287 |  | 05/25/2023 | 99999 | 203360772 | 05/25/2023
Carrier Corp. - Indianapolis | SMARTCOMFORT | R80ESL1352420A | Federally-Regulated Consumer Product | Non-Weatherized, Non-Condensin | 1887 | 265 |  | 05/25/2023 | 131482 | 203360890 | 05/25/2023
Carrier Corp. - Indianapolis | SMARTCOMFORT | R95ESN0801716A**D | Federally-Regulated Consumer Product | Mobile Home Non-Weatherized, C | 1771 | 273 |  | 05/25/2023 | 80331 | 203360776 | 05/25/2023
Carrier Corp. - Indianapolis | SMARTCOMFORT | R80MSL0451412A | Federally-Regulated Consumer Product | Non-Weatherized, Non-Condensin | 1161 | 233 |  | 05/25/2023 | 44099 | 211780265 | 05/25/2023
Carrier Corp. - Indianapolis | SMARTCOMFORT | R96MSN0801716A*D | Federally-Regulated Consumer Product | Non-Weatherized, Condensing Ga | 1671 | 269 |  | 05/25/2023 | 79335 | 211779607 | 05/25/2023
Carrier Corp. - Indianapolis | SMARTCOMFORT | R80ESL0701712A* | Federally-Regulated Consumer Product | Non-Weatherized, Non-Condensin | 1051 | 228 |  | 05/25/2023 | 65904 | 203360918 | 05/25/2023
Carrier Corp. - Indianapolis | SMARTCOMFORT | R80MSL0451412A* | Federally-Regulated Consumer Product | Non-Weatherized, Non-Condensin | 1161 | 233 |  | 05/25/2023 | 44099 | 211780281 | 05/25/2023
Carrier Corp. - Indianapolis | SMARTCOMFORT | R96MSN0802120A* | Federally-Regulated Consumer Product | Mobile Home Non-Weatherized, C | 2169 | 290 |  | 05/25/2023 | 79638 | 211779611 | 05/25/2023
Carrier Corp. - Indianapolis | SMARTCOMFORT | R96MSN0801716A | Federally-Regulated Consumer Product | Non-Weatherized, Condensing Ga | 1671 | 269 |  | 05/25/2023 | 79335 | 211780752 | 05/25/2023
Carrier Corp. - Indianapolis | SMARTCOMFORT | R80ESL0451712A | Federally-Regulated Consumer Product | Non-Weatherized, Non-Condensin | 1206 | 235 |  | 05/25/2023 | 44058 | 203360880 | 05/25/2023
Carrier Corp. - Indianapolis | 1HVAC | PGD448115K**0K* | Federally-Regulated Consumer Product | Weatherized Non-Condensing Gas | 2156 | 293 |  | 05/25/2023 | 114957 | 212023619 | 05/25/2023
Carrier Corp. - Indianapolis | 1HVAC | PGD436060K**2K* | Federally-Regulated Consumer Product | Weatherized Non-Condensing Gas | 1442 | 262 |  | 05/25/2023 | 60044 | 212023638 | 05/25/2023
Carrier Corp. - Indianapolis | 1HVAC | PGD436090K**0K* | Federally-Regulated Consumer Product | Weatherized Non-Condensing Gas | 1353 | 258 |  | 05/25/2023 | 89606 | 212023614 | 05/25/2023
Carrier Corp. - Indianapolis | 1HVAC | PGD430060K**2K* | Federally-Regulated Consumer Product | Weatherized Non-Condensing Gas | 1188 | 251 |  | 05/25/2023 | 60125 | 212023637 | 05/25/2023
Carrier Corp. - Indianapolis | 1HVAC | PGD442060K**1K* | Federally-Regulated Consumer Product | Weatherized Non-Condensing Gas | 1478 | 264 |  | 05/25/2023 | 60485 | 212023628 | 05/25/2023
Carrier Corp. - Indianapolis | 1HVAC | PGD424060K**1K* | Federally-Regulated Consumer Product | Weatherized Non-Condensing Gas | 1084 | 246 |  | 05/25/2023 | 60632 | 212023622 | 05/25/2023
Carrier Corp. - Indianapolis | 1HVAC | PGD424040K**1K* | Federally-Regulated Consumer Product | Weatherized Non-Condensing Gas | 1004 | 243 |  | 05/25/2023 | 39874 | 212023621 | 05/25/2023
Carrier Corp. - Indianapolis | 1HVAC | PGD460090K**2K* | Federally-Regulated Consumer Product | Weatherized Non-Condensing Gas | 2114 | 292 |  | 05/25/2023 | 89429 | 212028316 | 05/25/2023
Carrier Corp. - Indianapolis | 1HVAC | PGD448090K**1K* | Federally-Regulated Consumer Product | Weatherized Non-Condensing Gas | 2142 | 293 |  | 05/25/2023 | 89758 | 212023630 | 05/25/2023
Carrier Corp. - Indianapolis | 1HVAC | PGD448115K**1K* | Federally-Regulated Consumer Product | Weatherized Non-Condensing Gas | 2156 | 293 |  | 05/25/2023 | 114957 | 212023631 | 05/25/2023
Carrier Corp. - Indianapolis | 1HVAC | PGD460090K**0K* | Federally-Regulated Consumer Product | Weatherized Non-Condensing Gas | 2142 | 293 |  | 05/25/2023 | 89758 | 212028306 | 05/25/2023
Carrier Corp. - Indianapolis | 1HVAC | PGD448090K**2K* | Federally-Regulated Consumer Product | Weatherized Non-Condensing Gas | 2114 | 292 |  | 05/25/2023 | 89429 | 212023641 | 05/25/2023
Carrier Corp. - Indianapolis | 1HVAC | PGD442090K**1K* | Federally-Regulated Consumer Product | Weatherized Non-Condensing Gas | 1434 | 262 |  | 05/25/2023 | 89946 | 212023629 | 05/25/2023
Carrier Corp. - Indianapolis | 1HVAC | PGD448090K**0K* | Federally-Regulated Consumer Product | Weatherized Non-Condensing Gas | 2142 | 293 |  | 05/25/2023 | 89758 | 212023618 | 05/25/2023
Carrier Corp. - Indianapolis | 1HVAC | PGD436060K**0K* | Federally-Regulated Consumer Product | Weatherized Non-Condensing Gas | 1312 | 256 |  | 05/25/2023 | 60638 | 212023612 | 05/25/2023
Carrier Corp. - Indianapolis | 1HVAC | PGD430060K**0K* | Federally-Regulated Consumer Product | Weatherized Non-Condensing Gas | 1248 | 253 |  | 05/25/2023 | 60151 | 212023611 | 05/25/2023
Carrier Corp. - Indianapolis | 1HVAC | PGD448130K**0K* | Federally-Regulated Consumer Product | Weatherized Non-Condensing Gas | 2038 | 288 |  | 05/25/2023 | 127500 | 212023620 | 05/25/2023
Carrier Corp. - Indianapolis | 1HVAC | PGD424060K**2K* | Federally-Regulated Consumer Product | Weatherized Non-Condensing Gas | 1073 | 246 |  | 05/25/2023 | 60498 | 212023635 | 05/25/2023
Carrier Corp. - Indianapolis | 1HVAC | PGD436060K**1K* | Federally-Regulated Consumer Product | Weatherized Non-Condensing Gas | 1312 | 256 |  | 05/25/2023 | 60638 | 212023626 | 05/25/2023
Carrier Corp. - Indianapolis | 1HVAC | PGD460115K**1K* | Federally-Regulated Consumer Product | Weatherized Non-Condensing Gas | 2156 | 293 |  | 05/25/2023 | 114957 | 212028313 | 05/25/2023
Carrier Corp. - Indianapolis | 1HVAC | PGD430040K**0K* | Federally-Regulated Consumer Product | Weatherized Non-Condensing Gas | 1119 | 248 |  | 05/25/2023 | 40289 | 212023610 | 05/25/2023
Carrier Corp. - Indianapolis | 1HVAC | PGD460130K**1K* | Federally-Regulated Consumer Product | Weatherized Non-Condensing Gas | 2038 | 288 |  | 05/25/2023 | 127500 | 212028315 | 05/25/2023
Carrier Corp. - Indianapolis | 1HVAC | PGD442090K**0K* | Federally-Regulated Consumer Product | Weatherized Non-Condensing Gas | 1434 | 262 |  | 05/25/2023 | 89946 | 212023617 | 05/25/2023
Carrier Corp. - Indianapolis | 1HVAC | PGD460115K**0K* | Federally-Regulated Consumer Product | Weatherized Non-Condensing Gas | 2156 | 293 |  | 05/25/2023 | 114957 | 212028308 | 05/25/2023
Carrier Corp. - Indianapolis | 1HVAC | PGD430060K**1K* | Federally-Regulated Consumer Product | Weatherized Non-Condensing Gas | 1248 | 253 |  | 05/25/2023 | 60151 | 212023625 | 05/25/2023
Carrier Corp. - Indianapolis | 1HVAC | PGD436090K**1K* | Federally-Regulated Consumer Product | Weatherized Non-Condensing Gas | 1353 | 258 |  | 05/25/2023 | 89606 | 212023627 | 05/25/2023
Carrier Corp. - Indianapolis | 1HVAC | PGD460130K**0K* | Federally-Regulated Consumer Product | Weatherized Non-Condensing Gas | 2038 | 288 |  | 05/25/2023 | 127500 | 212028310 | 05/25/2023
Carrier Corp. - Indianapolis | 1HVAC | PGD442090K**2K* | Federally-Regulated Consumer Product | Weatherized Non-Condensing Gas | 1479 | 264 |  | 05/25/2023 | 89913 | 212023640 | 05/25/2023
Carrier Corp. - Indianapolis | 1HVAC | PGD442060K**2K* | Federally-Regulated Consumer Product | Weatherized Non-Condensing Gas | 1413 | 261 |  | 05/25/2023 | 59753 | 212023639 | 05/25/2023
Carrier Corp. - Indianapolis | 1HVAC | PGD424060K**0K* | Federally-Regulated Consumer Product | Weatherized Non-Condensing Gas | 1084 | 246 |  | 05/25/2023 | 60632 | 212023609 | 05/25/2023
Carrier Corp. - Indianapolis | 1HVAC | PGD430040K**1K* | Federally-Regulated Consumer Product | Weatherized Non-Condensing Gas | 1119 | 248 |  | 05/25/2023 | 40289 | 212023623 | 05/25/2023
Carrier Corp. - Indianapolis | 1HVAC | PGD460090K**1K* | Federally-Regulated Consumer Product | Weatherized Non-Condensing Gas | 2142 | 293 |  | 05/25/2023 | 89758 | 212028311 | 05/25/2023
Carrier Corp. - Indianapolis | 1HVAC | PGD424040K**0K* | Federally-Regulated Consumer Product | Weatherized Non-Condensing Gas | 1004 | 243 |  | 05/25/2023 | 39874 | 212023608 | 05/25/2023
Carrier Corp. - Indianapolis | 1HVAC | PGD442060K**0K* | Federally-Regulated Consumer Product | Weatherized Non-Condensing Gas | 1478 | 264 |  | 05/25/2023 | 60485 | 212023616 | 05/25/2023
Carrier Corp. - Indianapolis | 1HVAC | PGD424040K**2K* | Federally-Regulated Consumer Product | Weatherized Non-Condensing Gas | 933 | 240 |  | 05/25/2023 | 45607 | 212023633 | 05/25/2023
Carrier Corp. - Indianapolis | 1HVAC | PGD430040K**2K* | Federally-Regulated Consumer Product | Weatherized Non-Condensing Gas | 1121 | 248 |  | 05/25/2023 | 45305 | 212023636 | 05/25/2023
Carrier Corp. - Indianapolis | 1HVAC | PGD448130K**1K* | Federally-Regulated Consumer Product | Weatherized Non-Condensing Gas | 2038 | 288 |  | 05/25/2023 | 127500 | 212023632 | 05/25/2023
Carrier Corp. - Indianapolis | Grandaire | WFER070A036C | Federally-Regulated Consumer Product | Non-Weatherized, Non-Condensin | 1170 | 233 |  | 05/25/2023 | 65912 | 211780445 | 05/25/2023
Carrier Corp. - Indianapolis | Grandaire | WFSX100C060A* | Federally-Regulated Consumer Product | Mobile Home Non-Weatherized, C | 2102 | 287 |  | 05/25/2023 | 99999 | 203360748 | 05/25/2023
Carrier Corp. - Indianapolis | Grandaire | WFAX040B036A | Federally-Regulated Consumer Product | Non-Weatherized, Condensing Ga | 1024 | 240 |  | 05/25/2023 | 39894 | 203359997 | 05/25/2023
Carrier Corp. - Indianapolis | Grandaire | WFEL045A036C | Federally-Regulated Consumer Product | Non-Weatherized, Non-Condensin | 1161 | 233 |  | 05/25/2023 | 44099 | 211780253 | 05/25/2023
Carrier Corp. - Indianapolis | Grandaire | WFER070B048C | Federally-Regulated Consumer Product | Non-Weatherized, Non-Condensin | 1776 | 260 |  | 05/25/2023 | 65952 | 211780361 | 05/25/2023
Carrier Corp. - Indianapolis | Grandaire | WFSX120D066A*D | Federally-Regulated Consumer Product | Non-Weatherized, Condensing Ga | 2161 | 290 |  | 05/25/2023 | 119834 | 203360555 | 05/25/2023
Carrier Corp. - Indianapolis | Grandaire | WFAX040B036B | Federally-Regulated Consumer Product | Non-Weatherized, Condensing Ga | 1092 | 243 |  | 05/25/2023 | 39895 | 211779050 | 05/25/2023
Carrier Corp. - Indianapolis | Grandaire | WFSX060B048B* | Federally-Regulated Consumer Product | Mobile Home Non-Weatherized, C | 1611 | 266 |  | 05/25/2023 | 59946 | 211779643 | 05/25/2023
Carrier Corp. - Indianapolis | Grandaire | WFER070B036C | Federally-Regulated Consumer Product | Non-Weatherized, Non-Condensin | 1209 | 235 |  | 05/25/2023 | 65992 | 211780446 | 05/25/2023
Carrier Corp. - Indianapolis | Grandaire | WFSX040B036A* | Federally-Regulated Consumer Product | Mobile Home Non-Weatherized, C | 998 | 239 |  | 05/25/2023 | 40139 | 203360744 | 05/25/2023
Carrier Corp. - Indianapolis | Grandaire | WFAX080C060A* | Federally-Regulated Consumer Product | Mobile Home Non-Weatherized, C | 1832 | 276 |  | 05/25/2023 | 79860 | 203360014 | 05/25/2023
Carrier Corp. - Indianapolis | Grandaire | WFAX100C060A* | Federally-Regulated Consumer Product | Mobile Home Non-Weatherized, C | 1821 | 275 |  | 05/25/2023 | 99460 | 203360018 | 05/25/2023
Carrier Corp. - Indianapolis | Grandaire | WFSX060B048B**D | Federally-Regulated Consumer Product | Mobile Home Non-Weatherized, C | 1611 | 266 |  | 05/25/2023 | 59946 | 211779645 | 05/25/2023
Carrier Corp. - Indianapolis | Grandaire | WFEL135D060B* | Federally-Regulated Consumer Product | Non-Weatherized, Non-Condensin | 1887 | 265 |  | 05/25/2023 | 131482 | 203360914 | 05/25/2023
Carrier Corp. - Indianapolis | Grandaire | WFSX120D066A* | Federally-Regulated Consumer Product | Mobile Home Non-Weatherized, C | 2161 | 290 |  | 05/25/2023 | 119834 | 203360749 | 05/25/2023
Carrier Corp. - Indianapolis | Grandaire | WFSX080C060A**D | Federally-Regulated Consumer Product | Mobile Home Non-Weatherized, C | 1837 | 276 |  | 05/25/2023 | 79777 | 203360753 | 05/25/2023
Carrier Corp. - Indianapolis | Grandaire | WPG4604115RKD* | Federally-Regulated Consumer Product | Weatherized Non-Condensing Gas | 2187 | 295 |  | 05/25/2023 | 115163 | 204038506 | 05/25/2023
Carrier Corp. - Indianapolis | Grandaire | WFSX060B042A* | Federally-Regulated Consumer Product | Mobile Home Non-Weatherized, C | 1346 | 254 |  | 05/25/2023 | 60102 | 203360745 | 05/25/2023
Carrier Corp. - Indianapolis | Grandaire | WFEL090C048C | Federally-Regulated Consumer Product | Non-Weatherized, Non-Condensin | 1569 | 251 |  | 05/25/2023 | 87754 | 211780256 | 05/25/2023
Carrier Corp. - Indianapolis | Grandaire | WFSU040B036A | Federally-Regulated Consumer Product | Non-Weatherized, Condensing Ga | 1165 | 196 |  | 05/25/2023 | 40027 | 205645648 | 05/25/2023
Carrier Corp. - Indianapolis | Grandaire | WFEL070B048C* | Federally-Regulated Consumer Product | Non-Weatherized, Non-Condensin | 1776 | 260 |  | 05/25/2023 | 65952 | 211780395 | 05/25/2023
Carrier Corp. - Indianapolis | Grandaire | WFSX040A030B*D | Federally-Regulated Consumer Product | Non-Weatherized, Condensing Ga | 1017 | 240 |  | 05/25/2023 | 40102 | 211779639 | 05/25/2023
Carrier Corp. - Indianapolis | Grandaire | WFSX026A030A | Federally-Regulated Consumer Product | Non-Weatherized, Condensing Ga | 890 | 234 |  | 05/25/2023 | 26050 | 203360541 | 05/25/2023
Carrier Corp. - Indianapolis | Grandaire | WFAX100C060A | Federally-Regulated Consumer Product | Non-Weatherized, Condensing Ga | 1821 | 275 |  | 05/25/2023 | 99460 | 203360016 | 05/25/2023
Carrier Corp. - Indianapolis | Grandaire | WFAX080B048B | Federally-Regulated Consumer Product | Non-Weatherized, Condensing Ga | 1845 | 276 |  | 05/25/2023 | 80520 | 211779058 | 05/25/2023
Carrier Corp. - Indianapolis | Grandaire | WFEL110C060C* | Federally-Regulated Consumer Product | Non-Weatherized, Non-Condensin | 2444 | 290 |  | 05/25/2023 | 110371 | 211780279 | 05/25/2023
Carrier Corp. - Indianapolis | Grandaire | WFAX100C060B* | Federally-Regulated Consumer Product | Mobile Home Non-Weatherized, C | 1931 | 280 |  | 05/25/2023 | 100411 | 211779064 | 05/25/2023
Carrier Corp. - Indianapolis | Grandaire | WFEL110D060B* | Federally-Regulated Consumer Product | Non-Weatherized, Non-Condensin | 2027 | 271 |  | 05/25/2023 | 109826 | 203360913 | 05/25/2023
Carrier Corp. - Indianapolis | Grandaire | WFSX080B048B*D | Federally-Regulated Consumer Product | Non-Weatherized, Condensing Ga | 1671 | 269 |  | 05/25/2023 | 79335 | 211779651 | 05/25/2023
Carrier Corp. - Indianapolis | Grandaire | WFSX140D066A | Federally-Regulated Consumer Product | Non-Weatherized, Condensing Ga | 2328 | 297 |  | 05/25/2023 | 139741 | 203360548 | 05/25/2023
Carrier Corp. - Indianapolis | Grandaire | WFEL090B042B* | Federally-Regulated Consumer Product | Non-Weatherized, Non-Condensin | 1238 | 236 |  | 05/25/2023 | 88097 | 203360908 | 05/25/2023
Carrier Corp. - Indianapolis | Grandaire | WFSX120D066A | Federally-Regulated Consumer Product | Non-Weatherized, Condensing Ga | 2161 | 290 |  | 05/25/2023 | 119834 | 203360547 | 05/25/2023
Carrier Corp. - Indianapolis | Grandaire | WFSX100C060B* | Federally-Regulated Consumer Product | Mobile Home Non-Weatherized, C | 2215 | 292 |  | 05/25/2023 | 99728 | 211779655 | 05/25/2023
Carrier Corp. - Indianapolis | Grandaire | WFEL070B048C | Federally-Regulated Consumer Product | Non-Weatherized, Non-Condensin | 1776 | 260 |  | 05/25/2023 | 65952 | 211780379 | 05/25/2023
Carrier Corp. - Indianapolis | Grandaire | WFSX120D066B | Federally-Regulated Consumer Product | Non-Weatherized, Condensing Ga | 2308 | 297 |  | 05/25/2023 | 119661 | 211779661 | 05/25/2023
Carrier Corp. - Indianapolis | Grandaire | WFEL070B036B | Federally-Regulated Consumer Product | Non-Weatherized, Non-Condensin | 1051 | 228 |  | 05/25/2023 | 65904 | 203360858 | 05/25/2023
Carrier Corp. - Indianapolis | Grandaire | WFEL090D060B* | Federally-Regulated Consumer Product | Non-Weatherized, Non-Condensin | 1987 | 269 |  | 05/25/2023 | 88320 | 203360911 | 05/25/2023
Carrier Corp. - Indianapolis | Grandaire | WFEU060B048B | Federally-Regulated Consumer Product | Non-Weatherized, Non-Condensin | 1955 | 268 |  | 05/25/2023 | 60649 | 211781379 | 05/25/2023
Carrier Corp. - Indianapolis | Grandaire | WFAX040B036A* | Federally-Regulated Consumer Product | Mobile Home Non-Weatherized, C | 1024 | 240 |  | 05/25/2023 | 39894 | 203359999 | 05/25/2023
Carrier Corp. - Indianapolis | Grandaire | WFSX100C060A | Federally-Regulated Consumer Product | Non-Weatherized, Condensing Ga | 2102 | 287 |  | 05/25/2023 | 99999 | 203360546 | 05/25/2023
Carrier Corp. - Indianapolis | Grandaire | WFSX080B048B**D | Federally-Regulated Consumer Product | Mobile Home Non-Weatherized, C | 1671 | 269 |  | 05/25/2023 | 79335 | 211779649 | 05/25/2023
Carrier Corp. - Indianapolis | Grandaire | WPG4424060UKD* | Federally-Regulated Consumer Product | Weatherized Non-Condensing Gas | 1589 | 268 |  | 05/25/2023 | 60153 | 205822992 | 05/25/2023
Carrier Corp. - Indianapolis | Grandaire | WPG4484090UKD* | Federally-Regulated Consumer Product | Weatherized Non-Condensing Gas | 2022 | 287 |  | 05/25/2023 | 90050 | 205822994 | 05/25/2023
Carrier Corp. - Indianapolis | Grandaire | WFER045B036A | Federally-Regulated Consumer Product | Non-Weatherized, Non-Condensin | 1206 | 235 |  | 05/25/2023 | 44058 | 203360819 | 05/25/2023
Carrier Corp. - Indianapolis | Grandaire | WFSX060B048B*D | Federally-Regulated Consumer Product | Non-Weatherized, Condensing Ga | 1611 | 266 |  | 05/25/2023 | 59946 | 211779647 | 05/25/2023
Carrier Corp. - Indianapolis | Grandaire | WFSX080C060A* | Federally-Regulated Consumer Product | Mobile Home Non-Weatherized, C | 1837 | 276 |  | 05/25/2023 | 79777 | 203360747 | 05/25/2023
Carrier Corp. - Indianapolis | Grandaire | WFEL090C048C* | Federally-Regulated Consumer Product | Non-Weatherized, Non-Condensin | 1569 | 251 |  | 05/25/2023 | 87754 | 211780278 | 05/25/2023
Carrier Corp. - Indianapolis | Grandaire | WFER090D060A | Federally-Regulated Consumer Product | Non-Weatherized, Non-Condensin | 1987 | 269 |  | 05/25/2023 | 88320 | 203360826 | 05/25/2023
Carrier Corp. - Indianapolis | Grandaire | WFEL045B036B* | Federally-Regulated Consumer Product | Non-Weatherized, Non-Condensin | 1206 | 235 |  | 05/25/2023 | 44058 | 203360904 | 05/25/2023
Carrier Corp. - Indianapolis | Grandaire | WFAX060A036A* | Federally-Regulated Consumer Product | Mobile Home Non-Weatherized, C | 945 | 237 |  | 05/25/2023 | 59375 | 203360003 | 05/25/2023
Carrier Corp. - Indianapolis | Grandaire | WFAX120D060B | Federally-Regulated Consumer Product | Non-Weatherized, Condensing Ga | 1871 | 277 |  | 05/25/2023 | 120577 | 211779066 | 05/25/2023
Carrier Corp. - Indianapolis | Grandaire | WFSX100C060B**D | Federally-Regulated Consumer Product | Mobile Home Non-Weatherized, C | 2215 | 292 |  | 05/25/2023 | 99728 | 211779657 | 05/25/2023
Carrier Corp. - Indianapolis | Grandaire | WFAX060B042A* | Federally-Regulated Consumer Product | Mobile Home Non-Weatherized, C | 1205 | 248 |  | 05/25/2023 | 60119 | 203360007 | 05/25/2023
Carrier Corp. - Indianapolis | Grandaire | WFAX040A036B* | Federally-Regulated Consumer Product | Mobile Home Non-Weatherized, C | 1089 | 243 |  | 05/25/2023 | 39846 | 211779048 | 05/25/2023
Carrier Corp. - Indianapolis | Grandaire | WFEL135D060C | Federally-Regulated Consumer Product | Non-Weatherized, Non-Condensin | 1907 | 266 |  | 05/25/2023 | 131914 | 211780258 | 05/25/2023
Carrier Corp. - Indianapolis | Grandaire | WFEL045B036B | Federally-Regulated Consumer Product | Non-Weatherized, Non-Condensin | 1206 | 235 |  | 05/25/2023 | 44058 | 203360856 | 05/25/2023
Carrier Corp. - Indianapolis | Grandaire | WFER090C048A | Federally-Regulated Consumer Product | Non-Weatherized, Non-Condensin | 1450 | 246 |  | 05/25/2023 | 87792 | 203360824 | 05/25/2023
Carrier Corp. - Indianapolis | Grandaire | WFSX080B048A* | Federally-Regulated Consumer Product | Mobile Home Non-Weatherized, C | 1771 | 273 |  | 05/25/2023 | 80331 | 203360746 | 05/25/2023
Carrier Corp. - Indianapolis | Grandaire | WFSX080B048B | Federally-Regulated Consumer Product | Non-Weatherized, Condensing Ga | 1671 | 269 |  | 05/25/2023 | 79335 | 211780756 | 05/25/2023
Carrier Corp. - Indianapolis | Grandaire | WFEL090D060B | Federally-Regulated Consumer Product | Non-Weatherized, Non-Condensin | 1987 | 269 |  | 05/25/2023 | 88320 | 203360863 | 05/25/2023
Carrier Corp. - Indianapolis | Grandaire | WFSX100C060A**D | Federally-Regulated Consumer Product | Mobile Home Non-Weatherized, C | 2102 | 287 |  | 05/25/2023 | 99999 | 203360754 | 05/25/2023
Carrier Corp. - Indianapolis | Grandaire | WFAX080B048A | Federally-Regulated Consumer Product | Non-Weatherized, Condensing Ga | 1390 | 256 |  | 05/25/2023 | 79599 | 203360008 | 05/25/2023
Carrier Corp. - Indianapolis | Grandaire | WFER135D060A | Federally-Regulated Consumer Product | Non-Weatherized, Non-Condensin | 1887 | 265 |  | 05/25/2023 | 131482 | 203360829 | 05/25/2023
Carrier Corp. - Indianapolis | Grandaire | WFAX060B042A | Federally-Regulated Consumer Product | Non-Weatherized, Condensing Ga | 1205 | 248 |  | 05/25/2023 | 60119 | 203360005 | 05/25/2023
Carrier Corp. - Indianapolis | Grandaire | WPG4364060UKD* | Federally-Regulated Consumer Product | Weatherized Non-Condensing Gas | 1642 | 271 |  | 05/25/2023 | 60562 | 205822991 | 05/25/2023
Carrier Corp. - Indianapolis | Grandaire | WFEL090B042B | Federally-Regulated Consumer Product | Non-Weatherized, Non-Condensin | 1238 | 236 |  | 05/25/2023 | 88097 | 203360860 | 05/25/2023
Carrier Corp. - Indianapolis | Grandaire | WFSX080B048A**D | Federally-Regulated Consumer Product | Mobile Home Non-Weatherized, C | 1771 | 273 |  | 05/25/2023 | 80331 | 203360752 | 05/25/2023
Carrier Corp. - Indianapolis | Arcoaire | PGD442090K**2K* | Federally-Regulated Consumer Product | Weatherized Non-Condensing Gas | 1479 | 264 |  | 05/25/2023 | 89913 | 212006389 | 05/25/2023
Carrier Corp. - Indianapolis | Arcoaire | PGD424060K**2K* | Federally-Regulated Consumer Product | Weatherized Non-Condensing Gas | 1073 | 246 |  | 05/25/2023 | 60498 | 212006383 | 05/25/2023
Carrier Corp. - Indianapolis | Arcoaire | PGR560090K**1K* | Federally-Regulated Consumer Product | Weatherized Non-Condensing Gas | 1763 | 276 |  | 05/25/2023 | 58303 | 212409700 | 05/25/2023
Carrier Corp. - Indianapolis | Arcoaire | PGD448130K**0K* | Federally-Regulated Consumer Product | Weatherized Non-Condensing Gas | 2038 | 288 |  | 05/25/2023 | 127500 | 212006351 | 05/25/2023
Carrier Corp. - Indianapolis | Arcoaire | PGR548115K**1K* | Federally-Regulated Consumer Product | Weatherized Non-Condensing Gas | 1746 | 275 |  | 05/25/2023 | 75885 | 212409699 | 05/25/2023
Carrier Corp. - Indianapolis | Arcoaire | PGD460090K**1K* | Federally-Regulated Consumer Product | Weatherized Non-Condensing Gas | 2142 | 293 |  | 05/25/2023 | 89758 | 212028197 | 05/25/2023
Carrier Corp. - Indianapolis | Arcoaire | PGD460130K**1K* | Federally-Regulated Consumer Product | Weatherized Non-Condensing Gas | 2038 | 288 |  | 05/25/2023 | 127500 | 212028203 | 05/25/2023
Carrier Corp. - Indianapolis | Arcoaire | PGD430040K**1K* | Federally-Regulated Consumer Product | Weatherized Non-Condensing Gas | 1119 | 248 |  | 05/25/2023 | 40289 | 212006366 | 05/25/2023
Carrier Corp. - Indianapolis | Arcoaire | PGR560130K**1K* | Federally-Regulated Consumer Product | Weatherized Non-Condensing Gas | 1857 | 280 |  | 05/25/2023 | 84458 | 212409702 | 05/25/2023
Carrier Corp. - Indianapolis | Arcoaire | PGR548090K**1K* | Federally-Regulated Consumer Product | Weatherized Non-Condensing Gas | 1763 | 276 |  | 05/25/2023 | 58303 | 212409698 | 05/25/2023
Carrier Corp. - Indianapolis | Arcoaire | PGR536060K**0K* | Federally-Regulated Consumer Product | Weatherized Non-Condensing Gas | 1416 | 261 |  | 05/25/2023 | 39812 | 212409687 | 05/25/2023
Carrier Corp. - Indianapolis | Arcoaire | PGR536060K**1K* | Federally-Regulated Consumer Product | Weatherized Non-Condensing Gas | 1416 | 261 |  | 05/25/2023 | 39812 | 212409696 | 05/25/2023
Carrier Corp. - Indianapolis | Arcoaire | PGD430060K**1K* | Federally-Regulated Consumer Product | Weatherized Non-Condensing Gas | 1248 | 253 |  | 05/25/2023 | 60151 | 212006371 | 05/25/2023
Carrier Corp. - Indianapolis | Arcoaire | PGD448090K**0K* | Federally-Regulated Consumer Product | Weatherized Non-Condensing Gas | 2142 | 293 |  | 05/25/2023 | 89758 | 212006342 | 05/25/2023
Carrier Corp. - Indianapolis | Arcoaire | PGD436090K**0K* | Federally-Regulated Consumer Product | Weatherized Non-Condensing Gas | 1353 | 258 |  | 05/25/2023 | 89606 | 212006323 | 05/25/2023
Carrier Corp. - Indianapolis | Arcoaire | PGD442090K**1K* | Federally-Regulated Consumer Product | Weatherized Non-Condensing Gas | 1434 | 262 |  | 05/25/2023 | 89946 | 212006376 | 05/25/2023
Carrier Corp. - Indianapolis | Arcoaire | PGD424040K**2K* | Federally-Regulated Consumer Product | Weatherized Non-Condensing Gas | 933 | 240 |  | 05/25/2023 | 45607 | 212006382 | 05/25/2023
Carrier Corp. - Indianapolis | Arcoaire | PGR536090K**0K* | Federally-Regulated Consumer Product | Weatherized Non-Condensing Gas | 1355 | 258 |  | 05/25/2023 | 59892 | 212409688 | 05/25/2023
Carrier Corp. - Indianapolis | Arcoaire | PGR560090K**2K* | Federally-Regulated Consumer Product | Weatherized Non-Condensing Gas | 1837 | 279 |  | 05/25/2023 | 90615 | 212410525 | 05/25/2023
Carrier Corp. - Indianapolis | Arcoaire | PGR560130K**0K* | Federally-Regulated Consumer Product | Weatherized Non-Condensing Gas | 1857 | 280 |  | 05/25/2023 | 84458 | 212409693 | 05/25/2023
Carrier Corp. - Indianapolis | Arcoaire | PGD424060K**0K* | Federally-Regulated Consumer Product | Weatherized Non-Condensing Gas | 1084 | 246 |  | 05/25/2023 | 60632 | 212006295 | 05/25/2023
Carrier Corp. - Indianapolis | Arcoaire | PGR536090K**1K* | Federally-Regulated Consumer Product | Weatherized Non-Condensing Gas | 1355 | 258 |  | 05/25/2023 | 59892 | 212409697 | 05/25/2023
Carrier Corp. - Indianapolis | Arcoaire | PGD448130K**1K* | Federally-Regulated Consumer Product | Weatherized Non-Condensing Gas | 2038 | 288 |  | 05/25/2023 | 127500 | 212006381 | 05/25/2023
Carrier Corp. - Indianapolis | Arcoaire | PGD448115K**0K* | Federally-Regulated Consumer Product | Weatherized Non-Condensing Gas | 2156 | 293 |  | 05/25/2023 | 114957 | 212006348 | 05/25/2023
Carrier Corp. - Indianapolis | Arcoaire | PGD430040K**2K* | Federally-Regulated Consumer Product | Weatherized Non-Condensing Gas | 1121 | 248 |  | 05/25/2023 | 45305 | 212006385 | 05/25/2023
Carrier Corp. - Indianapolis | Arcoaire | PGR524060K**0K* | Federally-Regulated Consumer Product | Weatherized Non-Condensing Gas | 1151 | 249 |  | 05/25/2023 | 39299 | 212409686 | 05/25/2023
Carrier Corp. - Indianapolis | Arcoaire | PGR560115K**1K* | Federally-Regulated Consumer Product | Weatherized Non-Condensing Gas | 1746 | 275 |  | 05/25/2023 | 75885 | 212409701 | 05/25/2023
Carrier Corp. - Indianapolis | Arcoaire | PGD448090K**1K* | Federally-Regulated Consumer Product | Weatherized Non-Condensing Gas | 2142 | 293 |  | 05/25/2023 | 89758 | 212006378 | 05/25/2023
Carrier Corp. - Indianapolis | Arcoaire | PGR524060K**2K* | Federally-Regulated Consumer Product | Weatherized Non-Condensing Gas | 1136 | 248 |  | 05/25/2023 | 59157 | 212410522 | 05/25/2023
Carrier Corp. - Indianapolis | Arcoaire | PGD430040K**0K* | Federally-Regulated Consumer Product | Weatherized Non-Condensing Gas | 1119 | 248 |  | 05/25/2023 | 40289 | 212006300 | 05/25/2023
Carrier Corp. - Indianapolis | Arcoaire | PGD460130K**0K* | Federally-Regulated Consumer Product | Weatherized Non-Condensing Gas | 2038 | 288 |  | 05/25/2023 | 127500 | 212028196 | 05/25/2023
Carrier Corp. - Indianapolis | Arcoaire | PGD442060K**0K* | Federally-Regulated Consumer Product | Weatherized Non-Condensing Gas | 1478 | 264 |  | 05/25/2023 | 60485 | 212006331 | 05/25/2023
Carrier Corp. - Indianapolis | Arcoaire | PGD436060K**1K* | Federally-Regulated Consumer Product | Weatherized Non-Condensing Gas | 1312 | 256 |  | 05/25/2023 | 60638 | 212006372 | 05/25/2023
Carrier Corp. - Indianapolis | Arcoaire | PGR548090K**2K* | Federally-Regulated Consumer Product | Weatherized Non-Condensing Gas | 1628 | 270 |  | 05/25/2023 | 90600 | 212410524 | 05/25/2023
Carrier Corp. - Indianapolis | Arcoaire | PGR524040K**0K* | Federally-Regulated Consumer Product | Weatherized Non-Condensing Gas | 1066 | 245 |  | 05/25/2023 | 26216 | 212409685 | 05/25/2023
Carrier Corp. - Indianapolis | Arcoaire | PGD430060K**0K* | Federally-Regulated Consumer Product | Weatherized Non-Condensing Gas | 1248 | 253 |  | 05/25/2023 | 60151 | 212006310 | 05/25/2023
Carrier Corp. - Indianapolis | Arcoaire | PGD460115K**0K* | Federally-Regulated Consumer Product | Weatherized Non-Condensing Gas | 2156 | 293 |  | 05/25/2023 | 114957 | 212028195 | 05/25/2023
Carrier Corp. - Indianapolis | Arcoaire | PGD442060K**1K* | Federally-Regulated Consumer Product | Weatherized Non-Condensing Gas | 1478 | 264 |  | 05/25/2023 | 60485 | 212006375 | 05/25/2023
Carrier Corp. - Indianapolis | Arcoaire | PGR524040K**1K* | Federally-Regulated Consumer Product | Weatherized Non-Condensing Gas | 1066 | 245 |  | 05/25/2023 | 26216 | 212409694 | 05/25/2023
Carrier Corp. - Indianapolis | Arcoaire | PGD436090K**1K* | Federally-Regulated Consumer Product | Weatherized Non-Condensing Gas | 1353 | 258 |  | 05/25/2023 | 89606 | 212006373 | 05/25/2023
Carrier Corp. - Indianapolis | Arcoaire | PGR548115K**0K* | Federally-Regulated Consumer Product | Weatherized Non-Condensing Gas | 1746 | 275 |  | 05/25/2023 | 75885 | 212409690 | 05/25/2023
Carrier Corp. - Indianapolis | Arcoaire | PGD424060K**1K* | Federally-Regulated Consumer Product | Weatherized Non-Condensing Gas | 1084 | 246 |  | 05/25/2023 | 60632 | 212006361 | 05/25/2023
Carrier Corp. - Indianapolis | Arcoaire | PGD424040K**0K* | Federally-Regulated Consumer Product | Weatherized Non-Condensing Gas | 1004 | 243 |  | 05/25/2023 | 39874 | 212006285 | 05/25/2023
Carrier Corp. - Indianapolis | Arcoaire | PGD448090K**2K* | Federally-Regulated Consumer Product | Weatherized Non-Condensing Gas | 2114 | 292 |  | 05/25/2023 | 89429 | 212006391 | 05/25/2023
Carrier Corp. - Indianapolis | Arcoaire | PGD460115K**1K* | Federally-Regulated Consumer Product | Weatherized Non-Condensing Gas | 2156 | 293 |  | 05/25/2023 | 114957 | 212028200 | 05/25/2023
Carrier Corp. - Indianapolis | Arcoaire | PGD430060K**2K* | Federally-Regulated Consumer Product | Weatherized Non-Condensing Gas | 1188 | 251 |  | 05/25/2023 | 60125 | 212006386 | 05/25/2023
Carrier Corp. - Indianapolis | Arcoaire | PGR548090K**0K* | Federally-Regulated Consumer Product | Weatherized Non-Condensing Gas | 1763 | 276 |  | 05/25/2023 | 58303 | 212409689 | 05/25/2023
Carrier Corp. - Indianapolis | Arcoaire | PGD436060K**0K* | Federally-Regulated Consumer Product | Weatherized Non-Condensing Gas | 1312 | 256 |  | 05/25/2023 | 60638 | 212006316 | 05/25/2023
Carrier Corp. - Indianapolis | Arcoaire | PGR524060K**1K* | Federally-Regulated Consumer Product | Weatherized Non-Condensing Gas | 1151 | 249 |  | 05/25/2023 | 39299 | 212409695 | 05/25/2023
Carrier Corp. - Indianapolis | Arcoaire | PGR536060K**2K* | Federally-Regulated Consumer Product | Weatherized Non-Condensing Gas | 1489 | 264 |  | 05/25/2023 | 60874 | 212410523 | 05/25/2023
Carrier Corp. - Indianapolis | Arcoaire | PGD442090K**0K* | Federally-Regulated Consumer Product | Weatherized Non-Condensing Gas | 1434 | 262 |  | 05/25/2023 | 89946 | 212006337 | 05/25/2023
Carrier Corp. - Indianapolis | Arcoaire | PGR560090K**0K* | Federally-Regulated Consumer Product | Weatherized Non-Condensing Gas | 1763 | 276 |  | 05/25/2023 | 58303 | 212409691 | 05/25/2023
Carrier Corp. - Indianapolis | Arcoaire | PGR560115K**0K* | Federally-Regulated Consumer Product | Weatherized Non-Condensing Gas | 1746 | 275 |  | 05/25/2023 | 75885 | 212409692 | 05/25/2023
Carrier Corp. - Indianapolis | Arcoaire | PGD460090K**2K* | Federally-Regulated Consumer Product | Weatherized Non-Condensing Gas | 2114 | 292 |  | 05/25/2023 | 89429 | 212028205 | 05/25/2023
Carrier Corp. - Indianapolis | Arcoaire | PGD424040K**1K* | Federally-Regulated Consumer Product | Weatherized Non-Condensing Gas | 1004 | 243 |  | 05/25/2023 | 39874 | 212006355 | 05/25/2023
Carrier Corp. - Indianapolis | Arcoaire | PGD442060K**2K* | Federally-Regulated Consumer Product | Weatherized Non-Condensing Gas | 1413 | 261 |  | 05/25/2023 | 59753 | 212006388 | 05/25/2023
Carrier Corp. - Indianapolis | Arcoaire | PGD436060K**2K* | Federally-Regulated Consumer Product | Weatherized Non-Condensing Gas | 1442 | 262 |  | 05/25/2023 | 60044 | 212006387 | 05/25/2023
Carrier Corp. - Indianapolis | Arcoaire | PGR524040K**2K* | Federally-Regulated Consumer Product | Weatherized Non-Condensing Gas | 1117 | 248 |  | 05/25/2023 | 44623 | 212410520 | 05/25/2023
Carrier Corp. - Indianapolis | Arcoaire | PGD448115K**1K* | Federally-Regulated Consumer Product | Weatherized Non-Condensing Gas | 2156 | 293 |  | 05/25/2023 | 114957 | 212006379 | 05/25/2023
Carrier Corp. - Indianapolis | Arcoaire | PGD460090K**0K* | Federally-Regulated Consumer Product | Weatherized Non-Condensing Gas | 2142 | 293 |  | 05/25/2023 | 89758 | 212028192 | 05/25/2023
Allied Air | AC PRO | 96G2UH030BE08-* | Federally-Regulated Consumer Product | Non-Weatherized, Condensing Ga | 910 | 235 |  | 05/25/2023 | 19570 | 209240191 | 05/25/2023
Rheem Sales Company, Inc. | DURASTAR | DR80UAT0752317SA | Federally-Regulated Consumer Product | Non-Weatherized, Non-Condensin | 1539 | 250 |  | 05/25/2023 | 52505 | 205783261 | 05/25/2023
Rheem Sales Company, Inc. | DURASTAR | DR80DZAT0751317N | Federally-Regulated Consumer Product | Non-Weatherized, Non-Condensin | 1253 | 237 |  | 05/25/2023 | 74903 | 208430125 | 05/25/2023
Rheem Sales Company, Inc. | DURASTAR | DR80DAT1001521SA | Federally-Regulated Consumer Product | Non-Weatherized, Non-Condensin | 1895 | 265 |  | 05/25/2023 | 100302 | 205783257 | 05/25/2023
Rheem Sales Company, Inc. | DURASTAR | DR80UHAW0502314SAB | Federally-Regulated Consumer Product | Non-Weatherized, Non-Condensin | 1318 | 240 |  | 05/25/2023 | 35484 | 210727814 | 05/25/2023
Rheem Sales Company, Inc. | DURASTAR | DR96M4AW0702521S | Federally-Regulated Consumer Product | Non-Weatherized, Condensing Ga | 1923 | 280 |  | 05/25/2023 | 49235 | 208430144 | 05/25/2023
Rheem Sales Company, Inc. | DURASTAR | DR95M4AW0601317S | Federally-Regulated Consumer Product | Non-Weatherized, Condensing Ga | 1356 | 249 |  | 05/25/2023 | 56054 | 208676596 | 05/25/2023
Rheem Sales Company, Inc. | DURASTAR | DR80UAT0501314SA | Federally-Regulated Consumer Product | Non-Weatherized, Non-Condensin | 1388 | 184 |  | 05/25/2023 | 49660 | 205783251 | 05/25/2023
Rheem Sales Company, Inc. | DURASTAR | DR95M4AT0851521S | Federally-Regulated Consumer Product | Non-Weatherized, Condensing Ga | 1929 | 280 |  | 05/25/2023 | 84515 | 208676592 | 05/25/2023
Rheem Sales Company, Inc. | DURASTAR | DR80UHAT0751417S | Federally-Regulated Consumer Product | Non-Weatherized, Non-Condensin | 1496 | 248 |  | 05/25/2023 | 75177 | 208430110 | 05/25/2023
Rheem Sales Company, Inc. | DURASTAR | DR80UHAW0751417NAB | Federally-Regulated Consumer Product | Non-Weatherized, Non-Condensin | 1830 | 223 |  | 05/25/2023 | 75693 | 210802624 | 05/25/2023
Rheem Sales Company, Inc. | DURASTAR | DR80DZAT0751521N | Federally-Regulated Consumer Product | Non-Weatherized, Non-Condensin | 1883 | 265 |  | 05/25/2023 | 75029 | 208430126 | 05/25/2023
Rheem Sales Company, Inc. | DURASTAR | DR80UHAW0502314N | Federally-Regulated Consumer Product | Non-Weatherized, Non-Condensin | 1318 | 240 |  | 05/25/2023 | 35484 | 208430135 | 05/25/2023
Rheem Sales Company, Inc. | DURASTAR | DR80DZAW0751417SAB | Federally-Regulated Consumer Product | Non-Weatherized, Non-Condensin | 1680 | 255 |  | 05/25/2023 | 76001 | 210802619 | 05/25/2023
Rheem Sales Company, Inc. | DURASTAR | DR80UHAW1252524N | Federally-Regulated Consumer Product | Non-Weatherized, Non-Condensin | 2073 | 273 |  | 05/25/2023 | 87500 | 208430140 | 05/25/2023
Rheem Sales Company, Inc. | DURASTAR | DR80UHAT0501314N | Federally-Regulated Consumer Product | Non-Weatherized, Non-Condensin | 1388 | 243 |  | 05/25/2023 | 49660 | 208430114 | 05/25/2023
Rheem Sales Company, Inc. | DURASTAR | DR80DZAT0751317S | Federally-Regulated Consumer Product | Non-Weatherized, Non-Condensin | 1253 | 237 |  | 05/25/2023 | 74903 | 208430120 | 05/25/2023
Rheem Sales Company, Inc. | DURASTAR | DR80UHAW1502524S | Federally-Regulated Consumer Product | Non-Weatherized, Non-Condensin | 2092 | 274 |  | 05/25/2023 | 104565 | 208430148 | 05/25/2023
Rheem Sales Company, Inc. | DURASTAR | DR80UHAW0752521S | Federally-Regulated Consumer Product | Non-Weatherized, Non-Condensin | 1718 | 258 |  | 05/25/2023 | 52500 | 208430131 | 05/25/2023
Rheem Sales Company, Inc. | DURASTAR | DR95UCT0601317SA | Federally-Regulated Consumer Product | Non-Weatherized, Condensing Ga | 1156 | 246 |  | 05/25/2023 | 55624 | 205783268 | 05/25/2023
Rheem Sales Company, Inc. | DURASTAR | DR80DZAW0751417NAB | Federally-Regulated Consumer Product | Non-Weatherized, Non-Condensin | 1680 | 255 |  | 05/25/2023 | 76001 | 210802618 | 05/25/2023
Rheem Sales Company, Inc. | DURASTAR | DR80UHAT1251524N | Federally-Regulated Consumer Product | Non-Weatherized, Non-Condensin | 1991 | 270 |  | 05/25/2023 | 123598 | 208430118 | 05/25/2023
Rheem Sales Company, Inc. | DURASTAR | DR96UAT0602317SA | Federally-Regulated Consumer Product | Non-Weatherized, Condensing Ga | 1342 | 254 |  | 05/25/2023 | 39319 | 206720670 | 05/25/2023
Rheem Sales Company, Inc. | DURASTAR | DR96M4AW0702317S | Federally-Regulated Consumer Product | Non-Weatherized, Condensing Ga | 1290 | 252 |  | 05/25/2023 | 48940 | 208430143 | 05/25/2023
Rheem Sales Company, Inc. | DURASTAR | DR80UHAT1001521N | Federally-Regulated Consumer Product | Non-Weatherized, Non-Condensin | 1812 | 262 |  | 05/25/2023 | 99863 | 208430117 | 05/25/2023
Rheem Sales Company, Inc. | DURASTAR | DR80DZAW0752417SAB | Federally-Regulated Consumer Product | Non-Weatherized, Non-Condensin | 1628 | 254 |  | 05/25/2023 | 52707 | 211873046 | 05/25/2023
Rheem Sales Company, Inc. | DURASTAR | DR80DZAT1001521S | Federally-Regulated Consumer Product | Non-Weatherized, Non-Condensin | 1895 | 265 |  | 05/25/2023 | 100302 | 208430122 | 05/25/2023
Rheem Sales Company, Inc. | DURASTAR | DR80UHAW0501417SAB | Federally-Regulated Consumer Product | Non-Weatherized, Non-Condensin | 1682 | 256 |  | 05/25/2023 | 50501 | 211873039 | 05/25/2023
Rheem Sales Company, Inc. | DURASTAR | DR80UHAT1001521U | Federally-Regulated Consumer Product | Non-Weatherized, Non-Condensin | 2096 | 274 |  | 05/25/2023 | 100583 | 208486666 | 05/25/2023
Rheem Sales Company, Inc. | DURASTAR | DR80UAT1002521SA | Federally-Regulated Consumer Product | Non-Weatherized, Non-Condensin | 1952 | 268 |  | 05/25/2023 | 70078 | 205783264 | 05/25/2023
Rheem Sales Company, Inc. | DURASTAR | DR95M4AW0851521S | Federally-Regulated Consumer Product | Non-Weatherized, Condensing Ga | 1851 | 246 |  | 05/25/2023 | 84247 | 208676599 | 05/25/2023
Rheem Sales Company, Inc. | DURASTAR | DR80UHAW1002521S | Federally-Regulated Consumer Product | Non-Weatherized, Non-Condensin | 1905 | 266 |  | 05/25/2023 | 70000 | 208430133 | 05/25/2023
Rheem Sales Company, Inc. | DURASTAR | DR80UHAW1252524S | Federally-Regulated Consumer Product | Non-Weatherized, Non-Condensin | 2073 | 273 |  | 05/25/2023 | 87500 | 208430134 | 05/25/2023
Rheem Sales Company, Inc. | DURASTAR | DR80UHAW0752417S | Federally-Regulated Consumer Product | Non-Weatherized, Non-Condensin | 1458 | 246 |  | 05/25/2023 | 52564 | 208430130 | 05/25/2023
Rheem Sales Company, Inc. | DURASTAR | DR96M4AW1002521S | Federally-Regulated Consumer Product | Non-Weatherized, Condensing Ga | 1858 | 277 |  | 05/25/2023 | 68679 | 208430146 | 05/25/2023
Rheem Sales Company, Inc. | DURASTAR | DR80UAT1001521SA | Federally-Regulated Consumer Product | Non-Weatherized, Non-Condensin | 1812 | 262 |  | 05/25/2023 | 99863 | 205783256 | 05/25/2023
Rheem Sales Company, Inc. | DURASTAR | DR80UHAW0751417S | Federally-Regulated Consumer Product | Non-Weatherized, Non-Condensin | 1830 | 223 |  | 05/25/2023 | 75693 | 208676603 | 05/25/2023
Rheem Sales Company, Inc. | DURASTAR | DR95M4AW0401317S | Federally-Regulated Consumer Product | Non-Weatherized, Condensing Ga | 1156 | 246 |  | 05/25/2023 | 55624 | 208676595 | 05/25/2023
Rheem Sales Company, Inc. | DURASTAR | DR80DAT0751521SA | Federally-Regulated Consumer Product | Non-Weatherized, Non-Condensin | 1892 | 265 |  | 05/25/2023 | 99827 | 205783255 | 05/25/2023
Rheem Sales Company, Inc. | DURASTAR | DR80UHAW0501314NAB | Federally-Regulated Consumer Product | Non-Weatherized, Non-Condensin | 1308 | 184 |  | 05/25/2023 | 50472 | 210802622 | 05/25/2023
Rheem Sales Company, Inc. | DURASTAR | DR96M4AW0852521S | Federally-Regulated Consumer Product | Non-Weatherized, Condensing Ga | 1947 | 281 |  | 05/25/2023 | 58053 | 208430145 | 05/25/2023
Rheem Sales Company, Inc. | DURASTAR | DR80UHAW0501314S | Federally-Regulated Consumer Product | Non-Weatherized, Non-Condensin | 1308 | 184 |  | 05/25/2023 | 50472 | 208676602 | 05/25/2023
Rheem Sales Company, Inc. | DURASTAR | DR80UHAT1001421U | Federally-Regulated Consumer Product | Non-Weatherized, Non-Condensin | 1861 | 264 |  | 05/25/2023 | 98348 | 208486665 | 05/25/2023
Rheem Sales Company, Inc. | DURASTAR | DR80UHAW1251524S | Federally-Regulated Consumer Product | Non-Weatherized, Non-Condensin | 2076 | 258 |  | 05/25/2023 | 124802 | 208676606 | 05/25/2023
Rheem Sales Company, Inc. | DURASTAR | DR80UHAW1002417N | Federally-Regulated Consumer Product | Non-Weatherized, Non-Condensin | 1730 | 258 |  | 05/25/2023 | 70020 | 208430138 | 05/25/2023
Rheem Sales Company, Inc. | DURASTAR | DR80DZAW1252524SAB | Federally-Regulated Consumer Product | Non-Weatherized, Non-Condensin | 2179 | 278 |  | 05/25/2023 | 86625 | 211873447 | 05/25/2023
Rheem Sales Company, Inc. | DURASTAR | DR80UHAW1001521S | Federally-Regulated Consumer Product | Non-Weatherized, Non-Condensin | 2027 | 188 |  | 05/25/2023 | 100725 | 208676605 | 05/25/2023
Rheem Sales Company, Inc. | DURASTAR | DR96UAT0402317SA | Federally-Regulated Consumer Product | Non-Weatherized, Condensing Ga | 1252 | 250 |  | 05/25/2023 | 29298 | 206720669 | 05/25/2023
Rheem Sales Company, Inc. | DURASTAR | DR80UHAW0752521N | Federally-Regulated Consumer Product | Non-Weatherized, Non-Condensin | 1718 | 258 |  | 05/25/2023 | 52500 | 208430137 | 05/25/2023
Rheem Sales Company, Inc. | DURASTAR | DR80UHAW1002521N | Federally-Regulated Consumer Product | Non-Weatherized, Non-Condensin | 1905 | 266 |  | 05/25/2023 | 70000 | 208430139 | 05/25/2023
Rheem Sales Company, Inc. | DURASTAR | DR80UHAW0502314S | Federally-Regulated Consumer Product | Non-Weatherized, Non-Condensin | 1318 | 240 |  | 05/25/2023 | 35484 | 208430129 | 05/25/2023
Rheem Sales Company, Inc. | DURASTAR | DR80UHAT0751417N | Federally-Regulated Consumer Product | Non-Weatherized, Non-Condensin | 1496 | 248 |  | 05/25/2023 | 75177 | 208430115 | 05/25/2023
Rheem Sales Company, Inc. | DURASTAR | DR80UHAW0752417N | Federally-Regulated Consumer Product | Non-Weatherized, Non-Condensin | 1458 | 246 |  | 05/25/2023 | 52564 | 208430136 | 05/25/2023
Rheem Sales Company, Inc. | DURASTAR | DR80DZAT0501314N | Federally-Regulated Consumer Product | Non-Weatherized, Non-Condensin | 1223 | 236 |  | 05/25/2023 | 51119 | 208430124 | 05/25/2023
Rheem Sales Company, Inc. | DURASTAR | DR95M4AT0701521S | Federally-Regulated Consumer Product | Non-Weatherized, Condensing Ga | 1983 | 282 |  | 05/25/2023 | 70360 | 208676591 | 05/25/2023
Rheem Sales Company, Inc. | DURASTAR | DR80UAT1251524SA | Federally-Regulated Consumer Product | Non-Weatherized, Non-Condensin | 1991 | 270 |  | 05/25/2023 | 123598 | 205783258 | 05/25/2023
Rheem Sales Company, Inc. | DURASTAR | DR80UHAW1002417S | Federally-Regulated Consumer Product | Non-Weatherized, Non-Condensin | 1730 | 258 |  | 05/25/2023 | 70020 | 208430132 | 05/25/2023
Rheem Sales Company, Inc. | DURASTAR | DR96UAT0702521SA | Federally-Regulated Consumer Product | Non-Weatherized, Condensing Ga | 1854 | 277 |  | 05/25/2023 | 49250 | 206720672 | 05/25/2023
Rheem Sales Company, Inc. | DURASTAR | DR80DBT0751317SA | Federally-Regulated Consumer Product | Non-Weatherized, Non-Condensin | 1253 | 237 |  | 05/25/2023 | 74903 | 205783252 | 05/25/2023
Rheem Sales Company, Inc. | DURASTAR | DR80UHAT1251524S | Federally-Regulated Consumer Product | Non-Weatherized, Non-Condensin | 1991 | 270 |  | 05/25/2023 | 123598 | 208430113 | 05/25/2023
Rheem Sales Company, Inc. | DURASTAR | DR80UHAT0751421N | Federally-Regulated Consumer Product | Non-Weatherized, Non-Condensin | 1634 | 254 |  | 05/25/2023 | 75736 | 208430116 | 05/25/2023
Rheem Sales Company, Inc. | DURASTAR | DR95M4AT1151524S | Federally-Regulated Consumer Product | Non-Weatherized, Condensing Ga | 2041 | 285 |  | 05/25/2023 | 111488 | 208676594 | 05/25/2023
Rheem Sales Company, Inc. | DURASTAR | DR80UAT0751421SA | Federally-Regulated Consumer Product | Non-Weatherized, Non-Condensin | 1634 | 254 |  | 05/25/2023 | 75736 | 205783254 | 05/25/2023
Rheem Sales Company, Inc. | DURASTAR | DR80DZAT1251524N | Federally-Regulated Consumer Product | Non-Weatherized, Non-Condensin | 1835 | 263 |  | 05/25/2023 | 124389 | 208430128 | 05/25/2023
Rheem Sales Company, Inc. | DURASTAR | DR80UHAW1502524SAB | Federally-Regulated Consumer Product | Non-Weatherized, Non-Condensin | 2092 | 274 |  | 05/25/2023 | 104565 | 210727818 | 05/25/2023
Rheem Sales Company, Inc. | DURASTAR | DR80UHAW1002417SAB | Federally-Regulated Consumer Product | Non-Weatherized, Non-Condensin | 1730 | 258 |  | 05/25/2023 | 70020 | 210727816 | 05/25/2023
Rheem Sales Company, Inc. | DURASTAR | DR80UHAW0752521SAB | Federally-Regulated Consumer Product | Non-Weatherized, Non-Condensin | 1718 | 258 |  | 05/25/2023 | 52500 | 210727815 | 05/25/2023
Rheem Sales Company, Inc. | DURASTAR | DR95M4AW1001521S | Federally-Regulated Consumer Product | Non-Weatherized, Condensing Ga | 2153 | 271 |  | 05/25/2023 | 98911 | 208676600 | 05/25/2023
Rheem Sales Company, Inc. | DURASTAR | DR80DAT1251524SA | Federally-Regulated Consumer Product | Non-Weatherized, Non-Condensin | 1835 | 263 |  | 05/25/2023 | 124289 | 205783259 | 05/25/2023
Rheem Sales Company, Inc. | DURASTAR | DR95M4AT0601317S | Federally-Regulated Consumer Product | Non-Weatherized, Condensing Ga | 1156 | 246 |  | 05/25/2023 | 55624 | 208676589 | 05/25/2023
Rheem Sales Company, Inc. | DURASTAR | DR80UHAW1251524NAB | Federally-Regulated Consumer Product | Non-Weatherized, Non-Condensin | 2076 | 258 |  | 05/25/2023 | 124802 | 210802628 | 05/25/2023
Rheem Sales Company, Inc. | DURASTAR | DR80UHAW0751521S | Federally-Regulated Consumer Product | Non-Weatherized, Non-Condensin | 1813 | 235 |  | 05/25/2023 | 75573 | 208676604 | 05/25/2023
Rheem Sales Company, Inc. | DURASTAR | DR80UHAT0701317U | Federally-Regulated Consumer Product | Non-Weatherized, Non-Condensin | 1189 | 234 |  | 05/25/2023 | 70542 | 208486663 | 05/25/2023
Rheem Sales Company, Inc. | DURASTAR | DR80UHAW0751521NAB | Federally-Regulated Consumer Product | Non-Weatherized, Non-Condensin | 1813 | 235 |  | 05/25/2023 | 75573 | 210802625 | 05/25/2023
Rheem Sales Company, Inc. | DURASTAR | DR80UHAW1001521NAB | Federally-Regulated Consumer Product | Non-Weatherized, Non-Condensin | 2027 | 188 |  | 05/25/2023 | 100725 | 210802626 | 05/25/2023
Rheem Sales Company, Inc. | DURASTAR | DR80DZAT0501314S | Federally-Regulated Consumer Product | Non-Weatherized, Non-Condensin | 1223 | 236 |  | 05/25/2023 | 51119 | 208430119 | 05/25/2023
Rheem Sales Company, Inc. | DURASTAR | DR80UAT1002417SA | Federally-Regulated Consumer Product | Non-Weatherized, Non-Condensin | 1730 | 258 |  | 05/25/2023 | 70020 | 205783263 | 05/25/2023
Rheem Sales Company, Inc. | DURASTAR | DR80UHAW1002521SAB | Federally-Regulated Consumer Product | Non-Weatherized, Non-Condensin | 1905 | 266 |  | 05/25/2023 | 70000 | 210727817 | 05/25/2023
Rheem Sales Company, Inc. | DURASTAR | DR96M4AW0402317S | Federally-Regulated Consumer Product | Non-Weatherized, Condensing Ga | 1248 | 250 |  | 05/25/2023 | 29623 | 208430141 | 05/25/2023
Rheem Sales Company, Inc. | DURASTAR | DR80UHAT0751421S | Federally-Regulated Consumer Product | Non-Weatherized, Non-Condensin | 1634 | 254 |  | 05/25/2023 | 75736 | 208430111 | 05/25/2023
Rheem Sales Company, Inc. | DURASTAR | DR95M4AW0701317S | Federally-Regulated Consumer Product | Non-Weatherized, Condensing Ga | 1166 | 246 |  | 05/25/2023 | 70001 | 208676597 | 05/25/2023
Rheem Sales Company, Inc. | DURASTAR | DR80UHAW0501417NAB | Federally-Regulated Consumer Product | Non-Weatherized, Non-Condensin | 1682 | 256 |  | 05/25/2023 | 50501 | 211873038 | 05/25/2023
Rheem Sales Company, Inc. | DURASTAR | DR96UAT0702317SA | Federally-Regulated Consumer Product | Non-Weatherized, Condensing Ga | 1321 | 253 |  | 05/25/2023 | 49242 | 206720671 | 05/25/2023
Rheem Sales Company, Inc. | DURASTAR | DR80UHAT0501314S | Federally-Regulated Consumer Product | Non-Weatherized, Non-Condensin | 1388 | 243 |  | 05/25/2023 | 49660 | 208430109 | 05/25/2023
Rheem Sales Company, Inc. | DURASTAR | DR80UAT0751417SA | Federally-Regulated Consumer Product | Non-Weatherized, Non-Condensin | 1496 | 248 |  | 05/25/2023 | 75177 | 205783253 | 05/25/2023
Rheem Sales Company, Inc. | DURASTAR | DR95M4AW0701521S | Federally-Regulated Consumer Product | Non-Weatherized, Condensing Ga | 1835 | 248 |  | 05/25/2023 | 69808 | 208676598 | 05/25/2023
Rheem Sales Company, Inc. | DURASTAR | DR80DAT0501314SA | Federally-Regulated Consumer Product | Non-Weatherized, Non-Condensin | 1223 | 236 |  | 05/25/2023 | 51119 | 206235437 | 05/25/2023
Rheem Sales Company, Inc. | DURASTAR | DR80DZAT1251524S | Federally-Regulated Consumer Product | Non-Weatherized, Non-Condensin | 1835 | 263 |  | 05/25/2023 | 124389 | 208430123 | 05/25/2023
Rheem Sales Company, Inc. | DURASTAR | DR80UHAT0501417U | Federally-Regulated Consumer Product | Non-Weatherized, Non-Condensin | 1502 | 248 |  | 05/25/2023 | 50342 | 208486662 | 05/25/2023
Rheem Sales Company, Inc. | DURASTAR | DR80UAT0502314SA | Federally-Regulated Consumer Product | Non-Weatherized, Non-Condensin | 1260 | 183 |  | 05/25/2023 | 35654 | 205783260 | 05/25/2023
Rheem Sales Company, Inc. | DURASTAR | DR96UAT1002521SA | Federally-Regulated Consumer Product | Non-Weatherized, Condensing Ga | 1930 | 280 |  | 05/25/2023 | 69202 | 206720674 | 05/25/2023
Rheem Sales Company, Inc. | DURASTAR | DR96UAT1152524SA | Federally-Regulated Consumer Product | Non-Weatherized, Condensing Ga | 1935 | 280 |  | 05/25/2023 | 78711 | 207430288 | 05/25/2023
Rheem Sales Company, Inc. | DURASTAR | DR80UHAT0501317U | Federally-Regulated Consumer Product | Non-Weatherized, Non-Condensin | 1165 | 233 |  | 05/25/2023 | 49157 | 208486661 | 05/25/2023
Rheem Sales Company, Inc. | DURASTAR | DR96M4AW0602317S | Federally-Regulated Consumer Product | Non-Weatherized, Condensing Ga | 1372 | 255 |  | 05/25/2023 | 37932 | 208430142 | 05/25/2023
Rheem Sales Company, Inc. | DURASTAR | DR80DZAT0751521S | Federally-Regulated Consumer Product | Non-Weatherized, Non-Condensin | 1883 | 265 |  | 05/25/2023 | 75029 | 208430121 | 05/25/2023
Rheem Sales Company, Inc. | DURASTAR | DR96UAT0852521SA | Federally-Regulated Consumer Product | Non-Weatherized, Condensing Ga | 2115 | 288 |  | 05/25/2023 | 58240 | 206720673 | 05/25/2023
Rheem Sales Company, Inc. | DURASTAR | DR80UHAW1502524N | Federally-Regulated Consumer Product | Non-Weatherized, Non-Condensin | 2092 | 274 |  | 05/25/2023 | 104565 | 208430149 | 05/25/2023
Rheem Sales Company, Inc. | DURASTAR | DR80DZAT1001521N | Federally-Regulated Consumer Product | Non-Weatherized, Non-Condensin | 1895 | 265 |  | 05/25/2023 | 100302 | 208430127 | 05/25/2023
Rheem Sales Company, Inc. | DURASTAR | DR80UHAT1001521S | Federally-Regulated Consumer Product | Non-Weatherized, Non-Condensin | 1812 | 262 |  | 05/25/2023 | 99863 | 208430112 | 05/25/2023
Rheem Sales Company, Inc. | DURASTAR | DR80UHAT0701417U | Federally-Regulated Consumer Product | Non-Weatherized, Non-Condensin | 1823 | 262 |  | 05/25/2023 | 70109 | 208486664 | 05/25/2023
Carrier Corp. - Indianapolis | Kenmore | N92MSN0401712A* | Federally-Regulated Consumer Product | Mobile Home Non-Weatherized, C | 1092 | 243 |  | 05/25/2023 | 39895 | 211778877 | 05/25/2023
Carrier Corp. - Indianapolis | Kenmore | N92MSN1002122A | Federally-Regulated Consumer Product | Non-Weatherized, Condensing Ga | 2308 | 297 |  | 05/25/2023 | 99870 | 211778976 | 05/25/2023
Carrier Corp. - Indianapolis | Kenmore | N96MSN0802120A**D | Federally-Regulated Consumer Product | Mobile Home Non-Weatherized, C | 2169 | 290 |  | 05/25/2023 | 79638 | 211779356 | 05/25/2023
Carrier Corp. - Indianapolis | Kenmore | N95ESN1202422A*D | Federally-Regulated Consumer Product | Non-Weatherized, Condensing Ga | 2161 | 290 |  | 05/25/2023 | 119834 | 203360482 | 05/25/2023
Carrier Corp. - Indianapolis | Kenmore | N95ESN0401712A**D | Federally-Regulated Consumer Product | Mobile Home Non-Weatherized, C | 998 | 239 |  | 05/25/2023 | 40139 | 203360702 | 05/25/2023
Carrier Corp. - Indianapolis | Kenmore | G96VTN0601412A*D | Federally-Regulated Consumer Product | Non-Weatherized, Condensing Ga | 1238 | 249 |  | 05/25/2023 | 39205 | 203924859 | 05/25/2023
Carrier Corp. - Indianapolis | Kenmore | N80MSN1102420A | Federally-Regulated Consumer Product | Non-Weatherized, Non-Condensin | 2053 | 272 |  | 05/25/2023 | 110206 | 211779999 | 05/25/2023
Carrier Corp. - Indianapolis | Kenmore | N80MSN0451412A | Federally-Regulated Consumer Product | Non-Weatherized, Non-Condensin | 1161 | 233 |  | 05/25/2023 | 44099 | 211779989 | 05/25/2023
Carrier Corp. - Indianapolis | Kenmore | N80MSL0901714A* | Federally-Regulated Consumer Product | Non-Weatherized, Non-Condensin | 1592 | 252 |  | 05/25/2023 | 88547 | 211780223 | 05/25/2023
Carrier Corp. - Indianapolis | Kenmore | N92MSN0801716A | Federally-Regulated Consumer Product | Non-Weatherized, Condensing Ga | 1845 | 276 |  | 05/25/2023 | 80520 | 211778922 | 05/25/2023
Carrier Corp. - Indianapolis | Kenmore | N80ESL1552420A | Federally-Regulated Consumer Product | Non-Weatherized, Non-Condensin | 2000 | 270 |  | 05/25/2023 | 153106 | 203360095 | 05/25/2023
Carrier Corp. - Indianapolis | Kenmore | N80ESL0901714A* | Federally-Regulated Consumer Product | Non-Weatherized, Non-Condensin | 1238 | 236 |  | 05/25/2023 | 88097 | 203360303 | 05/25/2023
Carrier Corp. - Indianapolis | Kenmore | N92MSN1002122A* | Federally-Regulated Consumer Product | Mobile Home Non-Weatherized, C | 2308 | 297 |  | 05/25/2023 | 99870 | 211778985 | 05/25/2023
Carrier Corp. - Indianapolis | Kenmore | PDD460115K**1K* | Federally-Regulated Consumer Product | Weatherized Non-Condensing Gas | 2156 | 294 |  | 05/25/2023 | 115163 | 212038642 | 05/25/2023
Carrier Corp. - Indianapolis | Kenmore | F97CMN1002122A*D | Federally-Regulated Consumer Product | Non-Weatherized, Condensing Ga | 2192 | 291 |  | 05/25/2023 | 39903 | 203924625 | 05/25/2023
Carrier Corp. - Indianapolis | Kenmore | N80MSL0701412A | Federally-Regulated Consumer Product | Non-Weatherized, Non-Condensin | 1170 | 233 |  | 05/25/2023 | 65912 | 211780105 | 05/25/2023
Carrier Corp. - Indianapolis | Kenmore | N96MSN1402422A*D | Federally-Regulated Consumer Product | Non-Weatherized, Condensing Ga | 2292 | 296 |  | 05/25/2023 | 139864 | 211779491 | 05/25/2023
Carrier Corp. - Indianapolis | Kenmore | N92MSN1202420A | Federally-Regulated Consumer Product | Non-Weatherized, Condensing Ga | 1871 | 277 |  | 05/25/2023 | 120577 | 211778994 | 05/25/2023
Carrier Corp. - Indianapolis | Kenmore | N80ESL0902116A* | Federally-Regulated Consumer Product | Non-Weatherized, Non-Condensin | 1450 | 246 |  | 05/25/2023 | 87792 | 203360305 | 05/25/2023
Carrier Corp. - Indianapolis | Kenmore | N92MSN0601714A* | Federally-Regulated Consumer Product | Mobile Home Non-Weatherized, C | 1381 | 256 |  | 05/25/2023 | 60143 | 211778913 | 05/25/2023
Carrier Corp. - Indianapolis | Kenmore | N80ESL1352420A | Federally-Regulated Consumer Product | Non-Weatherized, Non-Condensin | 1887 | 265 |  | 05/25/2023 | 131482 | 203360094 | 05/25/2023
Carrier Corp. - Indianapolis | Kenmore | N96MSN1202422A* | Federally-Regulated Consumer Product | Mobile Home Non-Weatherized, C | 2308 | 297 |  | 05/25/2023 | 119661 | 211779455 | 05/25/2023
Carrier Corp. - Indianapolis | Kenmore | G97CMN1202422A*D | Federally-Regulated Consumer Product | Non-Weatherized, Condensing Ga | 2271 | 295 |  | 05/25/2023 | 48091 | 203924676 | 05/25/2023
Carrier Corp. - Indianapolis | Kenmore | N96MSN0801716A*D | Federally-Regulated Consumer Product | Non-Weatherized, Condensing Ga | 1671 | 269 |  | 05/25/2023 | 79335 | 211779329 | 05/25/2023
Nordyne, LLC | Intertherm | MG3P-090U1*AC* | Federally-Regulated Consumer Product | Mobile Home Non-Weatherized, C | 2021 | 383 |  | 05/25/2023 | 91333 | 205126720 | 05/25/2023
Nordyne, LLC | Intertherm | R8GE-024K072C1 | Federally-Regulated Consumer Product | Weatherized Non-Condensing Gas | 1280 | 255 |  | 05/25/2023 | 71272 | 204040771 | 05/25/2023
Nordyne, LLC | Intertherm | MG3P-090U1AAC* | Federally-Regulated Consumer Product | Mobile Home Non-Weatherized, C | 2021 | 383 |  | 05/25/2023 | 91333 | 205126719 | 05/25/2023
Nordyne, LLC | Intertherm | R104GD-042K100U | Federally-Regulated Consumer Product | Weatherized Non-Condensing Gas | 1913 | 275 |  | 05/25/2023 | 100561 | 209550378 | 05/25/2023
Nordyne, LLC | Intertherm | R104GD-024K055U | Federally-Regulated Consumer Product | Weatherized Non-Condensing Gas | 1304 | 240 |  | 05/25/2023 | 55721 | 209550375 | 05/25/2023
Nordyne, LLC | Intertherm | FG7TN-060D-V24BP | Federally-Regulated Consumer Product | Non-Weatherized, Condensing Ga | 1405 | 257 |  | 05/25/2023 | 38964 | 207456197 | 05/25/2023
Nordyne, LLC | Intertherm | FG7TA-080C-V24B1 | Federally-Regulated Consumer Product | Non-Weatherized, Non-Condensin | 1277 | 238 |  | 05/25/2023 | 52213 | 204037034 | 05/25/2023
Nordyne, LLC | Intertherm | MG3P-054U1*AB* | Federally-Regulated Consumer Product | Mobile Home Non-Weatherized, C | 1626 | 355 |  | 05/25/2023 | 53047 | 205126718 | 05/25/2023
Nordyne, LLC | Intertherm | FG7TC-100D-V35CP | Federally-Regulated Consumer Product | Non-Weatherized, Condensing Ga | 1826 | 275 |  | 05/25/2023 | 64473 | 207456133 | 05/25/2023
Nordyne, LLC | Intertherm | FG7TC-060D-V24BP | Federally-Regulated Consumer Product | Non-Weatherized, Condensing Ga | 1339 | 254 |  | 05/25/2023 | 38422 | 207456113 | 05/25/2023
Nordyne, LLC | Intertherm | MG2S-060T2ABM* | Federally-Regulated Consumer Product | Mobile Home Non-Weatherized, C | 1442 | 341 |  | 05/25/2023 | 39606 | 203053452 | 05/25/2023
Nordyne, LLC | Intertherm | R8GE-X60K096C1 | Federally-Regulated Consumer Product | Weatherized Non-Condensing Gas | 2028 | 288 |  | 05/25/2023 | 94398 | 204093437 | 05/25/2023
Nordyne, LLC | Intertherm | R104GD-048K100U | Federally-Regulated Consumer Product | Weatherized Non-Condensing Gas | 2128 | 293 |  | 05/25/2023 | 100965 | 209550379 | 05/25/2023
Nordyne, LLC | Intertherm | R8GE-030K072C1 | Federally-Regulated Consumer Product | Weatherized Non-Condensing Gas | 1280 | 255 |  | 05/25/2023 | 71272 | 204040783 | 05/25/2023
Nordyne, LLC | Intertherm | R104GD-030K072C | Federally-Regulated Consumer Product | Weatherized Non-Condensing Gas | 1280 | 255 |  | 05/25/2023 | 71272 | 209334008 | 05/25/2023
Nordyne, LLC | Intertherm | R8GE-030K070U1 | Federally-Regulated Consumer Product | Weatherized Non-Condensing Gas | 1655 | 264 |  | 05/25/2023 | 69854 | 207338295 | 05/25/2023
Nordyne, LLC | Intertherm | MG3P-072U1AAC* | Federally-Regulated Consumer Product | Mobile Home Non-Weatherized, C | 2099 | 287 |  | 05/25/2023 | 72868 | 205234673 | 05/25/2023
Nordyne, LLC | Intertherm | FG7TN-080D-V35CP | Federally-Regulated Consumer Product | Non-Weatherized, Condensing Ga | 1785 | 274 |  | 05/25/2023 | 52907 | 207456156 | 05/25/2023
Nordyne, LLC | Intertherm | MG1E-090F1A*M1 | Federally-Regulated Consumer Product | Mobile Home Non-Weatherized, N | 1474 | 247 |  | 05/25/2023 | 85906 | 204541460 | 05/25/2023
Nordyne, LLC | Intertherm | MG2R-072T1A*M* | Federally-Regulated Consumer Product | Mobile Home Non-Weatherized, C | 1607 | 354 |  | 05/25/2023 | 71866 | 204600224 | 05/25/2023
Nordyne, LLC | Intertherm | MG3S-080T2AAC1 | Federally-Regulated Consumer Product | Mobile Home Non-Weatherized, C | 1835 | 370 |  | 05/25/2023 | 51517 | 205962955 | 05/25/2023
Nordyne, LLC | Intertherm | MG2S-045T2ABM* | Federally-Regulated Consumer Product | Mobile Home Non-Weatherized, C | 1603 | 352 |  | 05/25/2023 | 29096 | 203053449 | 05/25/2023
Nordyne, LLC | Intertherm | MG2R-060T1A*M* | Federally-Regulated Consumer Product | Mobile Home Non-Weatherized, C | 1809 | 368 |  | 05/25/2023 | 60697 | 204600218 | 05/25/2023
Nordyne, LLC | Intertherm | DF6SF-X36K100CB | Federally-Regulated Consumer Product | Weatherized Non-Condensing Gas | 1575 | 268 |  | 05/25/2023 | 65500 | 201710119 | 05/25/2023
Nordyne, LLC | Intertherm | R8GE-036K070U1 | Federally-Regulated Consumer Product | Weatherized Non-Condensing Gas | 1655 | 264 |  | 05/25/2023 | 69854 | 207338296 | 05/25/2023
Nordyne, LLC | Intertherm | MG2R-045T1A*M* | Federally-Regulated Consumer Product | Mobile Home Non-Weatherized, C | 1624 | 337 |  | 05/25/2023 | 44484 | 204600213 | 05/25/2023
Nordyne, LLC | Intertherm | R104GD-042K072C | Federally-Regulated Consumer Product | Weatherized Non-Condensing Gas | 1950 | 285 |  | 05/25/2023 | 72195 | 209334012 | 05/25/2023
Nordyne, LLC | Intertherm | FG7TA-080C-V24BP | Federally-Regulated Consumer Product | Non-Weatherized, Non-Condensin | 1277 | 238 |  | 05/25/2023 | 52213 | 207455924 | 05/25/2023
Nordyne, LLC | Intertherm | FG7TC-080D-V35CP | Federally-Regulated Consumer Product | Non-Weatherized, Condensing Ga | 1873 | 277 |  | 05/25/2023 | 50261 | 207456123 | 05/25/2023
Nordyne, LLC | Intertherm | MG1E-056F1A*M2 | Federally-Regulated Consumer Product | Mobile Home Non-Weatherized, N | 1404 | 322 |  | 05/25/2023 | 55389 | 207629125 | 05/25/2023
Nordyne, LLC | Intertherm | R8GE-036K072C1 | Federally-Regulated Consumer Product | Weatherized Non-Condensing Gas | 1349 | 258 |  | 05/25/2023 | 72437 | 204093428 | 05/25/2023
Nordyne, LLC | Intertherm | R104GD-X60K100U | Federally-Regulated Consumer Product | Weatherized Non-Condensing Gas | 2041 | 289 |  | 05/25/2023 | 101000 | 209550380 | 05/25/2023
Nordyne, LLC | Intertherm | R104GD-024K072C | Federally-Regulated Consumer Product | Weatherized Non-Condensing Gas | 1280 | 255 |  | 05/25/2023 | 71272 | 209334006 | 05/25/2023
Nordyne, LLC | Intertherm | R104GD-036K070U | Federally-Regulated Consumer Product | Weatherized Non-Condensing Gas | 1655 | 264 |  | 05/25/2023 | 69854 | 209550377 | 05/25/2023
Nordyne, LLC | Intertherm | R104GD-024K045C | Federally-Regulated Consumer Product | Weatherized Non-Condensing Gas | 1024 | 244 |  | 05/25/2023 | 45216 | 209334004 | 05/25/2023
Nordyne, LLC | Intertherm | R8GE-024K055U1 | Federally-Regulated Consumer Product | Weatherized Non-Condensing Gas | 1304 | 240 |  | 05/25/2023 | 55721 | 207338294 | 05/25/2023
Nordyne, LLC | Intertherm | R104GD-042K096C | Federally-Regulated Consumer Product | Weatherized Non-Condensing Gas | 1540 | 267 |  | 05/25/2023 | 97780 | 209334013 | 05/25/2023
Nordyne, LLC | Intertherm | MG3P-108U1*AD* | Federally-Regulated Consumer Product | Non-Weatherized, Condensing Ga | 1956 | 281 |  | 05/25/2023 | 107378 | 205234685 | 05/25/2023
Nordyne, LLC | Intertherm | MG3S-080T2AACP | Federally-Regulated Consumer Product | Mobile Home Non-Weatherized, C | 1835 | 370 |  | 05/25/2023 | 51517 | 207456089 | 05/25/2023
Nordyne, LLC | Intertherm | MG1E-077F1A*M2 | Federally-Regulated Consumer Product | Mobile Home Non-Weatherized, N | 1253 | 237 |  | 05/25/2023 | 77346 | 207629121 | 05/25/2023
Nordyne, LLC | Intertherm | R104GD-036K072C | Federally-Regulated Consumer Product | Weatherized Non-Condensing Gas | 1032 | 244 |  | 05/25/2023 | 72437 | 209334009 | 05/25/2023
Nordyne, LLC | Intertherm | R8GE-048K100U1 | Federally-Regulated Consumer Product | Weatherized Non-Condensing Gas | 1913 | 275 |  | 05/25/2023 | 100561 | 207338298 | 05/25/2023
Nordyne, LLC | Intertherm | R104GD-048K120C | Federally-Regulated Consumer Product | Weatherized Non-Condensing Gas | 1526 | 266 |  | 05/25/2023 | 121831 | 209334015 | 05/25/2023
Nordyne, LLC | Intertherm | R8GE-X60K120C1 | Federally-Regulated Consumer Product | Weatherized Non-Condensing Gas | 2073 | 290 |  | 05/25/2023 | 119379 | 204040795 | 05/25/2023
Nordyne, LLC | Intertherm | MG1E-090F1A*M2 | Federally-Regulated Consumer Product | Mobile Home Non-Weatherized, N | 1474 | 247 |  | 05/25/2023 | 85906 | 207629130 | 05/25/2023
Nordyne, LLC | Intertherm | R104GD-048K096C | Federally-Regulated Consumer Product | Weatherized Non-Condensing Gas | 1818 | 279 |  | 05/25/2023 | 95561 | 209334014 | 05/25/2023
Nordyne, LLC | Intertherm | MG3S-080T2*ACP | Federally-Regulated Consumer Product | Non-Weatherized, Condensing Ga | 1785 | 274 |  | 05/25/2023 | 52907 | 207456093 | 05/25/2023
Nordyne, LLC | Intertherm | MG1E-077F1A*M1 | Federally-Regulated Consumer Product | Mobile Home Non-Weatherized, N | 1253 | 237 |  | 05/25/2023 | 77346 | 204112433 | 05/25/2023
Nordyne, LLC | Intertherm | MG2S-072T2ABM* | Federally-Regulated Consumer Product | Mobile Home Non-Weatherized, C | 1701 | 359 |  | 05/25/2023 | 46718 | 203053455 | 05/25/2023
Nordyne, LLC | Intertherm | MG1E-070F1A*M2 | Federally-Regulated Consumer Product | Mobile Home Non-Weatherized, N | 1431 | 324 |  | 05/25/2023 | 70411 | 207629117 | 05/25/2023
Nordyne, LLC | Intertherm | MG2S-060F2ABM* | Federally-Regulated Consumer Product | Mobile Home Non-Weatherized, C | 1292 | 330 |  | 05/25/2023 | 39969 | 203053451 | 05/25/2023
Nordyne, LLC | Intertherm | R104GD-030K070U | Federally-Regulated Consumer Product | Weatherized Non-Condensing Gas | 1655 | 264 |  | 05/25/2023 | 69854 | 209550376 | 05/25/2023
Nordyne, LLC | Intertherm | MG2S-072F2ABM* | Federally-Regulated Consumer Product | Mobile Home Non-Weatherized, C | 1565 | 350 |  | 05/25/2023 | 46903 | 203053453 | 05/25/2023
Nordyne, LLC | Intertherm | R104GD-X60K096C | Federally-Regulated Consumer Product | Weatherized Non-Condensing Gas | 2066 | 290 |  | 05/25/2023 | 94398 | 209334016 | 05/25/2023
Nordyne, LLC | Intertherm | MG2S-045F2ABM* | Federally-Regulated Consumer Product | Mobile Home Non-Weatherized, C | 1603 | 352 |  | 05/25/2023 | 29516 | 203053448 | 05/25/2023
Nordyne, LLC | Intertherm | R8GE-X60K100U1 | Federally-Regulated Consumer Product | Weatherized Non-Condensing Gas | 2041 | 289 |  | 05/25/2023 | 101000 | 207338299 | 05/25/2023
Nordyne, LLC | Intertherm | R104GD-X60K120C | Federally-Regulated Consumer Product | Weatherized Non-Condensing Gas | 2073 | 290 |  | 05/25/2023 | 119379 | 209334017 | 05/25/2023
Nordyne, LLC | Intertherm | MG3P-054U1AAB* | Federally-Regulated Consumer Product | Mobile Home Non-Weatherized, C | 1626 | 355 |  | 05/25/2023 | 53047 | 205126717 | 05/25/2023
Nordyne, LLC | Intertherm | R8GE-042K100U1 | Federally-Regulated Consumer Product | Weatherized Non-Condensing Gas | 1913 | 275 |  | 05/25/2023 | 100561 | 207338297 | 05/25/2023
Nordyne, LLC | Intertherm | R104GD-030K045C | Federally-Regulated Consumer Product | Weatherized Non-Condensing Gas | 1024 | 244 |  | 05/25/2023 | 45216 | 209334007 | 05/25/2023
Nordyne, LLC | Intertherm | R104GD-036K096C | Federally-Regulated Consumer Product | Weatherized Non-Condensing Gas | 1725 | 275 |  | 05/25/2023 | 97452 | 209334010 | 05/25/2023
Allied Air | MAGIC-PAK | 48MGE4-14-361**-** | Federally-Regulated Consumer Product | Non-Weatherized, Non-Condensin | 1002 | 226 |  | 05/25/2023 | 47147 | 207335120 | 05/25/2023
Allied Air | MAGIC-PAK | 24MGE4-14-361**-** | Federally-Regulated Consumer Product | Non-Weatherized, Non-Condensin | 1078 | 229 |  | 05/25/2023 | 23802 | 207335118 | 05/25/2023
Allied Air | MAGIC-PAK | 36MGE4-14-361**-** | Federally-Regulated Consumer Product | Non-Weatherized, Non-Condensin | 1001 | 226 |  | 05/25/2023 | 36485 | 207335119 | 05/25/2023
Allied Air | MAGIC-PAK | 60MGE4-14-361**-** | Federally-Regulated Consumer Product | Non-Weatherized, Non-Condensin | 1095 | 230 |  | 05/25/2023 | 60074 | 207335121 | 05/25/2023
Lennox Industries Inc. | MRCOOL | MGM80SE135C5A-* | Federally-Regulated Consumer Product | Non-Weatherized, Non-Condensin | 2248 | 281 |  | 05/25/2023 | 132455 | 209550647 | 05/25/2023
Lennox Industries Inc. | MRCOOL | MGM80SE090C5A-* | Federally-Regulated Consumer Product | Non-Weatherized, Non-Condensin | 2081 | 274 |  | 05/25/2023 | 87931 | 209550645 | 05/25/2023
Lennox Industries Inc. | MRCOOL | MGD80SE110C5A-* | Federally-Regulated Consumer Product | Non-Weatherized, Non-Condensin | 2147 | 276 |  | 05/25/2023 | 111057 | 209550652 | 05/25/2023
Lennox Industries Inc. | MRCOOL | MGM80SE070B3A-* | Federally-Regulated Consumer Product | Non-Weatherized, Non-Condensin | 1361 | 242 |  | 05/25/2023 | 65645 | 209550643 | 05/25/2023
Lennox Industries Inc. | MRCOOL | MGD96SE070B4XA-* | Federally-Regulated Consumer Product | Non-Weatherized, Condensing Ga | 1473 | 260 |  | 05/25/2023 | 66322 | 209832546 | 05/25/2023
Lennox Industries Inc. | MRCOOL | MGM80SE110C5A-* | Federally-Regulated Consumer Product | Non-Weatherized, Non-Condensin | 2053 | 272 |  | 05/25/2023 | 109478 | 209550646 | 05/25/2023
Lennox Industries Inc. | MRCOOL | MGM96SE110C5XA-* | Federally-Regulated Consumer Product | Non-Weatherized, Condensing Ga | 2018 | 284 |  | 05/25/2023 | 110619 | 209832543 | 05/25/2023
Lennox Industries Inc. | MRCOOL | MGM96SE045B3XA-* | Federally-Regulated Consumer Product | Non-Weatherized, Condensing Ga | 1284 | 251 |  | 05/25/2023 | 44162 | 209832540 | 05/25/2023
Lennox Industries Inc. | MRCOOL | MGM96SE135D5XA-* | Federally-Regulated Consumer Product | Non-Weatherized, Condensing Ga | 2388 | 300 |  | 05/25/2023 | 132320 | 209832544 | 05/25/2023
Lennox Industries Inc. | MRCOOL | MGD96SE110C5XA-* | Federally-Regulated Consumer Product | Non-Weatherized, Condensing Ga | 2033 | 284 |  | 05/25/2023 | 111365 | 209832548 | 05/25/2023
Lennox Industries Inc. | MRCOOL | MGD96SE090C4XA-* | Federally-Regulated Consumer Product | Non-Weatherized, Condensing Ga | 1542 | 263 |  | 05/25/2023 | 88229 | 209832547 | 05/25/2023
Lennox Industries Inc. | MRCOOL | MGM96SE090C4XA-* | Federally-Regulated Consumer Product | Non-Weatherized, Condensing Ga | 1566 | 264 |  | 05/25/2023 | 87748 | 209832542 | 05/25/2023
Lennox Industries Inc. | MRCOOL | MGD96SE045B3XA-* | Federally-Regulated Consumer Product | Non-Weatherized, Condensing Ga | 1250 | 250 |  | 05/25/2023 | 44206 | 209832545 | 05/25/2023
Lennox Industries Inc. | MRCOOL | MGM80SE045A3A-* | Federally-Regulated Consumer Product | Non-Weatherized, Non-Condensin | 1249 | 237 |  | 05/25/2023 | 43950 | 209550642 | 05/25/2023
Lennox Industries Inc. | MRCOOL | MGD80SE045A3A-* | Federally-Regulated Consumer Product | Non-Weatherized, Non-Condensin | 1233 | 236 |  | 05/25/2023 | 44020 | 209550649 | 05/25/2023
Lennox Industries Inc. | MRCOOL | MGM80SE070A3A-* | Federally-Regulated Consumer Product | Non-Weatherized, Non-Condensin | 1317 | 240 |  | 05/25/2023 | 65588 | 209550648 | 05/25/2023
Lennox Industries Inc. | MRCOOL | MGD80SE070A3A-* | Federally-Regulated Consumer Product | Non-Weatherized, Non-Condensin | 1369 | 242 |  | 05/25/2023 | 66107 | 209550650 | 05/25/2023
Lennox Industries Inc. | MRCOOL | MGM80SE090B4A-* | Federally-Regulated Consumer Product | Non-Weatherized, Non-Condensin | 1628 | 254 |  | 05/25/2023 | 87272 | 209550644 | 05/25/2023
Lennox Industries Inc. | MRCOOL | MGM96SE070B3XA-* | Federally-Regulated Consumer Product | Non-Weatherized, Condensing Ga | 1298 | 252 |  | 05/25/2023 | 65683 | 209832541 | 05/25/2023
Lennox Industries Inc. | MRCOOL | MGD80SE090B4A-* | Federally-Regulated Consumer Product | Non-Weatherized, Non-Condensin | 1639 | 254 |  | 05/25/2023 | 87767 | 209550651 | 05/25/2023
Carrier Corp. - Indianapolis | Goettl | N80MSL0902116A | Federally-Regulated Consumer Product | Non-Weatherized, Non-Condensin | 1569 | 251 |  | 05/25/2023 | 87754 | 211780418 | 05/25/2023
Carrier Corp. - Indianapolis | Goettl | F96VTN0601714A*D | Federally-Regulated Consumer Product | Non-Weatherized, Condensing Ga | 1459 | 259 |  | 05/25/2023 | 39051 | 205961828 | 05/25/2023
Carrier Corp. - Indianapolis | Goettl | N80MSN0701712A | Federally-Regulated Consumer Product | Non-Weatherized, Non-Condensin | 1209 | 235 |  | 05/25/2023 | 65992 | 211780433 | 05/25/2023
Carrier Corp. - Indianapolis | Goettl | N80MSN0902420A | Federally-Regulated Consumer Product | Non-Weatherized, Non-Condensin | 2131 | 276 |  | 05/25/2023 | 87422 | 211780439 | 05/25/2023
Carrier Corp. - Indianapolis | Goettl | N96VSN0601412A*D | Federally-Regulated Consumer Product | Non-Weatherized, Condensing Ga | 1224 | 248 |  | 05/25/2023 | 59736 | 205962039 | 05/25/2023
Carrier Corp. - Indianapolis | Goettl | G80CTL1352422A | Federally-Regulated Consumer Product | Non-Weatherized, Non-Condensin | 2422 | 287 |  | 05/25/2023 | 87787 | 205961869 | 05/25/2023
Carrier Corp. - Indianapolis | Goettl | N95MSU0601716A | Federally-Regulated Consumer Product | Non-Weatherized, Condensing Ga | 1794 | 274 |  | 05/25/2023 | 60012 | 211781289 | 05/25/2023
Carrier Corp. - Indianapolis | Goettl | N80MSN1552420A | Federally-Regulated Consumer Product | Non-Weatherized, Non-Condensin | 2004 | 270 |  | 05/25/2023 | 153757 | 211780443 | 05/25/2023
Carrier Corp. - Indianapolis | Goettl | N80MSU1002120A | Federally-Regulated Consumer Product | Non-Weatherized, Non-Condensin | 2444 | 290 |  | 05/25/2023 | 99795 | 211781336 | 05/25/2023
Carrier Corp. - Indianapolis | Goettl | N80ESL1102420A | Federally-Regulated Consumer Product | Non-Weatherized, Non-Condensin | 2027 | 271 |  | 05/25/2023 | 109826 | 205961933 | 05/25/2023
Carrier Corp. - Indianapolis | Goettl | N80MSL1552420A* | Federally-Regulated Consumer Product | Non-Weatherized, Non-Condensin | 2004 | 270 |  | 05/25/2023 | 153757 | 211780429 | 05/25/2023
Carrier Corp. - Indianapolis | Goettl | N95MSU1002122A | Federally-Regulated Consumer Product | Non-Weatherized, Condensing Ga | 2338 | 298 |  | 05/25/2023 | 100165 | 211781320 | 05/25/2023
Carrier Corp. - Indianapolis | Goettl | N80ESL0451412A* | Federally-Regulated Consumer Product | Non-Weatherized, Non-Condensin | 1083 | 230 |  | 05/25/2023 | 43761 | 205961912 | 05/25/2023
Carrier Corp. - Indianapolis | Goettl | N80MSL0701412A* | Federally-Regulated Consumer Product | Non-Weatherized, Non-Condensin | 1170 | 233 |  | 05/25/2023 | 65912 | 211780409 | 05/25/2023
Carrier Corp. - Indianapolis | Goettl | N80MSL1102420A | Federally-Regulated Consumer Product | Non-Weatherized, Non-Condensin | 2053 | 272 |  | 05/25/2023 | 110206 | 211780424 | 05/25/2023
Carrier Corp. - Indianapolis | Goettl | N80MSL0901714A* | Federally-Regulated Consumer Product | Non-Weatherized, Non-Condensin | 1592 | 252 |  | 05/25/2023 | 88547 | 211780417 | 05/25/2023
Carrier Corp. - Indianapolis | Goettl | N80MSN0902116A | Federally-Regulated Consumer Product | Non-Weatherized, Non-Condensin | 1569 | 251 |  | 05/25/2023 | 87754 | 211780437 | 05/25/2023
Carrier Corp. - Indianapolis | Goettl | N80MSL0451412A | Federally-Regulated Consumer Product | Non-Weatherized, Non-Condensin | 1161 | 233 |  | 05/25/2023 | 44099 | 211780404 | 05/25/2023
Carrier Corp. - Indianapolis | Goettl | N95ESN1002122A**D | Federally-Regulated Consumer Product | Mobile Home Non-Weatherized, C | 2017 | 283 |  | 05/25/2023 | 99705 | 205962021 | 05/25/2023
Carrier Corp. - Indianapolis | Goettl | N95ESU0601716A | Federally-Regulated Consumer Product | Non-Weatherized, Condensing Ga | 1521 | 262 |  | 05/25/2023 | 59594 | 205962030 | 05/25/2023
Carrier Corp. - Indianapolis | Goettl | F80VTL1102122A* | Federally-Regulated Consumer Product | Non-Weatherized, Non-Condensin | 2435 | 289 |  | 05/25/2023 | 72702 | 207207183 | 05/25/2023
Carrier Corp. - Indianapolis | Goettl | F96VTN0802120A | Federally-Regulated Consumer Product | Non-Weatherized, Condensing Ga | 2043 | 285 |  | 05/25/2023 | 52228 | 205961831 | 05/25/2023
Carrier Corp. - Indianapolis | Goettl | N80MSN0902120A | Federally-Regulated Consumer Product | Non-Weatherized, Non-Condensin | 2438 | 289 |  | 05/25/2023 | 88368 | 211780438 | 05/25/2023
Carrier Corp. - Indianapolis | Goettl | N80MSU0401712A | Federally-Regulated Consumer Product | Non-Weatherized, Non-Condensin | 1440 | 245 |  | 05/25/2023 | 40185 | 211781333 | 05/25/2023
Carrier Corp. - Indianapolis | Goettl | N80ESL0701712A* | Federally-Regulated Consumer Product | Non-Weatherized, Non-Condensin | 1051 | 228 |  | 05/25/2023 | 65904 | 205961918 | 05/25/2023
Carrier Corp. - Indianapolis | Goettl | PDS430040K**0G* | Federally-Regulated Consumer Product | Weatherized Non-Condensing Gas | 1217 | 253 |  | 05/25/2023 | 40800 | 205962082 | 05/25/2023
Carrier Corp. - Indianapolis | Goettl | N80MSL0451714A* | Federally-Regulated Consumer Product | Non-Weatherized, Non-Condensin | 1343 | 241 |  | 05/25/2023 | 43896 | 211780407 | 05/25/2023
Carrier Corp. - Indianapolis | Goettl | G80CSU0401712A | Federally-Regulated Consumer Product | Non-Weatherized, Non-Condensin | 1552 | 250 |  | 05/25/2023 | 39730 | 205961851 | 05/25/2023
Carrier Corp. - Indianapolis | Goettl | F97CMN1202422A*D | Federally-Regulated Consumer Product | Non-Weatherized, Condensing Ga | 2271 | 295 |  | 05/25/2023 | 48091 | 205961850 | 05/25/2023
Carrier Corp. - Indianapolis | Goettl | N80MSN0701412A | Federally-Regulated Consumer Product | Non-Weatherized, Non-Condensin | 1170 | 233 |  | 05/25/2023 | 65912 | 211780432 | 05/25/2023
Carrier Corp. - Indianapolis | Goettl | N80MSL0701716A | Federally-Regulated Consumer Product | Non-Weatherized, Non-Condensin | 1776 | 260 |  | 05/25/2023 | 65952 | 211780412 | 05/25/2023
Carrier Corp. - Indianapolis | Goettl | F96CTN1002122A*D | Federally-Regulated Consumer Product | Non-Weatherized, Condensing Ga | 2251 | 294 |  | 05/25/2023 | 64767 | 205961818 | 05/25/2023
Carrier Corp. - Indianapolis | Goettl | N80MSL0702116A | Federally-Regulated Consumer Product | Non-Weatherized, Non-Condensin | 1949 | 268 |  | 05/25/2023 | 66143 | 211780414 | 05/25/2023
Carrier Corp. - Indianapolis | Goettl | PDS460115K**1G* | Federally-Regulated Consumer Product | Weatherized Non-Condensing Gas | 2187 | 295 |  | 05/25/2023 | 115163 | 205962103 | 05/25/2023
Carrier Corp. - Indianapolis | Goettl | PGR542060K**2G* | Federally-Regulated Consumer Product | Weatherized Non-Condensing Gas | 1489 | 264 |  | 05/25/2023 | 60874 | 207335470 | 05/25/2023
Carrier Corp. - Indianapolis | Goettl | N80MSN1352420A | Federally-Regulated Consumer Product | Non-Weatherized, Non-Condensin | 1907 | 266 |  | 05/25/2023 | 131914 | 211780442 | 05/25/2023
Carrier Corp. - Indianapolis | Goettl | F80CTL0701716A | Federally-Regulated Consumer Product | Non-Weatherized, Non-Condensin | 1458 | 246 |  | 05/25/2023 | 43592 | 205961799 | 05/25/2023
Carrier Corp. - Indianapolis | Goettl | G80CTL0902120A* | Federally-Regulated Consumer Product | Non-Weatherized, Non-Condensin | 2488 | 291 |  | 05/25/2023 | 57811 | 205961866 | 05/25/2023
Carrier Corp. - Indianapolis | Goettl | N80MSN0701716A | Federally-Regulated Consumer Product | Non-Weatherized, Non-Condensin | 1776 | 260 |  | 05/25/2023 | 65952 | 211780434 | 05/25/2023
Carrier Corp. - Indianapolis | Goettl | N95ESN1002120A**D | Federally-Regulated Consumer Product | Mobile Home Non-Weatherized, C | 2102 | 287 |  | 05/25/2023 | 99999 | 205962017 | 05/25/2023
Carrier Corp. - Indianapolis | Goettl | N80MSL0451412A* | Federally-Regulated Consumer Product | Non-Weatherized, Non-Condensin | 1161 | 233 |  | 05/25/2023 | 44099 | 211780405 | 05/25/2023
Carrier Corp. - Indianapolis | Goettl | N80MSL0902120A | Federally-Regulated Consumer Product | Non-Weatherized, Non-Condensin | 2438 | 289 |  | 05/25/2023 | 88368 | 211780420 | 05/25/2023
Carrier Corp. - Indianapolis | Goettl | N80ESL1102120A* | Federally-Regulated Consumer Product | Non-Weatherized, Non-Condensin | 2177 | 278 |  | 05/25/2023 | 110527 | 205961932 | 05/25/2023
Carrier Corp. - Indianapolis | Goettl | N80MSN0901714A | Federally-Regulated Consumer Product | Non-Weatherized, Non-Condensin | 1592 | 252 |  | 05/25/2023 | 88547 | 211780436 | 05/25/2023
Carrier Corp. - Indianapolis | Goettl | N80MSL0701712A* | Federally-Regulated Consumer Product | Non-Weatherized, Non-Condensin | 1209 | 235 |  | 05/25/2023 | 65992 | 211780411 | 05/25/2023
Carrier Corp. - Indianapolis | Goettl | N80MSN1102420A | Federally-Regulated Consumer Product | Non-Weatherized, Non-Condensin | 2053 | 272 |  | 05/25/2023 | 110206 | 211780441 | 05/25/2023
Carrier Corp. - Indianapolis | Goettl | N95MSU1002120A | Federally-Regulated Consumer Product | Non-Weatherized, Condensing Ga | 2049 | 285 |  | 05/25/2023 | 100109 | 211781310 | 05/25/2023
Carrier Corp. - Indianapolis | Goettl | N80MSL0702116A* | Federally-Regulated Consumer Product | Non-Weatherized, Non-Condensin | 1949 | 268 |  | 05/25/2023 | 66143 | 211780415 | 05/25/2023
Carrier Corp. - Indianapolis | Goettl | N80MSU0802120A | Federally-Regulated Consumer Product | Non-Weatherized, Non-Condensin | 2436 | 289 |  | 05/25/2023 | 80342 | 211781335 | 05/25/2023
Carrier Corp. - Indianapolis | Goettl | N80MSL0902120A* | Federally-Regulated Consumer Product | Non-Weatherized, Non-Condensin | 2438 | 289 |  | 05/25/2023 | 88368 | 211780421 | 05/25/2023
Carrier Corp. - Indianapolis | Goettl | F96VTN1002120A*D | Federally-Regulated Consumer Product | Non-Weatherized, Condensing Ga | 2106 | 288 |  | 05/25/2023 | 65205 | 205961834 | 05/25/2023
Carrier Corp. - Indianapolis | Goettl | N80MSN0451412A | Federally-Regulated Consumer Product | Non-Weatherized, Non-Condensin | 1161 | 233 |  | 05/25/2023 | 44099 | 211780430 | 05/25/2023
Carrier Corp. - Indianapolis | Goettl | N80MSL1102120A | Federally-Regulated Consumer Product | Non-Weatherized, Non-Condensin | 2444 | 290 |  | 05/25/2023 | 110371 | 211780422 | 05/25/2023
Carrier Corp. - Indianapolis | Goettl | N80MSN0702116A | Federally-Regulated Consumer Product | Non-Weatherized, Non-Condensin | 1949 | 268 |  | 05/25/2023 | 66143 | 211780435 | 05/25/2023
Carrier Corp. - Indianapolis | Goettl | N80MSL0451714A | Federally-Regulated Consumer Product | Non-Weatherized, Non-Condensin | 1343 | 241 |  | 05/25/2023 | 43896 | 211780406 | 05/25/2023
Carrier Corp. - Indianapolis | Goettl | N80MSL1102420A* | Federally-Regulated Consumer Product | Non-Weatherized, Non-Condensin | 2053 | 272 |  | 05/25/2023 | 110206 | 211780425 | 05/25/2023
Carrier Corp. - Indianapolis | Goettl | N80MSL0901714A | Federally-Regulated Consumer Product | Non-Weatherized, Non-Condensin | 1592 | 252 |  | 05/25/2023 | 88547 | 211780416 | 05/25/2023
Carrier Corp. - Indianapolis | Goettl | N80MSU0601716A | Federally-Regulated Consumer Product | Non-Weatherized, Non-Condensin | 1955 | 268 |  | 05/25/2023 | 60649 | 211781334 | 05/25/2023
Carrier Corp. - Indianapolis | Goettl | N80ESL0701412A* | Federally-Regulated Consumer Product | Non-Weatherized, Non-Condensin | 1106 | 231 |  | 05/25/2023 | 65995 | 205961916 | 05/25/2023
Carrier Corp. - Indianapolis | Goettl | N80MSL0902116A* | Federally-Regulated Consumer Product | Non-Weatherized, Non-Condensin | 1569 | 251 |  | 05/25/2023 | 87754 | 211780419 | 05/25/2023
Carrier Corp. - Indianapolis | Goettl | F80VTL0902120A | Federally-Regulated Consumer Product | Non-Weatherized, Non-Condensin | 2025 | 271 |  | 05/25/2023 | 57947 | 207207180 | 05/25/2023
Carrier Corp. - Indianapolis | Goettl | F96VTN1202422A | Federally-Regulated Consumer Product | Non-Weatherized, Condensing Ga | 2316 | 297 |  | 05/25/2023 | 77900 | 205961837 | 05/25/2023
Carrier Corp. - Indianapolis | Goettl | N80MSL1552420A | Federally-Regulated Consumer Product | Non-Weatherized, Non-Condensin | 2004 | 270 |  | 05/25/2023 | 153757 | 211780428 | 05/25/2023
Carrier Corp. - Indianapolis | Goettl | F96VTN0802120A*D | Federally-Regulated Consumer Product | Non-Weatherized, Condensing Ga | 2043 | 285 |  | 05/25/2023 | 52228 | 205961832 | 05/25/2023
Carrier Corp. - Indianapolis | Goettl | N80MSL1102120A* | Federally-Regulated Consumer Product | Non-Weatherized, Non-Condensin | 2444 | 290 |  | 05/25/2023 | 110371 | 211780423 | 05/25/2023
Carrier Corp. - Indianapolis | Goettl | N80MSL1352420A | Federally-Regulated Consumer Product | Non-Weatherized, Non-Condensin | 1907 | 266 |  | 05/25/2023 | 131914 | 211780426 | 05/25/2023
Carrier Corp. - Indianapolis | Goettl | N80MSL1352420A* | Federally-Regulated Consumer Product | Non-Weatherized, Non-Condensin | 1907 | 266 |  | 05/25/2023 | 131914 | 211780427 | 05/25/2023
Carrier Corp. - Indianapolis | Goettl | PGR530060K**2G* | Federally-Regulated Consumer Product | Weatherized Non-Condensing Gas | 1136 | 248 |  | 05/25/2023 | 59157 | 207335468 | 05/25/2023
Carrier Corp. - Indianapolis | Goettl | N95MSU0802120A | Federally-Regulated Consumer Product | Non-Weatherized, Condensing Ga | 2132 | 289 |  | 05/25/2023 | 80309 | 211781299 | 05/25/2023
Carrier Corp. - Indianapolis | Goettl | N80MSL0701716A* | Federally-Regulated Consumer Product | Non-Weatherized, Non-Condensin | 1776 | 260 |  | 05/25/2023 | 65952 | 211780413 | 05/25/2023
Carrier Corp. - Indianapolis | Goettl | F96CTN1202422A | Federally-Regulated Consumer Product | Non-Weatherized, Condensing Ga | 2174 | 291 |  | 05/25/2023 | 77589 | 205961819 | 05/25/2023
Carrier Corp. - Indianapolis | Goettl | PGD424040K**2G* | Federally-Regulated Consumer Product | Weatherized Non-Condensing Gas | 1361 | 257 |  | 05/25/2023 | 45745 | 206908764 | 05/25/2023
Carrier Corp. - Indianapolis | Goettl | N80MSN1102120A | Federally-Regulated Consumer Product | Non-Weatherized, Non-Condensin | 2444 | 290 |  | 05/25/2023 | 110371 | 211780440 | 05/25/2023
Carrier Corp. - Indianapolis | Goettl | N95MSU0401712A | Federally-Regulated Consumer Product | Non-Weatherized, Condensing Ga | 1244 | 250 |  | 05/25/2023 | 40132 | 211781279 | 05/25/2023
Carrier Corp. - Indianapolis | Goettl | N95ESN0601714A*D | Federally-Regulated Consumer Product | Non-Weatherized, Condensing Ga | 1346 | 254 |  | 05/25/2023 | 60102 | 205962006 | 05/25/2023
Carrier Corp. - Indianapolis | Goettl | F96VTN0601412A*D | Federally-Regulated Consumer Product | Non-Weatherized, Condensing Ga | 1238 | 249 |  | 05/25/2023 | 39205 | 205961826 | 05/25/2023
Carrier Corp. - Indianapolis | Goettl | F80CTL0701412A* | Federally-Regulated Consumer Product | Non-Weatherized, Non-Condensin | 1477 | 247 |  | 05/25/2023 | 42967 | 205961798 | 05/25/2023
Carrier Corp. - Indianapolis | Goettl | G95CSU1002122A | Federally-Regulated Consumer Product | Non-Weatherized, Condensing Ga | 2271 | 273 |  | 05/25/2023 | 99648 | 206349954 | 05/25/2023
Carrier Corp. - Indianapolis | Goettl | N80ESL1102120A | Federally-Regulated Consumer Product | Non-Weatherized, Non-Condensin | 2177 | 278 |  | 05/25/2023 | 110527 | 205961931 | 05/25/2023
Carrier Corp. - Indianapolis | Goettl | F97CMN0801714A | Federally-Regulated Consumer Product | Non-Weatherized, Condensing Ga | 1403 | 257 |  | 05/25/2023 | 31213 | 205961843 | 05/25/2023
Carrier Corp. - Indianapolis | Goettl | PDS424060K**1G* | Federally-Regulated Consumer Product | Weatherized Non-Condensing Gas | 1285 | 256 |  | 05/25/2023 | 60738 | 205962081 | 05/25/2023
Carrier Corp. - Indianapolis | Goettl | F80CTL1352422A | Federally-Regulated Consumer Product | Non-Weatherized, Non-Condensin | 2422 | 287 |  | 05/25/2023 | 87787 | 205961809 | 05/25/2023
Carrier Corp. - Indianapolis | Goettl | G80VTL0701716A | Federally-Regulated Consumer Product | Non-Weatherized, Non-Condensin | 1813 | 262 |  | 05/25/2023 | 43434 | 207207226 | 05/25/2023
Carrier Corp. - Indianapolis | Goettl | G80CTL1102120A | Federally-Regulated Consumer Product | Non-Weatherized, Non-Condensin | 2281 | 282 |  | 05/25/2023 | 72565 | 205961867 | 05/25/2023
Carrier Corp. - Indianapolis | Goettl | N96VSN0601412A | Federally-Regulated Consumer Product | Non-Weatherized, Condensing Ga | 1224 | 248 |  | 05/25/2023 | 59736 | 205962038 | 05/25/2023
Carrier Corp. - Indianapolis | Goettl | F96CTN0801714A | Federally-Regulated Consumer Product | Non-Weatherized, Condensing Ga | 1364 | 255 |  | 05/25/2023 | 52072 | 205961813 | 05/25/2023
Carrier Corp. - Indianapolis | Goettl | PGD424060K**2G* | Federally-Regulated Consumer Product | Weatherized Non-Condensing Gas | 1329 | 257 |  | 05/25/2023 | 60245 | 205962110 | 05/25/2023
Carrier Corp. - Indianapolis | Goettl | PDD424060K**0G* | Federally-Regulated Consumer Product | Weatherized Non-Condensing Gas | 1285 | 256 |  | 05/25/2023 | 60738 | 205962052 | 05/25/2023
Carrier Corp. - Indianapolis | Goettl | N95ESN0401712A | Federally-Regulated Consumer Product | Non-Weatherized, Condensing Ga | 998 | 239 |  | 05/25/2023 | 40139 | 205961995 | 05/25/2023
Carrier Corp. - Indianapolis | Goettl | F96CTN1202422A*D | Federally-Regulated Consumer Product | Non-Weatherized, Condensing Ga | 2174 | 291 |  | 05/25/2023 | 77589 | 205961820 | 05/25/2023
Carrier Corp. - Indianapolis | Goettl | F80CTL1102120A | Federally-Regulated Consumer Product | Non-Weatherized, Non-Condensin | 2281 | 282 |  | 05/25/2023 | 72565 | 205961807 | 05/25/2023
Carrier Corp. - Indianapolis | Goettl | N95ESN1202422A**D | Federally-Regulated Consumer Product | Mobile Home Non-Weatherized, C | 2161 | 290 |  | 05/25/2023 | 119834 | 205962025 | 05/25/2023
Carrier Corp. - Indianapolis | Goettl | N96VSN0601714A*D | Federally-Regulated Consumer Product | Non-Weatherized, Condensing Ga | 1591 | 265 |  | 05/25/2023 | 60186 | 205962041 | 05/25/2023
Carrier Corp. - Indianapolis | Goettl | F80CSU0802120A | Federally-Regulated Consumer Product | Non-Weatherized, Non-Condensin | 2499 | 292 |  | 05/25/2023 | 79452 | 205961793 | 05/25/2023
Carrier Corp. - Indianapolis | Goettl | N95ESN0601412A**D | Federally-Regulated Consumer Product | Mobile Home Non-Weatherized, C | 1176 | 247 |  | 05/25/2023 | 59961 | 205962001 | 05/25/2023
Carrier Corp. - Indianapolis | Goettl | F96VTN0401410A*D | Federally-Regulated Consumer Product | Non-Weatherized, Condensing Ga | 1080 | 243 |  | 05/25/2023 | 26105 | 205961822 | 05/25/2023
Carrier Corp. - Indianapolis | Goettl | F96CTN0802120A | Federally-Regulated Consumer Product | Non-Weatherized, Condensing Ga | 2095 | 287 |  | 05/25/2023 | 52507 | 205961815 | 05/25/2023
Carrier Corp. - Indianapolis | Goettl | N95ESN0801716A*D | Federally-Regulated Consumer Product | Non-Weatherized, Condensing Ga | 1771 | 273 |  | 05/25/2023 | 80331 | 205962010 | 05/25/2023
Carrier Corp. - Indianapolis | Goettl | PGD430040K**1H* | Federally-Regulated Consumer Product | Weatherized Non-Condensing Gas | 1217 | 253 |  | 05/25/2023 | 40800 | 205962112 | 05/25/2023
Carrier Corp. - Indianapolis | Goettl | F96CTN1002122A | Federally-Regulated Consumer Product | Non-Weatherized, Condensing Ga | 2251 | 294 |  | 05/25/2023 | 64767 | 205961817 | 05/25/2023
Carrier Corp. - Indianapolis | Goettl | F96CTN0802120A*D | Federally-Regulated Consumer Product | Non-Weatherized, Condensing Ga | 2095 | 287 |  | 05/25/2023 | 52507 | 205961816 | 05/25/2023
Carrier Corp. - Indianapolis | Goettl | PDS436060K**0G* | Federally-Regulated Consumer Product | Weatherized Non-Condensing Gas | 1687 | 273 |  | 05/25/2023 | 60973 | 205962086 | 05/25/2023
Carrier Corp. - Indianapolis | Goettl | PDS460130K**0G* | Federally-Regulated Consumer Product | Weatherized Non-Condensing Gas | 2025 | 288 |  | 05/25/2023 | 126976 | 205962104 | 05/25/2023
Carrier Corp. - Indianapolis | Goettl | N80ESL0902116A* | Federally-Regulated Consumer Product | Non-Weatherized, Non-Condensin | 1450 | 246 |  | 05/25/2023 | 87792 | 205961926 | 05/25/2023
Carrier Corp. - Indianapolis | Goettl | F80CTL0702120A* | Federally-Regulated Consumer Product | Non-Weatherized, Non-Condensin | 2239 | 281 |  | 05/25/2023 | 43857 | 205961802 | 05/25/2023
Carrier Corp. - Indianapolis | Goettl | N96VSN0601714A | Federally-Regulated Consumer Product | Non-Weatherized, Condensing Ga | 1591 | 265 |  | 05/25/2023 | 60186 | 205962040 | 05/25/2023
Carrier Corp. - Indianapolis | Goettl | PDS442090K**0G* | Federally-Regulated Consumer Product | Weatherized Non-Condensing Gas | 1514 | 266 |  | 05/25/2023 | 90002 | 205962092 | 05/25/2023
Carrier Corp. - Indianapolis | Goettl | PDD430060K**0G* | Federally-Regulated Consumer Product | Weatherized Non-Condensing Gas | 1285 | 256 |  | 05/25/2023 | 60738 | 205962056 | 05/25/2023
Carrier Corp. - Indianapolis | Goettl | F80CTL0701412A | Federally-Regulated Consumer Product | Non-Weatherized, Non-Condensin | 1477 | 247 |  | 05/25/2023 | 42967 | 205961797 | 05/25/2023
Carrier Corp. - Indianapolis | Goettl | N95ESN1402422A | Federally-Regulated Consumer Product | Non-Weatherized, Condensing Ga | 2328 | 297 |  | 05/25/2023 | 139741 | 205962027 | 05/25/2023
Carrier Corp. - Indianapolis | Goettl | N96VSN0801716A | Federally-Regulated Consumer Product | Non-Weatherized, Condensing Ga | 1766 | 272 |  | 05/25/2023 | 80180 | 205962042 | 05/25/2023
Carrier Corp. - Indianapolis | Goettl | F80CSU0601716A | Federally-Regulated Consumer Product | Non-Weatherized, Non-Condensin | 1628 | 254 |  | 05/25/2023 | 59512 | 205961792 | 05/25/2023
Carrier Corp. - Indianapolis | Goettl | F80CSU0401712A | Federally-Regulated Consumer Product | Non-Weatherized, Non-Condensin | 1552 | 250 |  | 05/25/2023 | 39730 | 205961791 | 05/25/2023
Carrier Corp. - Indianapolis | Goettl | PDS442060K**1G* | Federally-Regulated Consumer Product | Weatherized Non-Condensing Gas | 1514 | 266 |  | 05/25/2023 | 60394 | 205962091 | 05/25/2023
Carrier Corp. - Indianapolis | Goettl | N96VSN1202422A*D | Federally-Regulated Consumer Product | Non-Weatherized, Condensing Ga | 2331 | 297 |  | 05/25/2023 | 119569 | 205962049 | 05/25/2023
Carrier Corp. - Indianapolis | Goettl | N80ESL0901714A | Federally-Regulated Consumer Product | Non-Weatherized, Non-Condensin | 1238 | 236 |  | 05/25/2023 | 88097 | 205961923 | 05/25/2023
Carrier Corp. - Indianapolis | Goettl | G80VTL0451412A | Federally-Regulated Consumer Product | Non-Weatherized, Non-Condensin | 1205 | 235 |  | 05/25/2023 | 28909 | 207207224 | 05/25/2023
Carrier Corp. - Indianapolis | Goettl | N80ESL0701412A | Federally-Regulated Consumer Product | Non-Weatherized, Non-Condensin | 1106 | 231 |  | 05/25/2023 | 65995 | 205961915 | 05/25/2023
Carrier Corp. - Indianapolis | Goettl | N95ESN0601412A* | Federally-Regulated Consumer Product | Mobile Home Non-Weatherized, C | 1176 | 247 |  | 05/25/2023 | 59961 | 205962000 | 05/25/2023
Carrier Corp. - Indianapolis | Goettl | PDS448115K**1G* | Federally-Regulated Consumer Product | Weatherized Non-Condensing Gas | 1989 | 287 |  | 05/25/2023 | 115206 | 205962097 | 05/25/2023
Carrier Corp. - Indianapolis | Goettl | F80CTL0701716A* | Federally-Regulated Consumer Product | Non-Weatherized, Non-Condensin | 1458 | 246 |  | 05/25/2023 | 43592 | 205961800 | 05/25/2023
Carrier Corp. - Indianapolis | Goettl | PDS442060K**0G* | Federally-Regulated Consumer Product | Weatherized Non-Condensing Gas | 1514 | 266 |  | 05/25/2023 | 60394 | 205962090 | 05/25/2023
Carrier Corp. - Indianapolis | Goettl | PGD430060K**1H* | Federally-Regulated Consumer Product | Weatherized Non-Condensing Gas | 1285 | 256 |  | 05/25/2023 | 60738 | 205962114 | 05/25/2023
Carrier Corp. - Indianapolis | Goettl | G97CMN1002122A | Federally-Regulated Consumer Product | Non-Weatherized, Condensing Ga | 2192 | 291 |  | 05/25/2023 | 39903 | 205961907 | 05/25/2023
Carrier Corp. - Indianapolis | Goettl | G80CTL0902120A | Federally-Regulated Consumer Product | Non-Weatherized, Non-Condensin | 2488 | 291 |  | 05/25/2023 | 57811 | 205961865 | 05/25/2023
Carrier Corp. - Indianapolis | Goettl | N92ESN1002122A | Federally-Regulated Consumer Product | Non-Weatherized, Condensing Ga | 1993 | 282 |  | 05/25/2023 | 99627 | 205961985 | 05/25/2023
Carrier Corp. - Indianapolis | Goettl | PGS442090K**2G* | Federally-Regulated Consumer Product | Weatherized Non-Condensing Gas | 1515 | 265 |  | 05/25/2023 | 90160 | 205962189 | 05/25/2023
Carrier Corp. - Indianapolis | Goettl | G97CMN1202422A | Federally-Regulated Consumer Product | Non-Weatherized, Condensing Ga | 2271 | 295 |  | 05/25/2023 | 48091 | 205961909 | 05/25/2023
Carrier Corp. - Indianapolis | Goettl | N96VSN0801716A*D | Federally-Regulated Consumer Product | Non-Weatherized, Condensing Ga | 1766 | 272 |  | 05/25/2023 | 80180 | 205962043 | 05/25/2023
Carrier Corp. - Indianapolis | Goettl | F95CSU0601716A | Federally-Regulated Consumer Product | Non-Weatherized, Condensing Ga | 1413 | 247 |  | 05/25/2023 | 59505 | 206237479 | 05/25/2023
Carrier Corp. - Indianapolis | Goettl | PGD424060K**1G* | Federally-Regulated Consumer Product | Weatherized Non-Condensing Gas | 1285 | 256 |  | 05/25/2023 | 60738 | 205962109 | 05/25/2023
Carrier Corp. - Indianapolis | Goettl | G80CTL0702120A | Federally-Regulated Consumer Product | Non-Weatherized, Non-Condensin | 2239 | 281 |  | 05/25/2023 | 43857 | 205961861 | 05/25/2023
Carrier Corp. - Indianapolis | Goettl | N96VSN1202422A | Federally-Regulated Consumer Product | Non-Weatherized, Condensing Ga | 2331 | 297 |  | 05/25/2023 | 119569 | 205962048 | 05/25/2023
Nordyne, LLC | Nutone | KG7TE-080D-E35CP | Federally-Regulated Consumer Product | Non-Weatherized, Condensing Ga | 1764 | 273 |  | 05/25/2023 | 52933 | 207456185 | 05/25/2023
Nordyne, LLC | Nutone | FG7TC-120*-E45DP | Federally-Regulated Consumer Product | Non-Weatherized, Condensing Ga | 2160 | 290 |  | 05/25/2023 | 77603 | 207769472 | 05/25/2023
Nordyne, LLC | Nutone | KG7TA-100C-E35C1 | Federally-Regulated Consumer Product | Non-Weatherized, Non-Condensin | 1668 | 255 |  | 05/25/2023 | 63969 | 204036804 | 05/25/2023
Nordyne, LLC | Nutone | KG7TC-100D-E35CP | Federally-Regulated Consumer Product | Non-Weatherized, Condensing Ga | 1763 | 273 |  | 05/25/2023 | 64473 | 207456130 | 05/25/2023
Nordyne, LLC | Nutone | R8GE-024K072C1 | Federally-Regulated Consumer Product | Weatherized Non-Condensing Gas | 1280 | 255 |  | 05/25/2023 | 71272 | 204040777 | 05/25/2023
Nordyne, LLC | Nutone | R8GE-X60K096C1 | Federally-Regulated Consumer Product | Weatherized Non-Condensing Gas | 2028 | 288 |  | 05/25/2023 | 94398 | 204093442 | 05/25/2023
Nordyne, LLC | Nutone | KG7TC-060D-E24BP | Federally-Regulated Consumer Product | Non-Weatherized, Condensing Ga | 1222 | 249 |  | 05/25/2023 | 39014 | 207456110 | 05/25/2023
Nordyne, LLC | Nutone | FG7TA-080C-V24B1 | Federally-Regulated Consumer Product | Non-Weatherized, Non-Condensin | 1277 | 238 |  | 05/25/2023 | 52213 | 204037036 | 05/25/2023
Nordyne, LLC | Nutone | FG7TA-080C-V24BP | Federally-Regulated Consumer Product | Non-Weatherized, Non-Condensin | 1277 | 238 |  | 05/25/2023 | 52213 | 207455926 | 05/25/2023
Nordyne, LLC | Nutone | FG7TN-100D-V35CP | Federally-Regulated Consumer Product | Non-Weatherized, Condensing Ga | 2208 | 292 |  | 05/25/2023 | 64085 | 207456311 | 05/25/2023
Nordyne, LLC | Nutone | KG7TA-080C-E24B1 | Federally-Regulated Consumer Product | Non-Weatherized, Non-Condensin | 1277 | 238 |  | 05/25/2023 | 52213 | 204036796 | 05/25/2023
Nordyne, LLC | Nutone | R8GE-036K072C1 | Federally-Regulated Consumer Product | Weatherized Non-Condensing Gas | 1349 | 258 |  | 05/25/2023 | 72437 | 204093433 | 05/25/2023
Nordyne, LLC | Nutone | KG7SA-072C-T35CP | Federally-Regulated Consumer Product | Non-Weatherized, Non-Condensin | 1719 | 257 |  | 05/25/2023 | 73962 | 207456051 | 05/25/2023
Nordyne, LLC | Nutone | FG7SK-108C-T35CP | Federally-Regulated Consumer Product | Non-Weatherized, Non-Condensin | 2216 | 280 |  | 05/25/2023 | 109081 | 207456039 | 05/25/2023
Nordyne, LLC | Nutone | R8GE-X60K120C1 | Federally-Regulated Consumer Product | Weatherized Non-Condensing Gas | 2073 | 290 |  | 05/25/2023 | 119379 | 204040801 | 05/25/2023
Nordyne, LLC | Nutone | R8GE-030K072C1 | Federally-Regulated Consumer Product | Weatherized Non-Condensing Gas | 1280 | 255 |  | 05/25/2023 | 71272 | 204040789 | 05/25/2023
Nordyne, LLC | Nutone | KG7TN-100D-E35CP | Federally-Regulated Consumer Product | Non-Weatherized, Condensing Ga | 1711 | 270 |  | 05/25/2023 | 65214 | 207456162 | 05/25/2023
Nordyne, LLC | Nutone | FG7TC-100D-V35CP | Federally-Regulated Consumer Product | Non-Weatherized, Condensing Ga | 1826 | 275 |  | 05/25/2023 | 64473 | 207456135 | 05/25/2023
Nordyne, LLC | Nutone | FG7SC-072D-T24BP | Federally-Regulated Consumer Product | Non-Weatherized, Condensing Ga | 1603 | 266 |  | 05/25/2023 | 71640 | 207455960 | 05/25/2023
Nordyne, LLC | Nutone | KG7TA-080C-E24BP | Federally-Regulated Consumer Product | Non-Weatherized, Non-Condensin | 1277 | 238 |  | 05/25/2023 | 52213 | 207455917 | 05/25/2023
Nordyne, LLC | Nutone | KG7TE-060D-E24BP | Federally-Regulated Consumer Product | Non-Weatherized, Condensing Ga | 1315 | 252 |  | 05/25/2023 | 38212 | 207456238 | 05/25/2023
Nordyne, LLC | Nutone | KG7TC-120D-E45DP | Federally-Regulated Consumer Product | Non-Weatherized, Condensing Ga | 2160 | 290 |  | 05/25/2023 | 77603 | 207456139 | 05/25/2023
Lennox Industries Inc. | ARMSTRONG AIR | A80UH1E060A12X-* | Federally-Regulated Consumer Product | Non-Weatherized, Non-Condensin | 1277 | 238 |  | 05/25/2023 | 59863 | 202055411 | 05/25/2023
Lennox Industries Inc. | ARMSTRONG AIR | A80US2V110C20-* | Federally-Regulated Consumer Product | Non-Weatherized, Non-Condensin | 2330 | 285 |  | 05/25/2023 | 71206 | 201693152 | 05/25/2023
Lennox Industries Inc. | ARMSTRONG AIR | A96US2V070B12S-* | Federally-Regulated Consumer Product | Non-Weatherized, Condensing Ga | 1473 | 260 |  | 05/25/2023 | 43248 | 201695946 | 05/25/2023
Lennox Industries Inc. | ARMSTRONG AIR | A80DF1E070A12-** | Federally-Regulated Consumer Product | Non-Weatherized, Non-Condensin | 1312 | 240 |  | 05/25/2023 | 66105 | 204454902 | 05/25/2023
Lennox Industries Inc. | ARMSTRONG AIR | A93UH1E090C12A* | Federally-Regulated Consumer Product | Non-Weatherized, Condensing Ga | 1295 | 252 |  | 05/25/2023 | 88167 | 203926016 | 05/25/2023
Lennox Industries Inc. | ARMSTRONG AIR | A80UH2E045A12*-* | Federally-Regulated Consumer Product | Non-Weatherized, Non-Condensin | 1377 | 243 |  | 05/25/2023 | 29164 | 207188121 | 05/25/2023
Lennox Industries Inc. | ARMSTRONG AIR | A96US2V090C20S-* | Federally-Regulated Consumer Product | Non-Weatherized, Condensing Ga | 2339 | 298 |  | 05/25/2023 | 57122 | 201695967 | 05/25/2023
Lennox Industries Inc. | ARMSTRONG AIR | A80DS2V110C20-* | Federally-Regulated Consumer Product | Non-Weatherized, Non-Condensin | 2001 | 270 |  | 05/25/2023 | 72397 | 201693136 | 05/25/2023
Lennox Industries Inc. | ARMSTRONG AIR | A96DF1E070B16-** | Federally-Regulated Consumer Product | Non-Weatherized, Condensing Ga | 1473 | 260 |  | 05/25/2023 | 66322 | 209191285 | 05/25/2023
Lennox Industries Inc. | ARMSTRONG AIR | A80DF1E090B16** | Federally-Regulated Consumer Product | Non-Weatherized, Non-Condensin | 1639 | 254 |  | 05/25/2023 | 87767 | 202181824 | 05/25/2023
Lennox Industries Inc. | ARMSTRONG AIR | A93UH1E110C20A* | Federally-Regulated Consumer Product | Non-Weatherized, Condensing Ga | 1966 | 282 |  | 05/25/2023 | 110142 | 203926019 | 05/25/2023
Lennox Industries Inc. | ARMSTRONG AIR | A93DF1E045B12A* | Federally-Regulated Consumer Product | Non-Weatherized, Condensing Ga | 1307 | 253 |  | 05/25/2023 | 43616 | 203926020 | 05/25/2023
Lennox Industries Inc. | ARMSTRONG AIR | A93UH1E110C16A* | Federally-Regulated Consumer Product | Non-Weatherized, Condensing Ga | 1574 | 264 |  | 05/25/2023 | 109805 | 203926018 | 05/25/2023
Lennox Industries Inc. | ARMSTRONG AIR | A96DF1E045B12-** | Federally-Regulated Consumer Product | Non-Weatherized, Condensing Ga | 1250 | 250 |  | 05/25/2023 | 44206 | 209191283 | 05/25/2023
Lennox Industries Inc. | ARMSTRONG AIR | A80UH1E070B12** | Federally-Regulated Consumer Product | Non-Weatherized, Non-Condensin | 1361 | 242 |  | 05/25/2023 | 65645 | 202181499 | 05/25/2023
Lennox Industries Inc. | ARMSTRONG AIR | A97US2V060B12X-** | Federally-Regulated Consumer Product | Non-Weatherized, Condensing Ga | 1502 | 261 |  | 05/25/2023 | 38935 | 201870444 | 05/25/2023
Lennox Industries Inc. | ARMSTRONG AIR | A93DF1E090C16A* | Federally-Regulated Consumer Product | Non-Weatherized, Condensing Ga | 1659 | 268 |  | 05/25/2023 | 87251 | 203926022 | 05/25/2023
Lennox Industries Inc. | ARMSTRONG AIR | A80US2V070A12-* | Federally-Regulated Consumer Product | Non-Weatherized, Non-Condensin | 1405 | 244 |  | 05/25/2023 | 43075 | 201693132 | 05/25/2023
Lennox Industries Inc. | ARMSTRONG AIR | A80US2V090B16L-* | Federally-Regulated Consumer Product | Non-Weatherized, Non-Condensin | 1830 | 263 |  | 05/25/2023 | 56900 | 201693158 | 05/25/2023
Lennox Industries Inc. | ARMSTRONG AIR | A80UH1E090B16** | Federally-Regulated Consumer Product | Non-Weatherized, Non-Condensin | 1628 | 254 |  | 05/25/2023 | 87272 | 202181503 | 05/25/2023
Lennox Industries Inc. | ARMSTRONG AIR | A96US2V090C12S-* | Federally-Regulated Consumer Product | Non-Weatherized, Condensing Ga | 1394 | 256 |  | 05/25/2023 | 57911 | 201695961 | 05/25/2023
Lennox Industries Inc. | ARMSTRONG AIR | A80US2V090B12-* | Federally-Regulated Consumer Product | Non-Weatherized, Non-Condensin | 1455 | 246 |  | 05/25/2023 | 57397 | 201693144 | 05/25/2023
Lennox Industries Inc. | ARMSTRONG AIR | A80US2V090C20-* | Federally-Regulated Consumer Product | Non-Weatherized, Non-Condensin | 2291 | 283 |  | 05/25/2023 | 57219 | 201693148 | 05/25/2023
Lennox Industries Inc. | ARMSTRONG AIR | 96G1UH060BE12X-* | Federally-Regulated Consumer Product | Non-Weatherized, Condensing Ga | 1313 | 253 |  | 05/25/2023 | 60222 | 201981475 | 05/25/2023
Lennox Industries Inc. | ARMSTRONG AIR | A80US2V100C20X-** | Federally-Regulated Consumer Product | Non-Weatherized, Non-Condensin | 2180 | 278 |  | 05/25/2023 | 65611 | 201981524 | 05/25/2023
Lennox Industries Inc. | ARMSTRONG AIR | A96US2V135D20S-* | Federally-Regulated Consumer Product | Non-Weatherized, Condensing Ga | 2361 | 299 |  | 05/25/2023 | 86440 | 201695948 | 05/25/2023
Lennox Industries Inc. | ARMSTRONG AIR | A96DF1E090C16-** | Federally-Regulated Consumer Product | Non-Weatherized, Condensing Ga | 1542 | 263 |  | 05/25/2023 | 88229 | 209191287 | 05/25/2023
Lennox Industries Inc. | ARMSTRONG AIR | A96UH1E045B12-** | Federally-Regulated Consumer Product | Non-Weatherized, Condensing Ga | 1284 | 251 |  | 05/25/2023 | 44162 | 209191293 | 05/25/2023
Lennox Industries Inc. | ARMSTRONG AIR | A80DS2V090B16-* | Federally-Regulated Consumer Product | Non-Weatherized, Non-Condensin | 1740 | 259 |  | 05/25/2023 | 56622 | 201693134 | 05/25/2023
Lennox Industries Inc. | ARMSTRONG AIR | A80DS2V070A12-* | Federally-Regulated Consumer Product | Non-Weatherized, Non-Condensin | 1405 | 244 |  | 05/25/2023 | 43075 | 201693140 | 05/25/2023
Lennox Industries Inc. | ARMSTRONG AIR | A96US2V110C20S-* | Federally-Regulated Consumer Product | Non-Weatherized, Condensing Ga | 2307 | 297 |  | 05/25/2023 | 71185 | 201695951 | 05/25/2023
Lennox Industries Inc. | ARMSTRONG AIR | A80US2V135D20-* | Federally-Regulated Consumer Product | Non-Weatherized, Non-Condensin | 2445 | 290 |  | 05/25/2023 | 86870 | 201693156 | 05/25/2023
Lennox Industries Inc. | ARMSTRONG AIR | A96UH1E030B12-** | Federally-Regulated Consumer Product | Non-Weatherized, Condensing Ga | 1312 | 252 |  | 05/25/2023 | 29941 | 209191292 | 05/25/2023
Lennox Industries Inc. | ARMSTRONG AIR | A96DS2V045B12S-* | Federally-Regulated Consumer Product | Non-Weatherized, Condensing Ga | 1331 | 254 |  | 05/25/2023 | 28604 | 201695955 | 05/25/2023
Lennox Industries Inc. | ARMSTRONG AIR | A93UH1E070B12A* | Federally-Regulated Consumer Product | Non-Weatherized, Condensing Ga | 1277 | 251 |  | 05/25/2023 | 65742 | 203926015 | 05/25/2023
Lennox Industries Inc. | ARMSTRONG AIR | A80US2V070A12L-* | Federally-Regulated Consumer Product | Non-Weatherized, Non-Condensin | 1394 | 243 |  | 05/25/2023 | 42853 | 201693142 | 05/25/2023
Lennox Industries Inc. | ARMSTRONG AIR | A93DF1E070B12A* | Federally-Regulated Consumer Product | Non-Weatherized, Condensing Ga | 1331 | 254 |  | 05/25/2023 | 66519 | 203926021 | 05/25/2023
Lennox Industries Inc. | ARMSTRONG AIR | A80US2V080C20X-** | Federally-Regulated Consumer Product | Non-Weatherized, Non-Condensin | 2330 | 285 |  | 05/25/2023 | 52501 | 201981534 | 05/25/2023
Lennox Industries Inc. | ARMSTRONG AIR | A80UH2E110C20*-* | Federally-Regulated Consumer Product | Non-Weatherized, Non-Condensin | 2048 | 272 |  | 05/25/2023 | 72123 | 207188147 | 05/25/2023
Lennox Industries Inc. | ARMSTRONG AIR | A80UH1E080B16X-* | Federally-Regulated Consumer Product | Non-Weatherized, Non-Condensin | 1688 | 256 |  | 05/25/2023 | 79662 | 202162648 | 05/25/2023
Lennox Industries Inc. | ARMSTRONG AIR | A96DS2V110C20S-* | Federally-Regulated Consumer Product | Non-Weatherized, Condensing Ga | 2263 | 295 |  | 05/25/2023 | 71480 | 201695959 | 05/25/2023
Lennox Industries Inc. | ARMSTRONG AIR | A80DF1E110C20** | Federally-Regulated Consumer Product | Non-Weatherized, Non-Condensin | 2147 | 276 |  | 05/25/2023 | 111057 | 202181841 | 05/25/2023
Lennox Industries Inc. | ARMSTRONG AIR | A80UH1E090C20** | Federally-Regulated Consumer Product | Non-Weatherized, Non-Condensin | 2081 | 274 |  | 05/25/2023 | 87931 | 202181507 | 05/25/2023
Lennox Industries Inc. | ARMSTRONG AIR | A80US2V090B16-* | Federally-Regulated Consumer Product | Non-Weatherized, Non-Condensin | 1830 | 263 |  | 05/25/2023 | 56900 | 201693146 | 05/25/2023
Lennox Industries Inc. | ARMSTRONG AIR | A97US2V080C20X-*-* | Federally-Regulated Consumer Product | Non-Weatherized, Condensing Ga | 2327 | 297 |  | 05/25/2023 | 51978 | 201870448 | 05/25/2023
Lennox Industries Inc. | ARMSTRONG AIR | A96UH1E090C16-** | Federally-Regulated Consumer Product | Non-Weatherized, Condensing Ga | 1566 | 264 |  | 05/25/2023 | 87748 | 209191297 | 05/25/2023
Lennox Industries Inc. | ARMSTRONG AIR | A80US2V110C20L-* | Federally-Regulated Consumer Product | Non-Weatherized, Non-Condensin | 2330 | 285 |  | 05/25/2023 | 71206 | 201693154 | 05/25/2023
Lennox Industries Inc. | ARMSTRONG AIR | A80UH1E070A12-* | Federally-Regulated Consumer Product | Non-Weatherized, Non-Condensin | 1317 | 240 |  | 05/25/2023 | 65588 | 204454632 | 05/25/2023
Lennox Industries Inc. | ARMSTRONG AIR | A93UH1E045B12A* | Federally-Regulated Consumer Product | Non-Weatherized, Condensing Ga | 1276 | 251 |  | 05/25/2023 | 44281 | 206800735 | 05/25/2023
Lennox Industries Inc. | ARMSTRONG AIR | A80UH1E80B16X-* | Federally-Regulated Consumer Product | Non-Weatherized, Non-Condensin | 1688 | 256 |  | 05/25/2023 | 79662 | 202055797 | 05/25/2023
Lennox Industries Inc. | ARMSTRONG AIR | A93UH1E090C16A* | Federally-Regulated Consumer Product | Non-Weatherized, Condensing Ga | 1652 | 268 |  | 05/25/2023 | 87424 | 203926017 | 05/25/2023
Lennox Industries Inc. | ARMSTRONG AIR | A96US2V045B12S-* | Federally-Regulated Consumer Product | Non-Weatherized, Condensing Ga | 1270 | 251 |  | 05/25/2023 | 28998 | 201695944 | 05/25/2023
Lennox Industries Inc. | ARMSTRONG AIR | A80UH1E045A12** | Federally-Regulated Consumer Product | Non-Weatherized, Non-Condensin | 1249 | 237 |  | 05/25/2023 | 43950 | 202181495 | 05/25/2023
Lennox Industries Inc. | ARMSTRONG AIR | A96UH1E110C20-** | Federally-Regulated Consumer Product | Non-Weatherized, Condensing Ga | 2018 | 284 |  | 05/25/2023 | 110619 | 209191299 | 05/25/2023
Lennox Industries Inc. | ARMSTRONG AIR | A80UH2E090B16*-* | Federally-Regulated Consumer Product | Non-Weatherized, Non-Condensin | 1663 | 255 |  | 05/25/2023 | 57278 | 207188139 | 05/25/2023
Lennox Industries Inc. | ARMSTRONG AIR | A80UH1E040A12X-* | Federally-Regulated Consumer Product | Non-Weatherized, Non-Condensin | 1322 | 240 |  | 05/25/2023 | 40067 | 202055360 | 05/25/2023
Lennox Industries Inc. | ARMSTRONG AIR | A80US2V060A12X-** | Federally-Regulated Consumer Product | Non-Weatherized, Non-Condensin | 1366 | 242 |  | 05/25/2023 | 39546 | 201981520 | 05/25/2023
Lennox Industries Inc. | ARMSTRONG AIR | A97US2V040B12X-*-* | Federally-Regulated Consumer Product | Non-Weatherized, Condensing Ga | 1397 | 256 |  | 05/25/2023 | 25747 | 201870438 | 05/25/2023
Lennox Industries Inc. | ARMSTRONG AIR | A93UH1E030B12A* | Federally-Regulated Consumer Product | Non-Weatherized, Condensing Ga | 1311 | 253 |  | 05/25/2023 | 29941 | 203926013 | 05/25/2023
Lennox Industries Inc. | ARMSTRONG AIR | A96UH1E070B12-** | Federally-Regulated Consumer Product | Non-Weatherized, Condensing Ga | 1298 | 252 |  | 05/25/2023 | 65683 | 209191295 | 05/25/2023
Lennox Industries Inc. | ARMSTRONG AIR | A80UH1E100C20X-* | Federally-Regulated Consumer Product | Non-Weatherized, Non-Condensin | 2162 | 277 |  | 05/25/2023 | 100221 | 202055801 | 05/25/2023
Lennox Industries Inc. | ARMSTRONG AIR | A96US2V090C16*-* | Federally-Regulated Consumer Product | Non-Weatherized, Condensing Ga | 1764 | 273 |  | 05/25/2023 | 57721 | 201696026 | 05/25/2023
Lennox Industries Inc. | ARMSTRONG AIR | A80UH2E090B12*-* | Federally-Regulated Consumer Product | Non-Weatherized, Non-Condensin | 1476 | 247 |  | 05/25/2023 | 57525 | 207188134 | 05/25/2023
Lennox Industries Inc. | ARMSTRONG AIR | A96US2V110C16S-* | Federally-Regulated Consumer Product | Non-Weatherized, Condensing Ga | 1752 | 272 |  | 05/25/2023 | 71078 | 201695953 | 05/25/2023
Lennox Industries Inc. | ARMSTRONG AIR | A80UH2E070A12*-* | Federally-Regulated Consumer Product | Non-Weatherized, Non-Condensin | 1397 | 243 |  | 05/25/2023 | 43054 | 207188126 | 05/25/2023
Lennox Industries Inc. | ARMSTRONG AIR | A96DF1E110C20-** | Federally-Regulated Consumer Product | Non-Weatherized, Condensing Ga | 2033 | 284 |  | 05/25/2023 | 111365 | 209191289 | 05/25/2023
Lennox Industries Inc. | ARMSTRONG AIR | A80US2V080B16X-** | Federally-Regulated Consumer Product | Non-Weatherized, Non-Condensin | 1760 | 259 |  | 05/25/2023 | 51919 | 201981522 | 05/25/2023
Lennox Industries Inc. | ARMSTRONG AIR | A80DF1E070B12** | Federally-Regulated Consumer Product | Non-Weatherized, Non-Condensin | 1369 | 242 |  | 05/25/2023 | 66107 | 202181810 | 05/25/2023
Lennox Industries Inc. | ARMSTRONG AIR | A96UH1E135D20-** | Federally-Regulated Consumer Product | Non-Weatherized, Condensing Ga | 2388 | 300 |  | 05/25/2023 | 132320 | 209191301 | 05/25/2023
Lennox Industries Inc. | ARMSTRONG AIR | A80UH1E135D20** | Federally-Regulated Consumer Product | Non-Weatherized, Non-Condensin | 2248 | 281 |  | 05/25/2023 | 132455 | 202181515 | 05/25/2023
Lennox Industries Inc. | ARMSTRONG AIR | A80UH2E110C16*-* | Federally-Regulated Consumer Product | Non-Weatherized, Non-Condensin | 1658 | 255 |  | 05/25/2023 | 72173 | 207188155 | 05/25/2023
Lennox Industries Inc. | ARMSTRONG AIR | A80UH1E110C20** | Federally-Regulated Consumer Product | Non-Weatherized, Non-Condensin | 2053 | 272 |  | 05/25/2023 | 109478 | 202181511 | 05/25/2023
Lennox Industries Inc. | ARMSTRONG AIR | A96DS2V070B16S-* | Federally-Regulated Consumer Product | Non-Weatherized, Condensing Ga | 1755 | 272 |  | 05/25/2023 | 43625 | 201695957 | 05/25/2023
Lennox Industries Inc. | ARMSTRONG AIR | A80DF1E045A12** | Federally-Regulated Consumer Product | Non-Weatherized, Non-Condensin | 1233 | 236 |  | 05/25/2023 | 44020 | 202181794 | 05/25/2023
Lennox Industries Inc. | ARMSTRONG AIR | A96DS2V090C20S-* | Federally-Regulated Consumer Product | Non-Weatherized, Condensing Ga | 2247 | 294 |  | 05/25/2023 | 57246 | 201695965 | 05/25/2023
Lennox Industries Inc. | ARMSTRONG AIR | A97US2V080C16X-*-* | Federally-Regulated Consumer Product | Non-Weatherized, Condensing Ga | 1789 | 274 |  | 05/25/2023 | 52127 | 201870446 | 05/25/2023
Carrier Corp. - Indianapolis | Day & Night | PGD424060K**0K* | Federally-Regulated Consumer Product | Weatherized Non-Condensing Gas | 1084 | 246 |  | 05/25/2023 | 60632 | 212006431 | 05/25/2023
Carrier Corp. - Indianapolis | Day & Night | PGD460115K**1K* | Federally-Regulated Consumer Product | Weatherized Non-Condensing Gas | 2156 | 293 |  | 05/25/2023 | 114957 | 212028233 | 05/25/2023
Carrier Corp. - Indianapolis | Day & Night | PGD460130K**1K* | Federally-Regulated Consumer Product | Weatherized Non-Condensing Gas | 2038 | 288 |  | 05/25/2023 | 127500 | 212028234 | 05/25/2023
Carrier Corp. - Indianapolis | Day & Night | PGR560130K**0K* | Federally-Regulated Consumer Product | Weatherized Non-Condensing Gas | 1857 | 280 |  | 05/25/2023 | 84458 | 212409729 | 05/25/2023
Carrier Corp. - Indianapolis | Day & Night | PGR548090K**1K* | Federally-Regulated Consumer Product | Weatherized Non-Condensing Gas | 1763 | 276 |  | 05/25/2023 | 58303 | 212409734 | 05/25/2023
Carrier Corp. - Indianapolis | Day & Night | PGD448115K**0K* | Federally-Regulated Consumer Product | Weatherized Non-Condensing Gas | 2156 | 293 |  | 05/25/2023 | 114957 | 212006443 | 05/25/2023
Carrier Corp. - Indianapolis | Day & Night | PGR536060K**2K* | Federally-Regulated Consumer Product | Weatherized Non-Condensing Gas | 1489 | 264 |  | 05/25/2023 | 60874 | 212410537 | 05/25/2023
Carrier Corp. - Indianapolis | Day & Night | PGR536090K**0K* | Federally-Regulated Consumer Product | Weatherized Non-Condensing Gas | 1355 | 258 |  | 05/25/2023 | 59892 | 212409724 | 05/25/2023
Carrier Corp. - Indianapolis | Day & Night | PGR524040K**1K* | Federally-Regulated Consumer Product | Weatherized Non-Condensing Gas | 1066 | 245 |  | 05/25/2023 | 26216 | 212409730 | 05/25/2023
Carrier Corp. - Indianapolis | Day & Night | PGR560090K**2K* | Federally-Regulated Consumer Product | Weatherized Non-Condensing Gas | 1837 | 279 |  | 05/25/2023 | 90615 | 212410540 | 05/25/2023
Carrier Corp. - Indianapolis | Day & Night | PGD436060K**2K* | Federally-Regulated Consumer Product | Weatherized Non-Condensing Gas | 1442 | 262 |  | 05/25/2023 | 60044 | 212006468 | 05/25/2023
Carrier Corp. - Indianapolis | Day & Night | PGD424040K**1K* | Federally-Regulated Consumer Product | Weatherized Non-Condensing Gas | 1004 | 243 |  | 05/25/2023 | 39874 | 212006446 | 05/25/2023
Carrier Corp. - Indianapolis | Day & Night | PGD460090K**2K* | Federally-Regulated Consumer Product | Weatherized Non-Condensing Gas | 2114 | 292 |  | 05/25/2023 | 89429 | 212028237 | 05/25/2023
Carrier Corp. - Indianapolis | Day & Night | PGD424060K**2K* | Federally-Regulated Consumer Product | Weatherized Non-Condensing Gas | 1073 | 246 |  | 05/25/2023 | 60498 | 212006464 | 05/25/2023
Carrier Corp. - Indianapolis | Day & Night | PGR548090K**0K* | Federally-Regulated Consumer Product | Weatherized Non-Condensing Gas | 1763 | 276 |  | 05/25/2023 | 58303 | 212409725 | 05/25/2023
Carrier Corp. - Indianapolis | Day & Night | PGD442060K**2K* | Federally-Regulated Consumer Product | Weatherized Non-Condensing Gas | 1413 | 261 |  | 05/25/2023 | 59753 | 212006470 | 05/25/2023
Carrier Corp. - Indianapolis | Day & Night | PGD430040K**0K* | Federally-Regulated Consumer Product | Weatherized Non-Condensing Gas | 1119 | 248 |  | 05/25/2023 | 40289 | 212006432 | 05/25/2023
Carrier Corp. - Indianapolis | Day & Night | PGD424040K**2K* | Federally-Regulated Consumer Product | Weatherized Non-Condensing Gas | 933 | 240 |  | 05/25/2023 | 45607 | 212006462 | 05/25/2023
Carrier Corp. - Indianapolis | Day & Night | PGD436060K**1K* | Federally-Regulated Consumer Product | Weatherized Non-Condensing Gas | 1312 | 256 |  | 05/25/2023 | 60638 | 212006452 | 05/25/2023
Carrier Corp. - Indianapolis | Day & Night | PGD430060K**1K* | Federally-Regulated Consumer Product | Weatherized Non-Condensing Gas | 1248 | 253 |  | 05/25/2023 | 60151 | 212006451 | 05/25/2023
Carrier Corp. - Indianapolis | Day & Night | PGD424040K**0K* | Federally-Regulated Consumer Product | Weatherized Non-Condensing Gas | 1004 | 243 |  | 05/25/2023 | 39874 | 212006429 | 05/25/2023
Carrier Corp. - Indianapolis | Day & Night | PGR560090K**0K* | Federally-Regulated Consumer Product | Weatherized Non-Condensing Gas | 1763 | 276 |  | 05/25/2023 | 58303 | 212409727 | 05/25/2023
Carrier Corp. - Indianapolis | Day & Night | PGD442090K**0K* | Federally-Regulated Consumer Product | Weatherized Non-Condensing Gas | 1434 | 262 |  | 05/25/2023 | 89946 | 212006439 | 05/25/2023
Carrier Corp. - Indianapolis | Day & Night | PGD430060K**0K* | Federally-Regulated Consumer Product | Weatherized Non-Condensing Gas | 1248 | 253 |  | 05/25/2023 | 60151 | 212006433 | 05/25/2023
Carrier Corp. - Indianapolis | Day & Night | PGR560115K**0K* | Federally-Regulated Consumer Product | Weatherized Non-Condensing Gas | 1746 | 275 |  | 05/25/2023 | 75885 | 212409728 | 05/25/2023
Carrier Corp. - Indianapolis | Day & Night | PGR524060K**2K* | Federally-Regulated Consumer Product | Weatherized Non-Condensing Gas | 1136 | 248 |  | 05/25/2023 | 59157 | 212410535 | 05/25/2023
Carrier Corp. - Indianapolis | Day & Night | PGD424060K**1K* | Federally-Regulated Consumer Product | Weatherized Non-Condensing Gas | 1084 | 246 |  | 05/25/2023 | 60632 | 212006447 | 05/25/2023
Carrier Corp. - Indianapolis | Day & Night | PGR536090K**1K* | Federally-Regulated Consumer Product | Weatherized Non-Condensing Gas | 1355 | 258 |  | 05/25/2023 | 59892 | 212409733 | 05/25/2023
Carrier Corp. - Indianapolis | Day & Night | PGR524040K**2K* | Federally-Regulated Consumer Product | Weatherized Non-Condensing Gas | 1117 | 248 |  | 05/25/2023 | 44623 | 212410534 | 05/25/2023
Carrier Corp. - Indianapolis | Day & Night | PGD448090K**1K* | Federally-Regulated Consumer Product | Weatherized Non-Condensing Gas | 2142 | 293 |  | 05/25/2023 | 89758 | 212006457 | 05/25/2023
Carrier Corp. - Indianapolis | Day & Night | PGD460090K**1K* | Federally-Regulated Consumer Product | Weatherized Non-Condensing Gas | 2142 | 293 |  | 05/25/2023 | 89758 | 212028229 | 05/25/2023
Carrier Corp. - Indianapolis | Day & Night | PGD448090K**2K* | Federally-Regulated Consumer Product | Weatherized Non-Condensing Gas | 2114 | 292 |  | 05/25/2023 | 89429 | 212006473 | 05/25/2023
Carrier Corp. - Indianapolis | Day & Night | PGD436090K**0K* | Federally-Regulated Consumer Product | Weatherized Non-Condensing Gas | 1353 | 258 |  | 05/25/2023 | 89606 | 212006436 | 05/25/2023
Carrier Corp. - Indianapolis | Day & Night | PGD442060K**0K* | Federally-Regulated Consumer Product | Weatherized Non-Condensing Gas | 1478 | 264 |  | 05/25/2023 | 60485 | 212006438 | 05/25/2023
Carrier Corp. - Indianapolis | Day & Night | PGD448130K**1K* | Federally-Regulated Consumer Product | Weatherized Non-Condensing Gas | 2038 | 288 |  | 05/25/2023 | 127500 | 212006461 | 05/25/2023
Carrier Corp. - Indianapolis | Day & Night | PGR548115K**0K* | Federally-Regulated Consumer Product | Weatherized Non-Condensing Gas | 1746 | 275 |  | 05/25/2023 | 75885 | 212409726 | 05/25/2023
Carrier Corp. - Indianapolis | Day & Night | PGD436060K**0K* | Federally-Regulated Consumer Product | Weatherized Non-Condensing Gas | 1312 | 256 |  | 05/25/2023 | 60638 | 212006435 | 05/25/2023
Carrier Corp. - Indianapolis | Day & Night | PGD436090K**1K* | Federally-Regulated Consumer Product | Weatherized Non-Condensing Gas | 1353 | 258 |  | 05/25/2023 | 89606 | 212006453 | 05/25/2023
Carrier Corp. - Indianapolis | Day & Night | PGD430040K**2K* | Federally-Regulated Consumer Product | Weatherized Non-Condensing Gas | 1121 | 248 |  | 05/25/2023 | 45305 | 212006465 | 05/25/2023
Carrier Corp. - Indianapolis | Day & Night | PGR524060K**0K* | Federally-Regulated Consumer Product | Weatherized Non-Condensing Gas | 1151 | 249 |  | 05/25/2023 | 39299 | 212409722 | 05/25/2023
Carrier Corp. - Indianapolis | Day & Night | PGD430040K**1K* | Federally-Regulated Consumer Product | Weatherized Non-Condensing Gas | 1119 | 248 |  | 05/25/2023 | 40289 | 212006449 | 05/25/2023
Carrier Corp. - Indianapolis | Day & Night | PGD442090K**1K* | Federally-Regulated Consumer Product | Weatherized Non-Condensing Gas | 1434 | 262 |  | 05/25/2023 | 89946 | 212006456 | 05/25/2023
Carrier Corp. - Indianapolis | Day & Night | PGR548090K**2K* | Federally-Regulated Consumer Product | Weatherized Non-Condensing Gas | 1628 | 270 |  | 05/25/2023 | 90600 | 212410538 | 05/25/2023
Carrier Corp. - Indianapolis | Day & Night | PGD460090K**0K* | Federally-Regulated Consumer Product | Weatherized Non-Condensing Gas | 2142 | 293 |  | 05/25/2023 | 89758 | 212028220 | 05/25/2023
Carrier Corp. - Indianapolis | Day & Night | PGR560115K**1K* | Federally-Regulated Consumer Product | Weatherized Non-Condensing Gas | 1746 | 275 |  | 05/25/2023 | 75885 | 212409737 | 05/25/2023
Carrier Corp. - Indianapolis | Day & Night | PGD430060K**2K* | Federally-Regulated Consumer Product | Weatherized Non-Condensing Gas | 1188 | 251 |  | 05/25/2023 | 60125 | 212006467 | 05/25/2023
Carrier Corp. - Indianapolis | Day & Night | PGR560090K**1K* | Federally-Regulated Consumer Product | Weatherized Non-Condensing Gas | 1763 | 276 |  | 05/25/2023 | 58303 | 212409736 | 05/25/2023
Carrier Corp. - Indianapolis | Day & Night | PGR560130K**1K* | Federally-Regulated Consumer Product | Weatherized Non-Condensing Gas | 1857 | 280 |  | 05/25/2023 | 84458 | 212409738 | 05/25/2023
Carrier Corp. - Indianapolis | Day & Night | PGD448090K**0K* | Federally-Regulated Consumer Product | Weatherized Non-Condensing Gas | 2142 | 293 |  | 05/25/2023 | 89758 | 212006441 | 05/25/2023
Carrier Corp. - Indianapolis | Day & Night | PGR548115K**1K* | Federally-Regulated Consumer Product | Weatherized Non-Condensing Gas | 1746 | 275 |  | 05/25/2023 | 75885 | 212409735 | 05/25/2023
Carrier Corp. - Indianapolis | Day & Night | PGR536060K**0K* | Federally-Regulated Consumer Product | Weatherized Non-Condensing Gas | 1416 | 261 |  | 05/25/2023 | 39812 | 212409723 | 05/25/2023
Carrier Corp. - Indianapolis | Day & Night | PGR524060K**1K* | Federally-Regulated Consumer Product | Weatherized Non-Condensing Gas | 1151 | 249 |  | 05/25/2023 | 39299 | 212409731 | 05/25/2023
Carrier Corp. - Indianapolis | Day & Night | PGD448130K**0K* | Federally-Regulated Consumer Product | Weatherized Non-Condensing Gas | 2038 | 288 |  | 05/25/2023 | 127500 | 212006444 | 05/25/2023
Carrier Corp. - Indianapolis | Day & Night | PGD448115K**1K* | Federally-Regulated Consumer Product | Weatherized Non-Condensing Gas | 2156 | 293 |  | 05/25/2023 | 114957 | 212006459 | 05/25/2023
Carrier Corp. - Indianapolis | Day & Night | PGD442090K**2K* | Federally-Regulated Consumer Product | Weatherized Non-Condensing Gas | 1479 | 264 |  | 05/25/2023 | 89913 | 212006471 | 05/25/2023
Carrier Corp. - Indianapolis | Day & Night | PGR536060K**1K* | Federally-Regulated Consumer Product | Weatherized Non-Condensing Gas | 1416 | 261 |  | 05/25/2023 | 39812 | 212409732 | 05/25/2023
Carrier Corp. - Indianapolis | Day & Night | PGD460115K**0K* | Federally-Regulated Consumer Product | Weatherized Non-Condensing Gas | 2156 | 293 |  | 05/25/2023 | 114957 | 212028224 | 05/25/2023
Carrier Corp. - Indianapolis | Day & Night | PGD460130K**0K* | Federally-Regulated Consumer Product | Weatherized Non-Condensing Gas | 2038 | 288 |  | 05/25/2023 | 127500 | 212028225 | 05/25/2023
Carrier Corp. - Indianapolis | Day & Night | PGR524040K**0K* | Federally-Regulated Consumer Product | Weatherized Non-Condensing Gas | 1066 | 245 |  | 05/25/2023 | 26216 | 212409721 | 05/25/2023
Carrier Corp. - Indianapolis | Day & Night | PGD442060K**1K* | Federally-Regulated Consumer Product | Weatherized Non-Condensing Gas | 1478 | 264 |  | 05/25/2023 | 60485 | 212006455 | 05/25/2023
Rheem Sales Company, Inc. | Weatherking | W801W1255A24UH | Federally-Regulated Consumer Product | Non-Weatherized, Non-Condensin | 2076 | 258 |  | 05/25/2023 | 124802 | 208770566 | 05/25/2023
Rheem Sales Company, Inc. | Weatherking | RGEAZR024AJT06UNA | Federally-Regulated Consumer Product | Weatherized Non-Condensing Gas | 1236 | 253 |  | 05/25/2023 | 61566 | 208676477 | 05/25/2023
Rheem Sales Company, Inc. | Weatherking | W802W0754A17DZSBAS | Federally-Regulated Consumer Product | Non-Weatherized, Non-Condensin | 1628 | 254 |  | 05/25/2023 | 52707 | 211774739 | 05/25/2023
Rheem Sales Company, Inc. | Weatherking | W951W1155A24M4 | Federally-Regulated Consumer Product | Non-Weatherized, Condensing Ga | 2137 | 231 |  | 05/25/2023 | 111605 | 208770580 | 05/25/2023
Rheem Sales Company, Inc. | Weatherking | RGEAZR030AJT081NA | Federally-Regulated Consumer Product | Weatherized Non-Condensing Gas | 1216 | 253 |  | 05/25/2023 | 80365 | 208676417 | 05/25/2023
Rheem Sales Company, Inc. | Weatherking | RGEAZS036AJV08TCA | Federally-Regulated Consumer Product | Weatherized Non-Condensing Gas | 1662 | 272 |  | 05/25/2023 | 60830 | 211729596 | 05/25/2023
Rheem Sales Company, Inc. | Weatherking | W802TA100521MSA | Federally-Regulated Consumer Product | Non-Weatherized, Non-Condensin | 1952 | 268 |  | 05/25/2023 | 70078 | 204007880 | 05/25/2023
Rheem Sales Company, Inc. | Weatherking | RGEAZR036AJT08UNA | Federally-Regulated Consumer Product | Weatherized Non-Condensing Gas | 1382 | 260 |  | 05/25/2023 | 80891 | 208676527 | 05/25/2023
Rheem Sales Company, Inc. | Weatherking | W802W0754A17DZNBAS | Federally-Regulated Consumer Product | Non-Weatherized, Non-Condensin | 1628 | 254 |  | 05/25/2023 | 52707 | 211774738 | 05/25/2023
Rheem Sales Company, Inc. | Weatherking | W921T0855A21M4 | Federally-Regulated Consumer Product | Non-Weatherized, Condensing Ga | 1929 | 280 |  | 05/25/2023 | 84515 | 208663465 | 05/25/2023
Rheem Sales Company, Inc. | Weatherking | RGEAZR060AJT101NA | Federally-Regulated Consumer Product | Weatherized Non-Condensing Gas | 2131 | 293 |  | 05/25/2023 | 101980 | 208676462 | 05/25/2023
Rheem Sales Company, Inc. | Weatherking | W801T1005A21UHS | Federally-Regulated Consumer Product | Non-Weatherized, Non-Condensin | 1812 | 262 |  | 05/25/2023 | 99863 | 208242447 | 05/25/2023
Rheem Sales Company, Inc. | Weatherking | W802TA075317MSA | Federally-Regulated Consumer Product | Non-Weatherized, Non-Condensin | 1539 | 250 |  | 05/25/2023 | 52505 | 204007871 | 05/25/2023
Rheem Sales Company, Inc. | Weatherking | RGEAZR036AJT101NA | Federally-Regulated Consumer Product | Weatherized Non-Condensing Gas | 1380 | 260 |  | 05/25/2023 | 100130 | 208676432 | 05/25/2023
Rheem Sales Company, Inc. | Weatherking | W951T1005A21M4 | Federally-Regulated Consumer Product | Non-Weatherized, Condensing Ga | 2066 | 286 |  | 05/25/2023 | 98023 | 208663432 | 05/25/2023
Rheem Sales Company, Inc. | Weatherking | RGEAZR024AJT081NA | Federally-Regulated Consumer Product | Weatherized Non-Condensing Gas | 1202 | 252 |  | 05/25/2023 | 79659 | 208676402 | 05/25/2023
Rheem Sales Company, Inc. | Weatherking | W921T0403A17M4 | Federally-Regulated Consumer Product | Non-Weatherized, Condensing Ga | 1107 | 244 |  | 05/25/2023 | 41877 | 208663461 | 05/25/2023
Rheem Sales Company, Inc. | Weatherking | RGEAZS036ACV08TCA | Federally-Regulated Consumer Product | Weatherized Non-Condensing Gas | 1662 | 272 |  | 05/25/2023 | 60830 | 211729584 | 05/25/2023
Rheem Sales Company, Inc. | Weatherking | W801T0755A21DZN | Federally-Regulated Consumer Product | Non-Weatherized, Non-Condensin | 1883 | 265 |  | 05/25/2023 | 75029 | 208242462 | 05/25/2023
Rheem Sales Company, Inc. | Weatherking | W802TA050314MXA | Federally-Regulated Consumer Product | Non-Weatherized, Non-Condensin | 1260 | 237 |  | 05/25/2023 | 35654 | 204099261 | 05/25/2023
Rheem Sales Company, Inc. | Weatherking | W801T0754A21UHS | Federally-Regulated Consumer Product | Non-Weatherized, Non-Condensin | 1634 | 254 |  | 05/25/2023 | 75736 | 208242446 | 05/25/2023
Rheem Sales Company, Inc. | Weatherking | W801T0753A17DZN | Federally-Regulated Consumer Product | Non-Weatherized, Non-Condensin | 1253 | 237 |  | 05/25/2023 | 74903 | 210586030 | 05/25/2023
Rheem Sales Company, Inc. | Weatherking | W951T1155A24M4 | Federally-Regulated Consumer Product | Non-Weatherized, Condensing Ga | 2041 | 285 |  | 05/25/2023 | 111488 | 208663354 | 05/25/2023
Rheem Sales Company, Inc. | Weatherking | RGEAZS036AJV06TCA | Federally-Regulated Consumer Product | Weatherized Non-Condensing Gas | 1702 | 248 |  | 05/25/2023 | 46772 | 211729592 | 05/25/2023
Rheem Sales Company, Inc. | Weatherking | W951W0705A21M4 | Federally-Regulated Consumer Product | Non-Weatherized, Condensing Ga | 1835 | 248 |  | 05/25/2023 | 69808 | 208770577 | 05/25/2023
Rheem Sales Company, Inc. | Weatherking | RGEAZS036AJV10TCA | Federally-Regulated Consumer Product | Weatherized Non-Condensing Gas | 1707 | 268 |  | 05/25/2023 | 75935 | 211729600 | 05/25/2023
Rheem Sales Company, Inc. | Weatherking | W801TA050417MUA | Federally-Regulated Consumer Product | Non-Weatherized, Non-Condensin | 1502 | 248 |  | 05/25/2023 | 50342 | 204501683 | 05/25/2023
Rheem Sales Company, Inc. | Weatherking | W921W0703A17M4 | Federally-Regulated Consumer Product | Non-Weatherized, Condensing Ga | 1166 | 246 |  | 05/25/2023 | 70001 | 208770569 | 05/25/2023
Rheem Sales Company, Inc. | Weatherking | W802TA075417MXA | Federally-Regulated Consumer Product | Non-Weatherized, Non-Condensin | 1884 | 265 |  | 05/25/2023 | 52545 | 204099268 | 05/25/2023
Rheem Sales Company, Inc. | Weatherking | RGEAZS036ACV10TCA | Federally-Regulated Consumer Product | Weatherized Non-Condensing Gas | 1707 | 268 |  | 05/25/2023 | 75935 | 211729588 | 05/25/2023
Rheem Sales Company, Inc. | Weatherking | RGEAZR030AJT04XNA | Federally-Regulated Consumer Product | Weatherized Non-Condensing Gas | 1342 | 258 |  | 05/25/2023 | 39842 | 208676497 | 05/25/2023
Rheem Sales Company, Inc. | Weatherking | W951W0603A17M4 | Federally-Regulated Consumer Product | Non-Weatherized, Condensing Ga | 1356 | 249 |  | 05/25/2023 | 56054 | 208770575 | 05/25/2023
Rheem Sales Company, Inc. | Weatherking | W96VA1002521MSA | Federally-Regulated Consumer Product | Non-Weatherized, Condensing Ga | 1858 | 277 |  | 05/25/2023 | 68679 | 6715491 | 05/25/2023
Rheem Sales Company, Inc. | Weatherking | W921T0703A17M4 | Federally-Regulated Consumer Product | Non-Weatherized, Condensing Ga | 1362 | 255 |  | 05/25/2023 | 69960 | 208663463 | 05/25/2023
Rheem Sales Company, Inc. | Weatherking | RGEAZS036ACV102CA | Federally-Regulated Consumer Product | Weatherized Non-Condensing Gas | 1707 | 268 |  | 05/25/2023 | 75935 | 211726905 | 05/25/2023
Rheem Sales Company, Inc. | Weatherking | RGEAZR030AJT06XNA | Federally-Regulated Consumer Product | Weatherized Non-Condensing Gas | 1342 | 258 |  | 05/25/2023 | 61240 | 208676507 | 05/25/2023
Rheem Sales Company, Inc. | Weatherking | RGEAZR036AJT06XNA | Federally-Regulated Consumer Product | Weatherized Non-Condensing Gas | 1259 | 254 |  | 05/25/2023 | 58986 | 208676522 | 05/25/2023
Rheem Sales Company, Inc. | Weatherking | W962W0703A17M4S | Federally-Regulated Consumer Product | Non-Weatherized, Condensing Ga | 1290 | 252 |  | 05/25/2023 | 48940 | 208243377 | 05/25/2023
Rheem Sales Company, Inc. | Weatherking | RGEAZR024AJT061NA | Federally-Regulated Consumer Product | Weatherized Non-Condensing Gas | 1270 | 255 |  | 05/25/2023 | 61123 | 208676397 | 05/25/2023
Rheem Sales Company, Inc. | Weatherking | W96TA0852521MSA | Federally-Regulated Consumer Product | Non-Weatherized, Condensing Ga | 2115 | 288 |  | 05/25/2023 | 58240 | 9950855 | 05/25/2023
Rheem Sales Company, Inc. | Weatherking | W921T1155A24M4 | Federally-Regulated Consumer Product | Non-Weatherized, Condensing Ga | 2041 | 285 |  | 05/25/2023 | 111488 | 208663467 | 05/25/2023
Rheem Sales Company, Inc. | Weatherking | W801TA070417MUA | Federally-Regulated Consumer Product | Non-Weatherized, Non-Condensin | 1823 | 262 |  | 05/25/2023 | 70109 | 204501686 | 05/25/2023
Rheem Sales Company, Inc. | Weatherking | RGEAZR036AJT081NA | Federally-Regulated Consumer Product | Weatherized Non-Condensing Gas | 1387 | 260 |  | 05/25/2023 | 80632 | 208676427 | 05/25/2023
Rheem Sales Company, Inc. | Weatherking | W921W1005A21M4 | Federally-Regulated Consumer Product | Non-Weatherized, Condensing Ga | 2153 | 271 |  | 05/25/2023 | 98911 | 208770572 | 05/25/2023
Rheem Sales Company, Inc. | Weatherking | RGEA14048AJT081AB | Federally-Regulated Consumer Product | Weatherized Non-Condensing Gas | 1809 | 279 |  | 05/25/2023 | 99189 | 203404488 | 05/25/2023
Rheem Sales Company, Inc. | Weatherking | W921W1155A24M4 | Federally-Regulated Consumer Product | Non-Weatherized, Condensing Ga | 2137 | 231 |  | 05/25/2023 | 111605 | 208770573 | 05/25/2023
Rheem Sales Company, Inc. | Weatherking | W951T0705A21M4 | Federally-Regulated Consumer Product | Non-Weatherized, Condensing Ga | 1983 | 282 |  | 05/25/2023 | 70360 | 208663430 | 05/25/2023
Rheem Sales Company, Inc. | Weatherking | W801T1004A21UHU | Federally-Regulated Consumer Product | Non-Weatherized, Non-Condensin | 1861 | 264 |  | 05/25/2023 | 98348 | 208430295 | 05/25/2023
Rheem Sales Company, Inc. | Weatherking | W96VA0402317MSA | Federally-Regulated Consumer Product | Non-Weatherized, Condensing Ga | 1248 | 250 |  | 05/25/2023 | 29623 | 7502135 | 05/25/2023
Rheem Sales Company, Inc. | Weatherking | RGEA15030AJV081AB | Federally-Regulated Consumer Product | Weatherized Non-Condensing Gas | 1402 | 261 |  | 05/25/2023 | 80658 | 203404536 | 05/25/2023
Rheem Sales Company, Inc. | Weatherking | W801T1005A21DZN | Federally-Regulated Consumer Product | Non-Weatherized, Non-Condensin | 1895 | 265 |  | 05/25/2023 | 100302 | 208242463 | 05/25/2023
Rheem Sales Company, Inc. | Weatherking | W802TA100417MSA | Federally-Regulated Consumer Product | Non-Weatherized, Non-Condensin | 1730 | 258 |  | 05/25/2023 | 70020 | 204007877 | 05/25/2023
Rheem Sales Company, Inc. | Weatherking | RGEAZR048AJT101NA | Federally-Regulated Consumer Product | Weatherized Non-Condensing Gas | 2001 | 287 |  | 05/25/2023 | 101705 | 208676452 | 05/25/2023
Rheem Sales Company, Inc. | Weatherking | RGEA15048AJV081AB | Federally-Regulated Consumer Product | Weatherized Non-Condensing Gas | 1720 | 275 |  | 05/25/2023 | 99897 | 203404588 | 05/25/2023
Rheem Sales Company, Inc. | Weatherking | RGEAZR030AJT061NA | Federally-Regulated Consumer Product | Weatherized Non-Condensing Gas | 1342 | 258 |  | 05/25/2023 | 61240 | 208676412 | 05/25/2023
Rheem Sales Company, Inc. | Weatherking | W951T0855A21M4 | Federally-Regulated Consumer Product | Non-Weatherized, Condensing Ga | 1929 | 280 |  | 05/25/2023 | 84515 | 208663431 | 05/25/2023
Rheem Sales Company, Inc. | Weatherking | W96TA0702317MSA | Federally-Regulated Consumer Product | Non-Weatherized, Condensing Ga | 1321 | 253 |  | 05/25/2023 | 49242 | 9950851 | 05/25/2023
Rheem Sales Company, Inc. | Weatherking | W801W1005A21UH | Federally-Regulated Consumer Product | Non-Weatherized, Non-Condensin | 2027 | 188 |  | 05/25/2023 | 100725 | 208770565 | 05/25/2023
Rheem Sales Company, Inc. | Weatherking | W951T0603A17M4 | Federally-Regulated Consumer Product | Non-Weatherized, Condensing Ga | 1156 | 246 |  | 05/25/2023 | 55624 | 208663428 | 05/25/2023
Rheem Sales Company, Inc. | Weatherking | RGEA15030AJV08XAB | Federally-Regulated Consumer Product | Weatherized Non-Condensing Gas | 1402 | 261 |  | 05/25/2023 | 80658 | 203404540 | 05/25/2023
Rheem Sales Company, Inc. | Weatherking | RGEAZS036ACV082CA | Federally-Regulated Consumer Product | Weatherized Non-Condensing Gas | 1662 | 272 |  | 05/25/2023 | 60830 | 211726900 | 05/25/2023
Rheem Sales Company, Inc. | Weatherking | RGEAZS036AJV062CA | Federally-Regulated Consumer Product | Weatherized Non-Condensing Gas | 1702 | 248 |  | 05/25/2023 | 46772 | 211726910 | 05/25/2023
Rheem Sales Company, Inc. | Weatherking | W962W0403A17M4S | Federally-Regulated Consumer Product | Non-Weatherized, Condensing Ga | 1248 | 250 |  | 05/25/2023 | 29623 | 208243375 | 05/25/2023
Rheem Sales Company, Inc. | Weatherking | W802TA150524MXA | Federally-Regulated Consumer Product | Non-Weatherized, Non-Condensin | 2092 | 274 |  | 05/25/2023 | 104565 | 204099283 | 05/25/2023
Rheem Sales Company, Inc. | Weatherking | W92TA1001521MSA | Federally-Regulated Consumer Product | Non-Weatherized, Condensing Ga | 2066 | 286 |  | 05/25/2023 | 98023 | 9958617 | 05/25/2023
Rheem Sales Company, Inc. | Weatherking | RGEA15060AJV10XAB | Federally-Regulated Consumer Product | Weatherized Non-Condensing Gas | 2166 | 294 |  | 05/25/2023 | 100081 | 203404608 | 05/25/2023
Rheem Sales Company, Inc. | Weatherking | RGEAZR024AJT08XNA | Federally-Regulated Consumer Product | Weatherized Non-Condensing Gas | 1202 | 252 |  | 05/25/2023 | 79659 | 208676487 | 05/25/2023
Rheem Sales Company, Inc. | Weatherking | W802W0754A17UHN | Federally-Regulated Consumer Product | Non-Weatherized, Non-Condensin | 1458 | 246 |  | 05/25/2023 | 52564 | 208243370 | 05/25/2023
Rheem Sales Company, Inc. | Weatherking | W921T0603A17M4 | Federally-Regulated Consumer Product | Non-Weatherized, Condensing Ga | 1156 | 246 |  | 05/25/2023 | 55624 | 208663462 | 05/25/2023
Rheem Sales Company, Inc. | Weatherking | RGEAZS036ACV06TCA | Federally-Regulated Consumer Product | Weatherized Non-Condensing Gas | 1702 | 248 |  | 05/25/2023 | 46772 | 211729580 | 05/25/2023
Rheem Sales Company, Inc. | Weatherking | W96TA0402317MSA | Federally-Regulated Consumer Product | Non-Weatherized, Condensing Ga | 1252 | 250 |  | 05/25/2023 | 29298 | 9950843 | 05/25/2023
Rheem Sales Company, Inc. | Weatherking | RGEAZR030AJT041NA | Federally-Regulated Consumer Product | Weatherized Non-Condensing Gas | 1342 | 258 |  | 05/25/2023 | 39842 | 208676407 | 05/25/2023
Rheem Sales Company, Inc. | Weatherking | W921W0403A17M4 | Federally-Regulated Consumer Product | Non-Weatherized, Condensing Ga | 1292 | 228 |  | 05/25/2023 | 42494 | 208770567 | 05/25/2023
Rheem Sales Company, Inc. | Weatherking | RGEAZR030AJT06UNA | Federally-Regulated Consumer Product | Weatherized Non-Condensing Gas | 1125 | 248 |  | 05/25/2023 | 60094 | 208676502 | 05/25/2023
Rheem Sales Company, Inc. | Weatherking | W802W1505A24UHS | Federally-Regulated Consumer Product | Non-Weatherized, Non-Condensin | 2092 | 274 |  | 05/25/2023 | 104565 | 208243588 | 05/25/2023
Rheem Sales Company, Inc. | Weatherking | W802W1005A21UHS | Federally-Regulated Consumer Product | Non-Weatherized, Non-Condensin | 1905 | 266 |  | 05/25/2023 | 70000 | 208243367 | 05/25/2023
Rheem Sales Company, Inc. | Weatherking | RGEAZR042AJT08XNA | Federally-Regulated Consumer Product | Weatherized Non-Condensing Gas | 1820 | 279 |  | 05/25/2023 | 81578 | 208676547 | 05/25/2023
Rheem Sales Company, Inc. | Weatherking | RGEAZR024AJT06XNA | Federally-Regulated Consumer Product | Weatherized Non-Condensing Gas | 1270 | 255 |  | 05/25/2023 | 61123 | 208676482 | 05/25/2023
Rheem Sales Company, Inc. | Weatherking | RGEAZR042AJT10XNA | Federally-Regulated Consumer Product | Weatherized Non-Condensing Gas | 1774 | 277 |  | 05/25/2023 | 100987 | 208676552 | 05/25/2023
Rheem Sales Company, Inc. | Weatherking | W92TA0401317MSA | Federally-Regulated Consumer Product | Non-Weatherized, Condensing Ga | 1107 | 244 |  | 05/25/2023 | 41877 | 9958601 | 05/25/2023
Rheem Sales Company, Inc. | Weatherking | W92TA0851521MSA | Federally-Regulated Consumer Product | Non-Weatherized, Condensing Ga | 1929 | 280 |  | 05/25/2023 | 84515 | 9958613 | 05/25/2023
Rheem Sales Company, Inc. | Weatherking | W951T0703A17M4 | Federally-Regulated Consumer Product | Non-Weatherized, Condensing Ga | 1362 | 255 |  | 05/25/2023 | 69960 | 208663429 | 05/25/2023
Rheem Sales Company, Inc. | Weatherking | RGEAZS036AJV102CA | Federally-Regulated Consumer Product | Weatherized Non-Condensing Gas | 1707 | 268 |  | 05/25/2023 | 75935 | 211726920 | 05/25/2023
Rheem Sales Company, Inc. | Weatherking | W921T0705A21M4 | Federally-Regulated Consumer Product | Non-Weatherized, Condensing Ga | 1983 | 282 |  | 05/25/2023 | 70360 | 208663464 | 05/25/2023
Rheem Sales Company, Inc. | Weatherking | W921W0855A21M4 | Federally-Regulated Consumer Product | Non-Weatherized, Condensing Ga | 1851 | 246 |  | 05/25/2023 | 84247 | 208770571 | 05/25/2023
Rheem Sales Company, Inc. | Weatherking | W802W1255A24UHN | Federally-Regulated Consumer Product | Non-Weatherized, Non-Condensin | 2073 | 273 |  | 05/25/2023 | 87500 | 208243374 | 05/25/2023
Rheem Sales Company, Inc. | Weatherking | W801T0503A14DZN | Federally-Regulated Consumer Product | Non-Weatherized, Non-Condensin | 1223 | 236 |  | 05/25/2023 | 51119 | 208242459 | 05/25/2023
Rheem Sales Company, Inc. | Weatherking | W801W0755A21UH | Federally-Regulated Consumer Product | Non-Weatherized, Non-Condensin | 1813 | 235 |  | 05/25/2023 | 75573 | 208770564 | 05/25/2023
Carrier Corp. - Indianapolis | Maratherm | R80ESN0701712A | Federally-Regulated Consumer Product | Non-Weatherized, Non-Condensin | 1051 | 228 |  | 05/25/2023 | 65904 | 203359885 | 05/25/2023
Carrier Corp. - Indianapolis | Maratherm | R80MSN0902120A | Federally-Regulated Consumer Product | Non-Weatherized, Non-Condensin | 2438 | 289 |  | 05/25/2023 | 88368 | 211780018 | 05/25/2023
Carrier Corp. - Indianapolis | Maratherm | R95ESN0401410A* | Federally-Regulated Consumer Product | Mobile Home Non-Weatherized, C | 950 | 237 |  | 05/25/2023 | 40146 | 203924706 | 05/25/2023
Carrier Corp. - Indianapolis | Maratherm | R80ESL1352420A | Federally-Regulated Consumer Product | Non-Weatherized, Non-Condensin | 1887 | 265 |  | 05/25/2023 | 131482 | 203360120 | 05/25/2023
Carrier Corp. - Indianapolis | Maratherm | R95ESN0802120A**D | Federally-Regulated Consumer Product | Mobile Home Non-Weatherized, C | 1837 | 276 |  | 05/25/2023 | 79777 | 203360765 | 05/25/2023
Carrier Corp. - Indianapolis | Maratherm | R95ESN0601714A**D | Federally-Regulated Consumer Product | Mobile Home Non-Weatherized, C | 1346 | 254 |  | 05/25/2023 | 60102 | 203360763 | 05/25/2023
Carrier Corp. - Indianapolis | Maratherm | R96MSN0802120A* | Federally-Regulated Consumer Product | Mobile Home Non-Weatherized, C | 2169 | 290 |  | 05/25/2023 | 79638 | 211779610 | 05/25/2023
Carrier Corp. - Indianapolis | Maratherm | R95ESN1202422A*D | Federally-Regulated Consumer Product | Non-Weatherized, Condensing Ga | 2161 | 290 |  | 05/25/2023 | 119834 | 203360571 | 05/25/2023
Carrier Corp. - Indianapolis | Maratherm | R95ESN0601714A* | Federally-Regulated Consumer Product | Mobile Home Non-Weatherized, C | 1346 | 254 |  | 05/25/2023 | 60102 | 203360757 | 05/25/2023
Carrier Corp. - Indianapolis | Maratherm | R96MSN0801716A*D | Federally-Regulated Consumer Product | Non-Weatherized, Condensing Ga | 1671 | 269 |  | 05/25/2023 | 79335 | 211779606 | 05/25/2023
Carrier Corp. - Indianapolis | Maratherm | R80ESL0701712A | Federally-Regulated Consumer Product | Non-Weatherized, Non-Condensin | 1051 | 228 |  | 05/25/2023 | 65904 | 203360112 | 05/25/2023
Carrier Corp. - Indianapolis | Maratherm | R95ESN0401410A**D | Federally-Regulated Consumer Product | Mobile Home Non-Weatherized, C | 950 | 237 |  | 05/25/2023 | 40146 | 203924707 | 05/25/2023
Carrier Corp. - Indianapolis | Maratherm | R95ESN1002120A**D | Federally-Regulated Consumer Product | Mobile Home Non-Weatherized, C | 2102 | 287 |  | 05/25/2023 | 99999 | 203360766 | 05/25/2023
Carrier Corp. - Indianapolis | Maratherm | R96MSN0601716A**D | Federally-Regulated Consumer Product | Mobile Home Non-Weatherized, C | 1611 | 266 |  | 05/25/2023 | 59946 | 211779600 | 05/25/2023
Carrier Corp. - Indianapolis | Maratherm | R92ESN1202420A* | Federally-Regulated Consumer Product | Mobile Home Non-Weatherized, C | 1904 | 279 |  | 05/25/2023 | 119302 | 203359962 | 05/25/2023
Carrier Corp. - Indianapolis | Maratherm | R80ESN0902420A | Federally-Regulated Consumer Product | Non-Weatherized, Non-Condensin | 1987 | 269 |  | 05/25/2023 | 88320 | 203359895 | 05/25/2023
Carrier Corp. - Indianapolis | Maratherm | R96MSN1002120A | Federally-Regulated Consumer Product | Non-Weatherized, Condensing Ga | 2215 | 292 |  | 05/25/2023 | 99728 | 211779616 | 05/25/2023
Carrier Corp. - Indianapolis | Maratherm | R80ESL0901714A* | Federally-Regulated Consumer Product | Non-Weatherized, Non-Condensin | 1238 | 236 |  | 05/25/2023 | 88097 | 203360356 | 05/25/2023
Carrier Corp. - Indianapolis | Maratherm | R92MSN0801716A* | Federally-Regulated Consumer Product | Mobile Home Non-Weatherized, C | 1845 | 276 |  | 05/25/2023 | 80520 | 211779042 | 05/25/2023
Carrier Corp. - Indianapolis | Maratherm | R92ESN0802120A* | Federally-Regulated Consumer Product | Mobile Home Non-Weatherized, C | 1832 | 276 |  | 05/25/2023 | 79860 | 203359956 | 05/25/2023
Carrier Corp. - Indianapolis | Maratherm | R96MSN1202422A | Federally-Regulated Consumer Product | Non-Weatherized, Condensing Ga | 2308 | 297 |  | 05/25/2023 | 119661 | 211779624 | 05/25/2023
Carrier Corp. - Indianapolis | Maratherm | R95ESN1402422A | Federally-Regulated Consumer Product | Non-Weatherized, Condensing Ga | 2328 | 297 |  | 05/25/2023 | 139741 | 203360564 | 05/25/2023
Carrier Corp. - Indianapolis | Maratherm | R92ESN0401410A* | Federally-Regulated Consumer Product | Mobile Home Non-Weatherized, C | 981 | 238 |  | 05/25/2023 | 40102 | 203359940 | 05/25/2023
Carrier Corp. - Indianapolis | Maratherm | R92ESN0401712A | Federally-Regulated Consumer Product | Non-Weatherized, Condensing Ga | 1024 | 240 |  | 05/25/2023 | 39894 | 203359941 | 05/25/2023
Carrier Corp. - Indianapolis | Maratherm | R95ESN0261410A | Federally-Regulated Consumer Product | Non-Weatherized, Condensing Ga | 890 | 234 |  | 05/25/2023 | 26050 | 203360557 | 05/25/2023
Carrier Corp. - Indianapolis | Maratherm | R80ESL1102420A* | Federally-Regulated Consumer Product | Non-Weatherized, Non-Condensin | 2027 | 271 |  | 05/25/2023 | 109826 | 203360366 | 05/25/2023
Carrier Corp. - Indianapolis | Maratherm | R96MSN0401410A*D | Federally-Regulated Consumer Product | Non-Weatherized, Condensing Ga | 1017 | 240 |  | 05/25/2023 | 40102 | 211779586 | 05/25/2023
Carrier Corp. - Indianapolis | Maratherm | R95ESN0601412A* | Federally-Regulated Consumer Product | Mobile Home Non-Weatherized, C | 1176 | 247 |  | 05/25/2023 | 59961 | 203924710 | 05/25/2023
Carrier Corp. - Indianapolis | Maratherm | R96MSN0401712A* | Federally-Regulated Consumer Product | Mobile Home Non-Weatherized, C | 1097 | 243 |  | 05/25/2023 | 40216 | 211779590 | 05/25/2023
Carrier Corp. - Indianapolis | Maratherm | R95ESN1202422A | Federally-Regulated Consumer Product | Non-Weatherized, Condensing Ga | 2161 | 290 |  | 05/25/2023 | 119834 | 203360563 | 05/25/2023
Carrier Corp. - Indianapolis | Maratherm | R95ESN1002120A | Federally-Regulated Consumer Product | Non-Weatherized, Condensing Ga | 2102 | 287 |  | 05/25/2023 | 99999 | 203360562 | 05/25/2023
Carrier Corp. - Indianapolis | Maratherm | R80MSN0451412A | Federally-Regulated Consumer Product | Non-Weatherized, Non-Condensin | 1161 | 233 |  | 05/25/2023 | 44099 | 211780015 | 05/25/2023
Carrier Corp. - Indianapolis | Maratherm | R96MSN1202422A* | Federally-Regulated Consumer Product | Mobile Home Non-Weatherized, C | 2308 | 297 |  | 05/25/2023 | 119661 | 211779626 | 05/25/2023
Carrier Corp. - Indianapolis | Maratherm | R80ESL1352420A* | Federally-Regulated Consumer Product | Non-Weatherized, Non-Condensin | 1887 | 265 |  | 05/25/2023 | 131482 | 203360369 | 05/25/2023
Carrier Corp. - Indianapolis | Maratherm | R95ESN0801716A**D | Federally-Regulated Consumer Product | Mobile Home Non-Weatherized, C | 1771 | 273 |  | 05/25/2023 | 80331 | 203360764 | 05/25/2023
Carrier Corp. - Indianapolis | Maratherm | R80ESL0902420A* | Federally-Regulated Consumer Product | Non-Weatherized, Non-Condensin | 1987 | 269 |  | 05/25/2023 | 88320 | 203360362 | 05/25/2023
Carrier Corp. - Indianapolis | Maratherm | R80MSL0701716A | Federally-Regulated Consumer Product | Non-Weatherized, Non-Condensin | 1776 | 260 |  | 05/25/2023 | 65952 | 211780380 | 05/25/2023
Carrier Corp. - Indianapolis | Maratherm | R80MSL0701716A* | Federally-Regulated Consumer Product | Non-Weatherized, Non-Condensin | 1776 | 260 |  | 05/25/2023 | 65952 | 211780396 | 05/25/2023
Carrier Corp. - Indianapolis | Maratherm | R95ESN1202422A* | Federally-Regulated Consumer Product | Mobile Home Non-Weatherized, C | 2161 | 290 |  | 05/25/2023 | 119834 | 203360761 | 05/25/2023
Carrier Corp. - Indianapolis | Maratherm | R80ESN0451712A | Federally-Regulated Consumer Product | Non-Weatherized, Non-Condensin | 1206 | 235 |  | 05/25/2023 | 44058 | 203359881 | 05/25/2023
Carrier Corp. - Indianapolis | Maratherm | R96MSN0401410A | Federally-Regulated Consumer Product | Non-Weatherized, Condensing Ga | 1017 | 240 |  | 05/25/2023 | 40102 | 211779580 | 05/25/2023
Carrier Corp. - Indianapolis | Maratherm | R95ESN1402422A*D | Federally-Regulated Consumer Product | Non-Weatherized, Condensing Ga | 2328 | 297 |  | 05/25/2023 | 139741 | 203360572 | 05/25/2023
Carrier Corp. - Indianapolis | Maratherm | R96MSN0601716A* | Federally-Regulated Consumer Product | Mobile Home Non-Weatherized, C | 1611 | 266 |  | 05/25/2023 | 59946 | 211779598 | 05/25/2023
Carrier Corp. - Indianapolis | Maratherm | R96MSN0601716A*D | Federally-Regulated Consumer Product | Non-Weatherized, Condensing Ga | 1611 | 266 |  | 05/25/2023 | 59946 | 211779602 | 05/25/2023
Carrier Corp. - Indianapolis | Maratherm | R80MSN1102120A | Federally-Regulated Consumer Product | Non-Weatherized, Non-Condensin | 2444 | 290 |  | 05/25/2023 | 110371 | 211780019 | 05/25/2023
Carrier Corp. - Indianapolis | Maratherm | R92MSN0601714A* | Federally-Regulated Consumer Product | Mobile Home Non-Weatherized, C | 1381 | 256 |  | 05/25/2023 | 60143 | 211779040 | 05/25/2023
Carrier Corp. - Indianapolis | Maratherm | R92MSN0401412A* | Federally-Regulated Consumer Product | Mobile Home Non-Weatherized, C | 1089 | 243 |  | 05/25/2023 | 39846 | 211779038 | 05/25/2023
Carrier Corp. - Indianapolis | Maratherm | R96MSN0401712A*D | Federally-Regulated Consumer Product | Non-Weatherized, Condensing Ga | 1097 | 243 |  | 05/25/2023 | 40216 | 211779594 | 05/25/2023
Carrier Corp. - Indianapolis | Maratherm | R80ESL1102420A | Federally-Regulated Consumer Product | Non-Weatherized, Non-Condensin | 2027 | 271 |  | 05/25/2023 | 109826 | 203360119 | 05/25/2023
Carrier Corp. - Indianapolis | Maratherm | R80ESL0901714A | Federally-Regulated Consumer Product | Non-Weatherized, Non-Condensin | 1238 | 236 |  | 05/25/2023 | 88097 | 203360114 | 05/25/2023
Carrier Corp. - Indianapolis | Maratherm | R80MSL0902120A* | Federally-Regulated Consumer Product | Non-Weatherized, Non-Condensin | 2438 | 289 |  | 05/25/2023 | 88368 | 211780244 | 05/25/2023
Carrier Corp. - Indianapolis | Maratherm | R80MSN0701412A | Federally-Regulated Consumer Product | Non-Weatherized, Non-Condensin | 1170 | 233 |  | 05/25/2023 | 65912 | 211780016 | 05/25/2023
Carrier Corp. - Indianapolis | Maratherm | R92ESN0601714A | Federally-Regulated Consumer Product | Non-Weatherized, Condensing Ga | 1205 | 248 |  | 05/25/2023 | 60119 | 203359948 | 05/25/2023
Carrier Corp. - Indianapolis | Maratherm | R80ESN1102420A | Federally-Regulated Consumer Product | Non-Weatherized, Non-Condensin | 2027 | 271 |  | 05/25/2023 | 109826 | 203359899 | 05/25/2023
Carrier Corp. - Indianapolis | Maratherm | R96MSN0801716A**D | Federally-Regulated Consumer Product | Mobile Home Non-Weatherized, C | 1671 | 269 |  | 05/25/2023 | 79335 | 211779604 | 05/25/2023
Carrier Corp. - Indianapolis | Maratherm | R95ESN1002120A*D | Federally-Regulated Consumer Product | Non-Weatherized, Condensing Ga | 2102 | 287 |  | 05/25/2023 | 99999 | 203360570 | 05/25/2023
Carrier Corp. - Indianapolis | Maratherm | R80ESL0701712A* | Federally-Regulated Consumer Product | Non-Weatherized, Non-Condensin | 1051 | 228 |  | 05/25/2023 | 65904 | 203360352 | 05/25/2023
Carrier Corp. - Indianapolis | Maratherm | R95ESN0802120A* | Federally-Regulated Consumer Product | Mobile Home Non-Weatherized, C | 1837 | 276 |  | 05/25/2023 | 79777 | 203360759 | 05/25/2023
Carrier Corp. - Indianapolis | Maratherm | R95ESN0401712A**D | Federally-Regulated Consumer Product | Mobile Home Non-Weatherized, C | 998 | 239 |  | 05/25/2023 | 40139 | 203360762 | 05/25/2023
Carrier Corp. - Indianapolis | Maratherm | R95ESN0401712A* | Federally-Regulated Consumer Product | Mobile Home Non-Weatherized, C | 998 | 239 |  | 05/25/2023 | 40139 | 203360756 | 05/25/2023
Carrier Corp. - Indianapolis | Maratherm | R96MSN0401712A | Federally-Regulated Consumer Product | Non-Weatherized, Condensing Ga | 1097 | 243 |  | 05/25/2023 | 40216 | 211779588 | 05/25/2023
Carrier Corp. - Indianapolis | Maratherm | R80MSL0701412A | Federally-Regulated Consumer Product | Non-Weatherized, Non-Condensin | 1170 | 233 |  | 05/25/2023 | 65912 | 211780128 | 05/25/2023
Carrier Corp. - Indianapolis | Maratherm | R92ESN1002120A | Federally-Regulated Consumer Product | Non-Weatherized, Condensing Ga | 1821 | 275 |  | 05/25/2023 | 99460 | 203359957 | 05/25/2023
Carrier Corp. - Indianapolis | Maratherm | R80MSL1102120A* | Federally-Regulated Consumer Product | Non-Weatherized, Non-Condensin | 2444 | 290 |  | 05/25/2023 | 110371 | 211780245 | 05/25/2023
Carrier Corp. - Indianapolis | Maratherm | R95ESN0801716A* | Federally-Regulated Consumer Product | Mobile Home Non-Weatherized, C | 1771 | 273 |  | 05/25/2023 | 80331 | 203360758 | 05/25/2023
Carrier Corp. - Indianapolis | Maratherm | R80ESL0451712A* | Federally-Regulated Consumer Product | Non-Weatherized, Non-Condensin | 1206 | 235 |  | 05/25/2023 | 44058 | 203360348 | 05/25/2023
Carrier Corp. - Indianapolis | Maratherm | R80MSN0901714A | Federally-Regulated Consumer Product | Non-Weatherized, Non-Condensin | 1592 | 252 |  | 05/25/2023 | 88547 | 211780017 | 05/25/2023
Carrier Corp. - Indianapolis | Maratherm | R80ESN0901714A | Federally-Regulated Consumer Product | Non-Weatherized, Non-Condensin | 1238 | 236 |  | 05/25/2023 | 88097 | 203359889 | 05/25/2023
Carrier Corp. - Syracuse | Carrier | 48GCH*06***3* | Federally-Regulated Consumer Product | Weatherized Non-Condensing Gas | 2730 | 315 |  | 05/25/2023 | 82000 | 208131897 | 05/25/2023
Carrier Corp. - Syracuse | Carrier | 48GCH*04***3* | Federally-Regulated Consumer Product | Weatherized Non-Condensing Gas | 1520 | 262 |  | 05/25/2023 | 82000 | 208131895 | 05/25/2023
Carrier Corp. - Syracuse | Carrier | 48FCH*06***3* | Federally-Regulated Consumer Product | Weatherized Non-Condensing Gas | 2730 | 315 |  | 05/25/2023 | 82000 | 208131894 | 05/25/2023
Carrier Corp. - Indianapolis | Carrier | 577CNWK24040A* | Federally-Regulated Consumer Product | Weatherized Non-Condensing Gas | 1004 | 243 |  | 05/25/2023 | 39874 | 212005552 | 05/25/2023
Carrier Corp. - Indianapolis | Payne | PY4GNAK30060A* | Federally-Regulated Consumer Product | Weatherized Non-Condensing Gas | 1248 | 253 |  | 05/25/2023 | 60151 | 212005640 | 05/25/2023
Carrier Corp. - Indianapolis | Payne | PY4GNAK42090A* | Federally-Regulated Consumer Product | Weatherized Non-Condensing Gas | 1434 | 262 |  | 05/25/2023 | 89946 | 212005653 | 05/25/2023
Carrier Corp. - Indianapolis | Payne | PY4GNAK30040A* | Federally-Regulated Consumer Product | Weatherized Non-Condensing Gas | 1119 | 248 |  | 05/25/2023 | 40289 | 212005637 | 05/25/2023
Carrier Corp. - Indianapolis | Payne | PY4GNAK48130N* | Federally-Regulated Consumer Product | Weatherized Non-Condensing Gas | 2038 | 288 |  | 05/25/2023 | 127500 | 212005688 | 05/25/2023
Carrier Corp. - Indianapolis | Payne | PY4GNAK30060U* | Federally-Regulated Consumer Product | Weatherized Non-Condensing Gas | 1188 | 251 |  | 05/25/2023 | 60125 | 212005699 | 05/25/2023
Carrier Corp. - Indianapolis | Payne | PY4GNAK48115A* | Federally-Regulated Consumer Product | Weatherized Non-Condensing Gas | 2156 | 293 |  | 05/25/2023 | 114957 | 212005657 | 05/25/2023
Carrier Corp. - Indianapolis | Payne | PY4GNAK24060N* | Federally-Regulated Consumer Product | Weatherized Non-Condensing Gas | 1084 | 246 |  | 05/25/2023 | 60632 | 212005664 | 05/25/2023
Carrier Corp. - Indianapolis | Payne | PY4GNAK24060A* | Federally-Regulated Consumer Product | Weatherized Non-Condensing Gas | 1084 | 246 |  | 05/25/2023 | 60632 | 212005634 | 05/25/2023
Carrier Corp. - Indianapolis | Payne | PY4GNAK42090N* | Federally-Regulated Consumer Product | Weatherized Non-Condensing Gas | 1434 | 262 |  | 05/25/2023 | 89946 | 212005680 | 05/25/2023
Carrier Corp. - Indianapolis | Payne | PY4GNAK24040A* | Federally-Regulated Consumer Product | Weatherized Non-Condensing Gas | 1004 | 243 |  | 05/25/2023 | 39874 | 212005631 | 05/25/2023
Carrier Corp. - Indianapolis | Payne | PY4GNAK30040N* | Federally-Regulated Consumer Product | Weatherized Non-Condensing Gas | 1119 | 248 |  | 05/25/2023 | 40289 | 212005665 | 05/25/2023
Carrier Corp. - Indianapolis | Payne | PY4GNAK60115N* | Federally-Regulated Consumer Product | Weatherized Non-Condensing Gas | 2156 | 293 |  | 05/25/2023 | 114957 | 212028127 | 05/25/2023
Carrier Corp. - Indianapolis | Payne | PY4GNAK60090U* | Federally-Regulated Consumer Product | Weatherized Non-Condensing Gas | 2114 | 292 |  | 05/25/2023 | 89429 | 212028131 | 05/25/2023
Carrier Corp. - Indianapolis | Payne | PY4GNAK24040N* | Federally-Regulated Consumer Product | Weatherized Non-Condensing Gas | 1004 | 243 |  | 05/25/2023 | 39874 | 212005662 | 05/25/2023
Carrier Corp. - Indianapolis | Payne | PY4GNAK42060N* | Federally-Regulated Consumer Product | Weatherized Non-Condensing Gas | 1478 | 264 |  | 05/25/2023 | 60485 | 212005677 | 05/25/2023
Carrier Corp. - Indianapolis | Payne | PY4GNAK60130N* | Federally-Regulated Consumer Product | Weatherized Non-Condensing Gas | 2038 | 288 |  | 05/25/2023 | 127500 | 212028129 | 05/25/2023
Carrier Corp. - Indianapolis | Payne | PY4GNAK30040U* | Federally-Regulated Consumer Product | Weatherized Non-Condensing Gas | 1121 | 248 |  | 05/25/2023 | 45305 | 212005696 | 05/25/2023
Carrier Corp. - Indianapolis | Payne | PY4GNAK42060U* | Federally-Regulated Consumer Product | Weatherized Non-Condensing Gas | 1413 | 261 |  | 05/25/2023 | 59753 | 212005703 | 05/25/2023
Carrier Corp. - Indianapolis | Payne | PY4GNAK36060A* | Federally-Regulated Consumer Product | Weatherized Non-Condensing Gas | 1312 | 256 |  | 05/25/2023 | 60638 | 212005643 | 05/25/2023
Carrier Corp. - Indianapolis | Payne | PY4GNAK48090U* | Federally-Regulated Consumer Product | Weatherized Non-Condensing Gas | 2114 | 292 |  | 05/25/2023 | 89429 | 212005710 | 05/25/2023
Carrier Corp. - Indianapolis | Payne | PY4GNAK24040U* | Federally-Regulated Consumer Product | Weatherized Non-Condensing Gas | 933 | 240 |  | 05/25/2023 | 45607 | 212005691 | 05/25/2023
Carrier Corp. - Indianapolis | Payne | PY4GNAK36060N* | Federally-Regulated Consumer Product | Weatherized Non-Condensing Gas | 1312 | 256 |  | 05/25/2023 | 60638 | 212005672 | 05/25/2023
Carrier Corp. - Indianapolis | Payne | PY4GNAK36090A* | Federally-Regulated Consumer Product | Weatherized Non-Condensing Gas | 1353 | 258 |  | 05/25/2023 | 89606 | 212005646 | 05/25/2023
Carrier Corp. - Indianapolis | Payne | PY4GNAK48090A* | Federally-Regulated Consumer Product | Weatherized Non-Condensing Gas | 2142 | 293 |  | 05/25/2023 | 89758 | 212005654 | 05/25/2023
Carrier Corp. - Indianapolis | Payne | PY4GNAK48115N* | Federally-Regulated Consumer Product | Weatherized Non-Condensing Gas | 2156 | 293 |  | 05/25/2023 | 114957 | 212005685 | 05/25/2023
Carrier Corp. - Indianapolis | Payne | PY4GNAK60090A* | Federally-Regulated Consumer Product | Weatherized Non-Condensing Gas | 2142 | 293 |  | 05/25/2023 | 89758 | 212028120 | 05/25/2023
Carrier Corp. - Indianapolis | Payne | PY4GNAK60130A* | Federally-Regulated Consumer Product | Weatherized Non-Condensing Gas | 2038 | 288 |  | 05/25/2023 | 127500 | 212028124 | 05/25/2023
Carrier Corp. - Indianapolis | Payne | PY4GNAK48130A* | Federally-Regulated Consumer Product | Weatherized Non-Condensing Gas | 2038 | 288 |  | 05/25/2023 | 127500 | 212005659 | 05/25/2023
Carrier Corp. - Indianapolis | Payne | PY4GNAK42090U* | Federally-Regulated Consumer Product | Weatherized Non-Condensing Gas | 1479 | 264 |  | 05/25/2023 | 89913 | 212005706 | 05/25/2023
Carrier Corp. - Indianapolis | Payne | PY4GNAK42060A* | Federally-Regulated Consumer Product | Weatherized Non-Condensing Gas | 1478 | 264 |  | 05/25/2023 | 60485 | 212005650 | 05/25/2023
Carrier Corp. - Indianapolis | Payne | PY4GNAK24060U* | Federally-Regulated Consumer Product | Weatherized Non-Condensing Gas | 1073 | 246 |  | 05/25/2023 | 60498 | 212005694 | 05/25/2023
Carrier Corp. - Indianapolis | Payne | PY4GNAK36060U* | Federally-Regulated Consumer Product | Weatherized Non-Condensing Gas | 1442 | 262 |  | 05/25/2023 | 60044 | 212005701 | 05/25/2023
Carrier Corp. - Indianapolis | Payne | PY4GNAK60115A* | Federally-Regulated Consumer Product | Weatherized Non-Condensing Gas | 2156 | 293 |  | 05/25/2023 | 114957 | 212028121 | 05/25/2023
Carrier Corp. - Indianapolis | Payne | PY4GNAK36090N* | Federally-Regulated Consumer Product | Weatherized Non-Condensing Gas | 1353 | 258 |  | 05/25/2023 | 89606 | 212005675 | 05/25/2023
Carrier Corp. - Indianapolis | Payne | PY4GNAK30060N* | Federally-Regulated Consumer Product | Weatherized Non-Condensing Gas | 1248 | 253 |  | 05/25/2023 | 60151 | 212005668 | 05/25/2023
Carrier Corp. - Indianapolis | Payne | PY4GNAK48090N* | Federally-Regulated Consumer Product | Weatherized Non-Condensing Gas | 2142 | 293 |  | 05/25/2023 | 89758 | 212005682 | 05/25/2023
Carrier Corp. - Indianapolis | Payne | PY4GNAK60090N* | Federally-Regulated Consumer Product | Weatherized Non-Condensing Gas | 2142 | 293 |  | 05/25/2023 | 89758 | 212028125 | 05/25/2023
Carrier Corp. - Indianapolis | ICP Commercial | N95ESN1002120A* | Federally-Regulated Consumer Product | Mobile Home Non-Weatherized, C | 2102 | 287 |  | 05/25/2023 | 99999 | 203360712 | 05/25/2023
Carrier Corp. - Indianapolis | ICP Commercial | G97CMN0802120A | Federally-Regulated Consumer Product | Non-Weatherized, Condensing Ga | 2026 | 284 |  | 05/25/2023 | 31724 | 203924592 | 05/25/2023
Carrier Corp. - Indianapolis | ICP Commercial | G95CSU1002122A | Federally-Regulated Consumer Product | Non-Weatherized, Condensing Ga | 2271 | 273 |  | 05/25/2023 | 99648 | 206349956 | 05/25/2023
Carrier Corp. - Indianapolis | ICP Commercial | N80ESL1352420A* | Federally-Regulated Consumer Product | Non-Weatherized, Non-Condensin | 1887 | 265 |  | 05/25/2023 | 131482 | 203360264 | 05/25/2023
Carrier Corp. - Indianapolis | ICP Commercial | G96CTN0802120A | Federally-Regulated Consumer Product | Non-Weatherized, Condensing Ga | 2095 | 287 |  | 05/25/2023 | 52507 | 203359385 | 05/25/2023
Carrier Corp. - Indianapolis | ICP Commercial | N80MSL1102420A* | Federally-Regulated Consumer Product | Non-Weatherized, Non-Condensin | 2053 | 272 |  | 05/25/2023 | 110206 | 211780203 | 05/25/2023
Carrier Corp. - Indianapolis | ICP Commercial | PGD424040K**2G* | Federally-Regulated Consumer Product | Weatherized Non-Condensing Gas | 1361 | 257 |  | 05/25/2023 | 45745 | 206908748 | 05/25/2023
Carrier Corp. - Indianapolis | ICP Commercial | PDD460115K**0G* | Federally-Regulated Consumer Product | Weatherized Non-Condensing Gas | 2187 | 295 |  | 05/25/2023 | 115163 | 204037978 | 05/25/2023
Carrier Corp. - Indianapolis | ICP Commercial | N80MSL0701716A* | Federally-Regulated Consumer Product | Non-Weatherized, Non-Condensin | 1776 | 260 |  | 05/25/2023 | 65952 | 211780390 | 05/25/2023
Carrier Corp. - Indianapolis | ICP Commercial | PGD424060K**2G* | Federally-Regulated Consumer Product | Weatherized Non-Condensing Gas | 1329 | 257 |  | 05/25/2023 | 60245 | 205822933 | 05/25/2023
Carrier Corp. - Indianapolis | ICP Commercial | N96VSN1202422A | Federally-Regulated Consumer Product | Non-Weatherized, Condensing Ga | 2331 | 297 |  | 05/25/2023 | 119569 | 205822249 | 05/25/2023
Carrier Corp. - Indianapolis | ICP Commercial | N80ESL0902116A* | Federally-Regulated Consumer Product | Non-Weatherized, Non-Condensin | 1450 | 246 |  | 05/25/2023 | 87792 | 203360254 | 05/25/2023
Carrier Corp. - Indianapolis | ICP Commercial | N80MSN0902420A | Federally-Regulated Consumer Product | Non-Weatherized, Non-Condensin | 2131 | 276 |  | 05/25/2023 | 87422 | 211779971 | 05/25/2023
Carrier Corp. - Indianapolis | ICP Commercial | N80MSL0701412A* | Federally-Regulated Consumer Product | Non-Weatherized, Non-Condensin | 1170 | 233 |  | 05/25/2023 | 65912 | 211780196 | 05/25/2023
Carrier Corp. - Indianapolis | ICP Commercial | N92ESN1202420A* | Federally-Regulated Consumer Product | Mobile Home Non-Weatherized, C | 1904 | 279 |  | 05/25/2023 | 119302 | 203359898 | 05/25/2023
Carrier Corp. - Indianapolis | ICP Commercial | N80MSL0701716A | Federally-Regulated Consumer Product | Non-Weatherized, Non-Condensin | 1776 | 260 |  | 05/25/2023 | 65952 | 211780374 | 05/25/2023
Carrier Corp. - Indianapolis | ICP Commercial | N80ESN0902420A | Federally-Regulated Consumer Product | Non-Weatherized, Non-Condensin | 1987 | 269 |  | 05/25/2023 | 88320 | 203359780 | 05/25/2023
Carrier Corp. - Indianapolis | ICP Commercial | G96CTN0801714A*D | Federally-Regulated Consumer Product | Non-Weatherized, Condensing Ga | 1364 | 255 |  | 05/25/2023 | 52072 | 203359389 | 05/25/2023
Carrier Corp. - Indianapolis | ICP Commercial | N80MSL0451412A* | Federally-Regulated Consumer Product | Non-Weatherized, Non-Condensin | 1161 | 233 |  | 05/25/2023 | 44099 | 211780194 | 05/25/2023
Carrier Corp. - Indianapolis | ICP Commercial | G80CTL0701716A | Federally-Regulated Consumer Product | Non-Weatherized, Non-Condensin | 1458 | 246 |  | 05/25/2023 | 43592 | 203358916 | 05/25/2023
Carrier Corp. - Indianapolis | ICP Commercial | N80ESL0901714A* | Federally-Regulated Consumer Product | Non-Weatherized, Non-Condensin | 1238 | 236 |  | 05/25/2023 | 88097 | 203360252 | 05/25/2023
Carrier Corp. - Indianapolis | ICP Commercial | G96VTN0601714A | Federally-Regulated Consumer Product | Non-Weatherized, Condensing Ga | 1459 | 259 |  | 05/25/2023 | 39051 | 203359258 | 05/25/2023
Carrier Corp. - Indianapolis | ICP Commercial | N80ESN0451412A | Federally-Regulated Consumer Product | Non-Weatherized, Non-Condensin | 1083 | 230 |  | 05/25/2023 | 43761 | 203359764 | 05/25/2023
Carrier Corp. - Indianapolis | ICP Commercial | PGR548090K**1G* | Federally-Regulated Consumer Product | Weatherized Non-Condensing Gas | 1918 | 283 |  | 05/25/2023 | 58473 | 204038093 | 05/25/2023
Carrier Corp. - Indianapolis | ICP Commercial | N95ESN1002120A**D | Federally-Regulated Consumer Product | Mobile Home Non-Weatherized, C | 2102 | 287 |  | 05/25/2023 | 99999 | 203360718 | 05/25/2023
Carrier Corp. - Indianapolis | ICP Commercial | N92ESN0802120A* | Federally-Regulated Consumer Product | Mobile Home Non-Weatherized, C | 1832 | 276 |  | 05/25/2023 | 79860 | 203359830 | 05/25/2023
Carrier Corp. - Indianapolis | ICP Commercial | N80ESN0451712A | Federally-Regulated Consumer Product | Non-Weatherized, Non-Condensin | 1206 | 235 |  | 05/25/2023 | 44058 | 203359767 | 05/25/2023
Carrier Corp. - Indianapolis | ICP Commercial | N95ESN0801716A**D | Federally-Regulated Consumer Product | Mobile Home Non-Weatherized, C | 1771 | 273 |  | 05/25/2023 | 80331 | 203360716 | 05/25/2023
Carrier Corp. - Indianapolis | ICP Commercial | PDS424060K**0G* | Federally-Regulated Consumer Product | Weatherized Non-Condensing Gas | 1285 | 256 |  | 05/25/2023 | 60738 | 204037994 | 05/25/2023
Carrier Corp. - Indianapolis | ICP Commercial | N80ESN0701712A | Federally-Regulated Consumer Product | Non-Weatherized, Non-Condensin | 1051 | 228 |  | 05/25/2023 | 65904 | 203359770 | 05/25/2023
Carrier Corp. - Indianapolis | ICP Commercial | G80CSU1002120A | Federally-Regulated Consumer Product | Non-Weatherized, Non-Condensin | 2371 | 286 |  | 05/25/2023 | 99785 | 204631640 | 05/25/2023
Carrier Corp. - Indianapolis | ICP Commercial | G96VTN0801716A | Federally-Regulated Consumer Product | Non-Weatherized, Condensing Ga | 1686 | 269 |  | 05/25/2023 | 51540 | 203359259 | 05/25/2023
Carrier Corp. - Indianapolis | ICP Commercial | N80MSL1552420A* | Federally-Regulated Consumer Product | Non-Weatherized, Non-Condensin | 2004 | 270 |  | 05/25/2023 | 153757 | 211780205 | 05/25/2023
Carrier Corp. - Indianapolis | ICP Commercial | N95ESN1402422A*D | Federally-Regulated Consumer Product | Non-Weatherized, Condensing Ga | 2328 | 297 |  | 05/25/2023 | 139741 | 203360434 | 05/25/2023
Carrier Corp. - Indianapolis | ICP Commercial | N92ESN0601412A* | Federally-Regulated Consumer Product | Mobile Home Non-Weatherized, C | 945 | 237 |  | 05/25/2023 | 59375 | 203359727 | 05/25/2023
Carrier Corp. - Indianapolis | ICP Commercial | N96VSN0801716A | Federally-Regulated Consumer Product | Non-Weatherized, Condensing Ga | 1766 | 272 |  | 05/25/2023 | 80180 | 205822183 | 05/25/2023
Carrier Corp. - Indianapolis | ICP Commercial | G97CMN0601714A*D | Federally-Regulated Consumer Product | Non-Weatherized, Condensing Ga | 1392 | 256 |  | 05/25/2023 | 23828 | 203924634 | 05/25/2023
Carrier Corp. - Indianapolis | ICP Commercial | N95ESN1202422A | Federally-Regulated Consumer Product | Non-Weatherized, Condensing Ga | 2161 | 290 |  | 05/25/2023 | 119834 | 203360422 | 05/25/2023
Carrier Corp. - Indianapolis | ICP Commercial | N80MSL0902116A* | Federally-Regulated Consumer Product | Non-Weatherized, Non-Condensin | 1569 | 251 |  | 05/25/2023 | 87754 | 211780200 | 05/25/2023
Carrier Corp. - Indianapolis | ICP Commercial | N80ESN1102420A | Federally-Regulated Consumer Product | Non-Weatherized, Non-Condensin | 2027 | 271 |  | 05/25/2023 | 109826 | 203359784 | 05/25/2023
Carrier Corp. - Indianapolis | ICP Commercial | G97CMN0602120A | Federally-Regulated Consumer Product | Non-Weatherized, Condensing Ga | 1897 | 278 |  | 05/25/2023 | 24235 | 203924576 | 05/25/2023
Carrier Corp. - Indianapolis | ICP Commercial | PGD430040K**2H* | Federally-Regulated Consumer Product | Weatherized Non-Condensing Gas | 1361 | 257 |  | 05/25/2023 | 45745 | 206908749 | 05/25/2023
Carrier Corp. - Indianapolis | ICP Commercial | N95ESN0801716A* | Federally-Regulated Consumer Product | Mobile Home Non-Weatherized, C | 1771 | 273 |  | 05/25/2023 | 80331 | 203360710 | 05/25/2023
Carrier Corp. - Indianapolis | ICP Commercial | G80CSU0401712A | Federally-Regulated Consumer Product | Non-Weatherized, Non-Condensin | 1552 | 250 |  | 05/25/2023 | 39730 | 204631604 | 05/25/2023
Carrier Corp. - Indianapolis | ICP Commercial | N95ESN0601412A* | Federally-Regulated Consumer Product | Mobile Home Non-Weatherized, C | 1176 | 247 |  | 05/25/2023 | 59961 | 203924782 | 05/25/2023
Carrier Corp. - Indianapolis | ICP Commercial | N80ESL1102420A* | Federally-Regulated Consumer Product | Non-Weatherized, Non-Condensin | 2027 | 271 |  | 05/25/2023 | 109826 | 203360261 | 05/25/2023
Carrier Corp. - Indianapolis | Goettl | PGR548090K**2G* | Federally-Regulated Consumer Product | Weatherized Non-Condensing Gas | 1628 | 270 |  | 05/25/2023 | 90600 | 207335472 | 05/25/2023
Carrier Corp. - Indianapolis | Goettl | F96VTN0401410A | Federally-Regulated Consumer Product | Non-Weatherized, Condensing Ga | 1080 | 243 |  | 05/25/2023 | 26105 | 205961821 | 05/25/2023
Carrier Corp. - Indianapolis | Goettl | N95ESN1002122A | Federally-Regulated Consumer Product | Non-Weatherized, Condensing Ga | 2017 | 283 |  | 05/25/2023 | 99705 | 205962019 | 05/25/2023
Carrier Corp. - Indianapolis | Goettl | N80MSL0701712A | Federally-Regulated Consumer Product | Non-Weatherized, Non-Condensin | 1209 | 235 |  | 05/25/2023 | 65992 | 211780410 | 05/25/2023
Carrier Corp. - Indianapolis | Goettl | N80ESL0701716A* | Federally-Regulated Consumer Product | Non-Weatherized, Non-Condensin | 1613 | 253 |  | 05/25/2023 | 66 | 205961920 | 05/25/2023
Carrier Corp. - Indianapolis | Goettl | N80ESL0902420A | Federally-Regulated Consumer Product | Non-Weatherized, Non-Condensin | 1987 | 269 |  | 05/25/2023 | 88320 | 205961929 | 05/25/2023
Carrier Corp. - Indianapolis | Goettl | F96VTN0801716A | Federally-Regulated Consumer Product | Non-Weatherized, Condensing Ga | 1686 | 269 |  | 05/25/2023 | 51540 | 205961829 | 05/25/2023
Carrier Corp. - Indianapolis | Goettl | PGR5**040K**2G* | Federally-Regulated Consumer Product | Weatherized Non-Condensing Gas | 1117 | 248 |  | 05/25/2023 | 44623 | 207335466 | 05/25/2023
Carrier Corp. - Indianapolis | Goettl | PGD430040K**2H* | Federally-Regulated Consumer Product | Weatherized Non-Condensing Gas | 1361 | 257 |  | 05/25/2023 | 45745 | 206908765 | 05/25/2023
Carrier Corp. - Indianapolis | Goettl | PGD430060K**2H* | Federally-Regulated Consumer Product | Weatherized Non-Condensing Gas | 1265 | 254 |  | 05/25/2023 | 60262 | 205962115 | 05/25/2023
Carrier Corp. - Indianapolis | Goettl | PDD424040K**0G* | Federally-Regulated Consumer Product | Weatherized Non-Condensing Gas | 1217 | 253 |  | 05/25/2023 | 40800 | 205962050 | 05/25/2023
Carrier Corp. - Indianapolis | Goettl | N95ESN0601714A**D | Federally-Regulated Consumer Product | Mobile Home Non-Weatherized, C | 1346 | 254 |  | 05/25/2023 | 60102 | 205962005 | 05/25/2023
Carrier Corp. - Indianapolis | Goettl | PGS442060K**0G* | Federally-Regulated Consumer Product | Weatherized Non-Condensing Gas | 1514 | 266 |  | 05/25/2023 | 60394 | 205962184 | 05/25/2023
Carrier Corp. - Indianapolis | Goettl | G80CSU1002120A | Federally-Regulated Consumer Product | Non-Weatherized, Non-Condensin | 2371 | 286 |  | 05/25/2023 | 99785 | 205961854 | 05/25/2023
Carrier Corp. - Indianapolis | Goettl | PGS430040K**2H* | Federally-Regulated Consumer Product | Weatherized Non-Condensing Gas | 1361 | 257 |  | 05/25/2023 | 45745 | 206908767 | 05/25/2023
Carrier Corp. - Indianapolis | Goettl | PGR560090K**2G* | Federally-Regulated Consumer Product | Weatherized Non-Condensing Gas | 1837 | 279 |  | 05/25/2023 | 90615 | 207335473 | 05/25/2023
Carrier Corp. - Indianapolis | Goettl | PGR542090K**2G* | Federally-Regulated Consumer Product | Weatherized Non-Condensing Gas | 1478 | 264 |  | 05/25/2023 | 90299 | 207335471 | 05/25/2023
Carrier Corp. - Indianapolis | Goettl | PGS442060K**2G* | Federally-Regulated Consumer Product | Weatherized Non-Condensing Gas | 1589 | 268 |  | 05/25/2023 | 60153 | 205962186 | 05/25/2023
Carrier Corp. - Indianapolis | Goettl | N96VSN0401712A | Federally-Regulated Consumer Product | Non-Weatherized, Condensing Ga | 1103 | 243 |  | 05/25/2023 | 39803 | 205962036 | 05/25/2023
Carrier Corp. - Indianapolis | Goettl | N96VSN0401410A*D | Federally-Regulated Consumer Product | Non-Weatherized, Condensing Ga | 1075 | 242 |  | 05/25/2023 | 40086 | 205962035 | 05/25/2023
Carrier Corp. - Indianapolis | Goettl | N95ESN0601412A | Federally-Regulated Consumer Product | Non-Weatherized, Condensing Ga | 1176 | 247 |  | 05/25/2023 | 59961 | 205961999 | 05/25/2023
Carrier Corp. - Indianapolis | Goettl | PGS424040K**2G* | Federally-Regulated Consumer Product | Weatherized Non-Condensing Gas | 1361 | 257 |  | 05/25/2023 | 45745 | 206908766 | 05/25/2023
Carrier Corp. - Indianapolis | Goettl | F80VTL0451412A | Federally-Regulated Consumer Product | Non-Weatherized, Non-Condensin | 1205 | 235 |  | 05/25/2023 | 28909 | 207207176 | 05/25/2023
Carrier Corp. - Indianapolis | Goettl | G80VTL0701716A* | Federally-Regulated Consumer Product | Non-Weatherized, Non-Condensin | 1813 | 262 |  | 05/25/2023 | 43434 | 207207227 | 05/25/2023
Carrier Corp. - Indianapolis | Goettl | F80VTL0451412A* | Federally-Regulated Consumer Product | Non-Weatherized, Non-Condensin | 1205 | 235 |  | 05/25/2023 | 28909 | 207207177 | 05/25/2023
Carrier Corp. - Indianapolis | Goettl | N95ESN0802120A* | Federally-Regulated Consumer Product | Mobile Home Non-Weatherized, C | 1837 | 276 |  | 05/25/2023 | 79777 | 205962012 | 05/25/2023
Carrier Corp. - Indianapolis | Goettl | F80VTL0701716A* | Federally-Regulated Consumer Product | Non-Weatherized, Non-Condensin | 1813 | 262 |  | 05/25/2023 | 43434 | 207207179 | 05/25/2023
Carrier Corp. - Indianapolis | Goettl | N95ESN1002120A | Federally-Regulated Consumer Product | Non-Weatherized, Condensing Ga | 2102 | 287 |  | 05/25/2023 | 99999 | 205962015 | 05/25/2023
Carrier Corp. - Indianapolis | Goettl | F96CTN0801714A*D | Federally-Regulated Consumer Product | Non-Weatherized, Condensing Ga | 1364 | 255 |  | 05/25/2023 | 52072 | 205961814 | 05/25/2023
Carrier Corp. - Indianapolis | Goettl | PGS430060K**1H* | Federally-Regulated Consumer Product | Weatherized Non-Condensing Gas | 1285 | 256 |  | 05/25/2023 | 60738 | 205962177 | 05/25/2023
Carrier Corp. - Indianapolis | Goettl | PGR536060K**2G* | Federally-Regulated Consumer Product | Weatherized Non-Condensing Gas | 1489 | 264 |  | 05/25/2023 | 60874 | 207335469 | 05/25/2023
Carrier Corp. - Indianapolis | Goettl | F80CTL0451712A | Federally-Regulated Consumer Product | Non-Weatherized, Non-Condensin | 1379 | 243 |  | 05/25/2023 | 29039 | 205961795 | 05/25/2023
Carrier Corp. - Indianapolis | Goettl | N95ESN0601714A* | Federally-Regulated Consumer Product | Mobile Home Non-Weatherized, C | 1346 | 254 |  | 05/25/2023 | 60102 | 205962004 | 05/25/2023
Carrier Corp. - Indianapolis | Goettl | G80CTL0451712A | Federally-Regulated Consumer Product | Non-Weatherized, Non-Condensin | 1379 | 243 |  | 05/25/2023 | 29039 | 205961855 | 05/25/2023
Carrier Corp. - Indianapolis | Goettl | N80ESL0701716A | Federally-Regulated Consumer Product | Non-Weatherized, Non-Condensin | 1613 | 253 |  | 05/25/2023 | 66 | 205961919 | 05/25/2023
Carrier Corp. - Indianapolis | Goettl | N80MSN0451714A | Federally-Regulated Consumer Product | Non-Weatherized, Non-Condensin | 1343 | 241 |  | 05/25/2023 | 43896 | 211780431 | 05/25/2023
Carrier Corp. - Indianapolis | Goettl | F96VTN1002122A | Federally-Regulated Consumer Product | Non-Weatherized, Condensing Ga | 2219 | 292 |  | 05/25/2023 | 64715 | 205961835 | 05/25/2023
Carrier Corp. - Indianapolis | Goettl | N80ESL0451712A* | Federally-Regulated Consumer Product | Non-Weatherized, Non-Condensin | 1206 | 235 |  | 05/25/2023 | 44058 | 205961914 | 05/25/2023
Carrier Corp. - Indianapolis | Goettl | F96VTN0601714A | Federally-Regulated Consumer Product | Non-Weatherized, Condensing Ga | 1459 | 259 |  | 05/25/2023 | 39051 | 205961827 | 05/25/2023
Carrier Corp. - Indianapolis | Goettl | PGS448090K**2G* | Federally-Regulated Consumer Product | Weatherized Non-Condensing Gas | 2022 | 287 |  | 05/25/2023 | 90050 | 205962192 | 05/25/2023
Carrier Corp. - Indianapolis | Goettl | F80VTL0701716A | Federally-Regulated Consumer Product | Non-Weatherized, Non-Condensin | 1813 | 262 |  | 05/25/2023 | 43434 | 207207178 | 05/25/2023
Carrier Corp. - Indianapolis | Goettl | N80ESL0701712A | Federally-Regulated Consumer Product | Non-Weatherized, Non-Condensin | 1051 | 228 |  | 05/25/2023 | 65904 | 205961917 | 05/25/2023
Carrier Corp. - Indianapolis | Goettl | F80CTL0702120A | Federally-Regulated Consumer Product | Non-Weatherized, Non-Condensin | 2239 | 281 |  | 05/25/2023 | 43857 | 205961801 | 05/25/2023
Carrier Corp. - Indianapolis | Goettl | F80VTL1102122A | Federally-Regulated Consumer Product | Non-Weatherized, Non-Condensin | 2435 | 289 |  | 05/25/2023 | 72702 | 207207182 | 05/25/2023
Carrier Corp. - Indianapolis | Goettl | N80ESL0702116A* | Federally-Regulated Consumer Product | Non-Weatherized, Non-Condensin | 1565 | 251 |  | 05/25/2023 | 65903 | 205961922 | 05/25/2023
Carrier Corp. - Indianapolis | Goettl | F80VTL0902120A* | Federally-Regulated Consumer Product | Non-Weatherized, Non-Condensin | 2025 | 271 |  | 05/25/2023 | 57947 | 207207181 | 05/25/2023
Carrier Corp. - Indianapolis | Goettl | G80CSU0802120A | Federally-Regulated Consumer Product | Non-Weatherized, Non-Condensin | 2499 | 292 |  | 05/25/2023 | 79452 | 205961853 | 05/25/2023
Carrier Corp. - Indianapolis | Goettl | N95ESN0401712A* | Federally-Regulated Consumer Product | Mobile Home Non-Weatherized, C | 998 | 239 |  | 05/25/2023 | 40139 | 205961996 | 05/25/2023
Carrier Corp. - Indianapolis | Goettl | PDS448115K**0G* | Federally-Regulated Consumer Product | Weatherized Non-Condensing Gas | 1989 | 287 |  | 05/25/2023 | 115206 | 205962096 | 05/25/2023
Carrier Corp. - Indianapolis | Goettl | F80CTL1352422A* | Federally-Regulated Consumer Product | Non-Weatherized, Non-Condensin | 2422 | 287 |  | 05/25/2023 | 87787 | 205961810 | 05/25/2023
Carrier Corp. - Indianapolis | Goettl | PDS448130K**1G* | Federally-Regulated Consumer Product | Weatherized Non-Condensing Gas | 2113 | 292 |  | 05/25/2023 | 127041 | 205962099 | 05/25/2023
Carrier Corp. - Indianapolis | Goettl | N80MSL0701412A | Federally-Regulated Consumer Product | Non-Weatherized, Non-Condensin | 1170 | 233 |  | 05/25/2023 | 65912 | 211780408 | 05/25/2023
Carrier Corp. - Indianapolis | Goettl | F97CMN1002122A*D | Federally-Regulated Consumer Product | Non-Weatherized, Condensing Ga | 2192 | 291 |  | 05/25/2023 | 39903 | 205961848 | 05/25/2023
Carrier Corp. - Indianapolis | Goettl | PGS448115K**0G* | Federally-Regulated Consumer Product | Weatherized Non-Condensing Gas | 1989 | 287 |  | 05/25/2023 | 115206 | 205962193 | 05/25/2023
Carrier Corp. - Indianapolis | Goettl | N95ESN1002120A*D | Federally-Regulated Consumer Product | Non-Weatherized, Condensing Ga | 2102 | 287 |  | 05/25/2023 | 99999 | 205962018 | 05/25/2023
Rheem Sales Company, Inc. | Weatherking | RGEA15048AJV08XAB | Federally-Regulated Consumer Product | Weatherized Non-Condensing Gas | 1720 | 275 |  | 05/25/2023 | 99897 | 203404592 | 05/25/2023
Rheem Sales Company, Inc. | Weatherking | W96VA0852521MSB | Federally-Regulated Consumer Product | Non-Weatherized, Condensing Ga | 1947 | 281 |  | 05/25/2023 | 58053 | 7086391 | 05/25/2023
Rheem Sales Company, Inc. | Weatherking | W95TC0401317MSA | Federally-Regulated Consumer Product | Non-Weatherized, Condensing Ga | 1107 | 244 |  | 05/25/2023 | 41877 | 8934609 | 05/25/2023
Rheem Sales Company, Inc. | Weatherking | RGEA14048AJT08XAB | Federally-Regulated Consumer Product | Weatherized Non-Condensing Gas | 1809 | 279 |  | 05/25/2023 | 99189 | 203404492 | 05/25/2023
Rheem Sales Company, Inc. | Weatherking | W802W1005A21DZNBAS | Federally-Regulated Consumer Product | Non-Weatherized, Non-Condensin | 2120 | 275 |  | 05/25/2023 | 69817 | 211871339 | 05/25/2023
Rheem Sales Company, Inc. | Weatherking | RGEAZR042AJT08UNA | Federally-Regulated Consumer Product | Weatherized Non-Condensing Gas | 1635 | 271 |  | 05/25/2023 | 80943 | 208676542 | 05/25/2023
Rheem Sales Company, Inc. | Weatherking | RGEAZR060AJT10UNA | Federally-Regulated Consumer Product | Weatherized Non-Condensing Gas | 1911 | 283 |  | 05/25/2023 | 99261 | 208676582 | 05/25/2023
Rheem Sales Company, Inc. | Weatherking | W95TC0701521MSA | Federally-Regulated Consumer Product | Non-Weatherized, Condensing Ga | 1983 | 279 |  | 05/25/2023 | 70360 | 203261702 | 05/25/2023
Rheem Sales Company, Inc. | Weatherking | W92TA1151524MSA | Federally-Regulated Consumer Product | Non-Weatherized, Condensing Ga | 2041 | 285 |  | 05/25/2023 | 111488 | 9958621 | 05/25/2023
Rheem Sales Company, Inc. | Weatherking | RGEAZR024AJT041NA | Federally-Regulated Consumer Product | Weatherized Non-Condensing Gas | 1205 | 252 |  | 05/25/2023 | 40798 | 208676392 | 05/25/2023
Rheem Sales Company, Inc. | Weatherking | W802W1255A24DZSBAS | Federally-Regulated Consumer Product | Non-Weatherized, Non-Condensin | 2179 | 278 |  | 05/25/2023 | 86625 | 211806386 | 05/25/2023
Rheem Sales Company, Inc. | Weatherking | W802TA125524MSA | Federally-Regulated Consumer Product | Non-Weatherized, Non-Condensin | 1899 | 266 |  | 05/25/2023 | 87546 | 204007883 | 05/25/2023
Rheem Sales Company, Inc. | Weatherking | W801T0504A17UHSNAS | Federally-Regulated Consumer Product | Non-Weatherized, Non-Condensin | 1517 | 249 |  | 05/25/2023 | 50545 | 211806587 | 05/25/2023
Rheem Sales Company, Inc. | Weatherking | W95TC0701317MSA | Federally-Regulated Consumer Product | Non-Weatherized, Condensing Ga | 1362 | 255 |  | 05/25/2023 | 69960 | 8934617 | 05/25/2023
Rheem Sales Company, Inc. | Weatherking | W95TC1001521MSA | Federally-Regulated Consumer Product | Non-Weatherized, Condensing Ga | 2066 | 286 |  | 05/25/2023 | 98023 | 8934625 | 05/25/2023
Rheem Sales Company, Inc. | Weatherking | W802W0503A14DZSBAS | Federally-Regulated Consumer Product | Non-Weatherized, Non-Condensin | 1250 | 237 |  | 05/25/2023 | 34844 | 211871336 | 05/25/2023
Rheem Sales Company, Inc. | Weatherking | W801T0703A17UHU | Federally-Regulated Consumer Product | Non-Weatherized, Non-Condensin | 1189 | 234 |  | 05/25/2023 | 70542 | 208430293 | 05/25/2023
Rheem Sales Company, Inc. | Weatherking | W801T0753A17DZS | Federally-Regulated Consumer Product | Non-Weatherized, Non-Condensin | 1253 | 237 |  | 05/25/2023 | 74903 | 210586029 | 05/25/2023
Rheem Sales Company, Inc. | Weatherking | RGEAZR024AJT04XNA | Federally-Regulated Consumer Product | Weatherized Non-Condensing Gas | 1205 | 252 |  | 05/25/2023 | 40798 | 208676472 | 05/25/2023
Rheem Sales Company, Inc. | Weatherking | W802TA075417MSA | Federally-Regulated Consumer Product | Non-Weatherized, Non-Condensin | 1884 | 265 |  | 05/25/2023 | 52545 | 204007874 | 05/25/2023
Rheem Sales Company, Inc. | Weatherking | RGEAZR060AJT081NA | Federally-Regulated Consumer Product | Weatherized Non-Condensing Gas | 2041 | 289 |  | 05/25/2023 | 79422 | 208676457 | 05/25/2023
Rheem Sales Company, Inc. | Weatherking | W801W0504A17UHSBAS | Federally-Regulated Consumer Product | Non-Weatherized, Non-Condensin | 1682 | 256 |  | 05/25/2023 | 50501 | 211774710 | 05/25/2023
Rheem Sales Company, Inc. | Weatherking | RGEAZR042AJT081NA | Federally-Regulated Consumer Product | Weatherized Non-Condensing Gas | 1820 | 279 |  | 05/25/2023 | 81578 | 208676437 | 05/25/2023
Rheem Sales Company, Inc. | Weatherking | W802W0504A17UHNBAS | Federally-Regulated Consumer Product | Non-Weatherized, Non-Condensin | 1712 | 257 |  | 05/25/2023 | 34534 | 211871337 | 05/25/2023
Rheem Sales Company, Inc. | Weatherking | RGEAZR060AJT08XNA | Federally-Regulated Consumer Product | Weatherized Non-Condensing Gas | 2041 | 289 |  | 05/25/2023 | 79422 | 208676577 | 05/25/2023
Rheem Sales Company, Inc. | Weatherking | RGEA15048AJV10XAB | Federally-Regulated Consumer Product | Weatherized Non-Condensing Gas | 1720 | 275 |  | 05/25/2023 | 99897 | 203404600 | 05/25/2023
Rheem Sales Company, Inc. | Weatherking | RGEA14048AJT10XAB | Federally-Regulated Consumer Product | Weatherized Non-Condensing Gas | 1809 | 279 |  | 05/25/2023 | 99189 | 203404500 | 05/25/2023
Rheem Sales Company, Inc. | Weatherking | RGEAZR036AJT10XNA | Federally-Regulated Consumer Product | Weatherized Non-Condensing Gas | 1380 | 260 |  | 05/25/2023 | 100130 | 208676537 | 05/25/2023
Rheem Sales Company, Inc. | Weatherking | RGEAZR042AJT101NA | Federally-Regulated Consumer Product | Weatherized Non-Condensing Gas | 1774 | 277 |  | 05/25/2023 | 100987 | 208676442 | 05/25/2023
Rheem Sales Company, Inc. | Weatherking | RGEAZS036ACV062CA | Federally-Regulated Consumer Product | Weatherized Non-Condensing Gas | 1702 | 248 |  | 05/25/2023 | 46772 | 211726895 | 05/25/2023
Rheem Sales Company, Inc. | Weatherking | RGEAZR048AJT08UNA | Federally-Regulated Consumer Product | Weatherized Non-Condensing Gas | 2026 | 288 |  | 05/25/2023 | 80023 | 208676557 | 05/25/2023
Rheem Sales Company, Inc. | Weatherking | W802TA150524MSA | Federally-Regulated Consumer Product | Non-Weatherized, Non-Condensin | 2092 | 274 |  | 05/25/2023 | 104565 | 204007886 | 05/25/2023
Rheem Sales Company, Inc. | Weatherking | W802W1255A24DZNBAS | Federally-Regulated Consumer Product | Non-Weatherized, Non-Condensin | 2179 | 278 |  | 05/25/2023 | 86625 | 211806385 | 05/25/2023
Rheem Sales Company, Inc. | Weatherking | W95TC0851521MSA | Federally-Regulated Consumer Product | Non-Weatherized, Condensing Ga | 1929 | 280 |  | 05/25/2023 | 84515 | 8934621 | 05/25/2023
Rheem Sales Company, Inc. | Weatherking | W92TA0701521MSA | Federally-Regulated Consumer Product | Non-Weatherized, Condensing Ga | 1983 | 282 |  | 05/25/2023 | 70360 | 207177333 | 05/25/2023
Rheem Sales Company, Inc. | Weatherking | RGEAZS036AJV082CA | Federally-Regulated Consumer Product | Weatherized Non-Condensing Gas | 1662 | 272 |  | 05/25/2023 | 60830 | 211726915 | 05/25/2023
Rheem Sales Company, Inc. | Weatherking | RGEAZR024AJT04UNA | Federally-Regulated Consumer Product | Weatherized Non-Condensing Gas | 1181 | 251 |  | 05/25/2023 | 40068 | 208676467 | 05/25/2023
Rheem Sales Company, Inc. | Weatherking | RGEAZR036AJT061NA | Federally-Regulated Consumer Product | Weatherized Non-Condensing Gas | 1259 | 254 |  | 05/25/2023 | 58986 | 208676422 | 05/25/2023
Rheem Sales Company, Inc. | Weatherking | RGEAZR036AJT08XNA | Federally-Regulated Consumer Product | Weatherized Non-Condensing Gas | 1387 | 260 |  | 05/25/2023 | 80632 | 208676532 | 05/25/2023
Rheem Sales Company, Inc. | Weatherking | W921T1005A21M4 | Federally-Regulated Consumer Product | Non-Weatherized, Condensing Ga | 2066 | 286 |  | 05/25/2023 | 98023 | 208663466 | 05/25/2023
Rheem Sales Company, Inc. | Weatherking | W802W0755A21DZNBAS | Federally-Regulated Consumer Product | Non-Weatherized, Non-Condensin | 2041 | 272 |  | 05/25/2023 | 52592 | 211774740 | 05/25/2023
Rheem Sales Company, Inc. | Weatherking | RGEAZR048AJT10XNA | Federally-Regulated Consumer Product | Weatherized Non-Condensing Gas | 2001 | 287 |  | 05/25/2023 | 101705 | 208676572 | 05/25/2023
Rheem Sales Company, Inc. | Weatherking | W96VA0602317MSA | Federally-Regulated Consumer Product | Non-Weatherized, Condensing Ga | 1372 | 255 |  | 05/25/2023 | 37932 | 6715488 | 05/25/2023
Rheem Sales Company, Inc. | Weatherking | W802W0503A14DZNBAS | Federally-Regulated Consumer Product | Non-Weatherized, Non-Condensin | 1250 | 237 |  | 05/25/2023 | 34844 | 211871335 | 05/25/2023
Rheem Sales Company, Inc. | Weatherking | W96VA0702317MSA | Federally-Regulated Consumer Product | Non-Weatherized, Condensing Ga | 1290 | 252 |  | 05/25/2023 | 48940 | 6715489 | 05/25/2023
Rheem Sales Company, Inc. | Weatherking | RGEA15060AJV101AB | Federally-Regulated Consumer Product | Weatherized Non-Condensing Gas | 2166 | 294 |  | 05/25/2023 | 100081 | 203404604 | 05/25/2023
Rheem Sales Company, Inc. | Weatherking | RGEA14048AJT101AB | Federally-Regulated Consumer Product | Weatherized Non-Condensing Gas | 1809 | 279 |  | 05/25/2023 | 99189 | 203404496 | 05/25/2023
Rheem Sales Company, Inc. | Weatherking | RGEA15030AJV061AB | Federally-Regulated Consumer Product | Weatherized Non-Condensing Gas | 1402 | 261 |  | 05/25/2023 | 80658 | 203404528 | 05/25/2023
Rheem Sales Company, Inc. | Weatherking | RGEAZR030AJT04UNA | Federally-Regulated Consumer Product | Weatherized Non-Condensing Gas | 1189 | 251 |  | 05/25/2023 | 39887 | 208676492 | 05/25/2023
Rheem Sales Company, Inc. | Weatherking | RGEAZR048AJT08XNA | Federally-Regulated Consumer Product | Weatherized Non-Condensing Gas | 1847 | 280 |  | 05/25/2023 | 80515 | 208676562 | 05/25/2023
Rheem Sales Company, Inc. | Weatherking | RGEAZR030AJT08XNA | Federally-Regulated Consumer Product | Weatherized Non-Condensing Gas | 1216 | 253 |  | 05/25/2023 | 80365 | 208676512 | 05/25/2023
Rheem Sales Company, Inc. | Weatherking | RGEAZR048AJT081NA | Federally-Regulated Consumer Product | Weatherized Non-Condensing Gas | 1847 | 280 |  | 05/25/2023 | 80515 | 208676447 | 05/25/2023
Rheem Sales Company, Inc. | Weatherking | W95TC1151524MSA | Federally-Regulated Consumer Product | Non-Weatherized, Condensing Ga | 2041 | 285 |  | 05/25/2023 | 111488 | 8934629 | 05/25/2023
Rheem Sales Company, Inc. | Weatherking | W801T0504A17UHNNAS | Federally-Regulated Consumer Product | Non-Weatherized, Non-Condensin | 1517 | 249 |  | 05/25/2023 | 50545 | 211806583 | 05/25/2023
Rheem Sales Company, Inc. | Weatherking | RGEAZR060AJT10XNA | Federally-Regulated Consumer Product | Weatherized Non-Condensing Gas | 2131 | 293 |  | 05/25/2023 | 101980 | 208676587 | 05/25/2023
Rheem Sales Company, Inc. | Weatherking | W802W0504A17UHSBAS | Federally-Regulated Consumer Product | Non-Weatherized, Non-Condensin | 1712 | 257 |  | 05/25/2023 | 34534 | 211871338 | 05/25/2023
Rheem Sales Company, Inc. | Weatherking | W802W1005A21DZSBAS | Federally-Regulated Consumer Product | Non-Weatherized, Non-Condensin | 2120 | 275 |  | 05/25/2023 | 69817 | 211871340 | 05/25/2023
Rheem Sales Company, Inc. | Weatherking | RGEAZR048AJT10UNA | Federally-Regulated Consumer Product | Weatherized Non-Condensing Gas | 1832 | 280 |  | 05/25/2023 | 100370 | 208676567 | 05/25/2023
Rheem Sales Company, Inc. | Weatherking | W802W0755A21DZSBAS | Federally-Regulated Consumer Product | Non-Weatherized, Non-Condensin | 2041 | 272 |  | 05/25/2023 | 52592 | 211774741 | 05/25/2023
Rheem Sales Company, Inc. | Weatherking | W921W0603A17M4 | Federally-Regulated Consumer Product | Non-Weatherized, Condensing Ga | 1356 | 249 |  | 05/25/2023 | 56054 | 208770568 | 05/25/2023
Rheem Sales Company, Inc. | Weatherking | W801T0754A17UHS | Federally-Regulated Consumer Product | Non-Weatherized, Non-Condensin | 1496 | 248 |  | 05/25/2023 | 75177 | 208242445 | 05/25/2023
Johnson Controls, Inc. | Luxaire | TPLC100C20MP13 | Federally-Regulated Consumer Product | Non-Weatherized, Non-Condensin | 2229 | 274 |  | 05/25/2023 | 48317 | 10534087 | 05/25/2023
Johnson Controls, Inc. | Luxaire | TPLC060A12MP13 | Federally-Regulated Consumer Product | Non-Weatherized, Non-Condensin | 1330 | 236 |  | 05/25/2023 | 30082 | 10534069 | 05/25/2023
Carrier Corp. - Indianapolis | Maratherm | R95ESN0601412A**D | Federally-Regulated Consumer Product | Mobile Home Non-Weatherized, C | 1176 | 247 |  | 05/25/2023 | 59961 | 203924711 | 05/25/2023
Carrier Corp. - Indianapolis | Maratherm | R80ESL0902420A | Federally-Regulated Consumer Product | Non-Weatherized, Non-Condensin | 1987 | 269 |  | 05/25/2023 | 88320 | 203360117 | 05/25/2023
Carrier Corp. - Indianapolis | Maratherm | R96MSN0802120A**D | Federally-Regulated Consumer Product | Mobile Home Non-Weatherized, C | 2169 | 290 |  | 05/25/2023 | 79638 | 211779612 | 05/25/2023
Carrier Corp. - Indianapolis | Maratherm | R92MSN1002120A* | Federally-Regulated Consumer Product | Mobile Home Non-Weatherized, C | 1931 | 280 |  | 05/25/2023 | 100411 | 211779044 | 05/25/2023
Carrier Corp. - Indianapolis | Maratherm | R95MSU0401712A | Federally-Regulated Consumer Product | Non-Weatherized, Condensing Ga | 1244 | 250 |  | 05/25/2023 | 40132 | 211781337 | 05/25/2023
Carrier Corp. - Indianapolis | Maratherm | R92ESN0801716A | Federally-Regulated Consumer Product | Non-Weatherized, Condensing Ga | 1390 | 256 |  | 05/25/2023 | 79599 | 203359951 | 05/25/2023
Carrier Corp. - Indianapolis | Maratherm | R80MSU1002120A | Federally-Regulated Consumer Product | Non-Weatherized, Non-Condensin | 2444 | 290 |  | 05/25/2023 | 99795 | 211781267 | 05/25/2023
Carrier Corp. - Indianapolis | Maratherm | R96MSN0801716A | Federally-Regulated Consumer Product | Non-Weatherized, Condensing Ga | 1671 | 269 |  | 05/25/2023 | 79335 | 211780751 | 05/25/2023
Carrier Corp. - Indianapolis | Maratherm | R92MSN0801716A | Federally-Regulated Consumer Product | Non-Weatherized, Condensing Ga | 1845 | 276 |  | 05/25/2023 | 80520 | 211779041 | 05/25/2023
Carrier Corp. - Indianapolis | Maratherm | R95ESN0261410A*D | Federally-Regulated Consumer Product | Non-Weatherized, Condensing Ga | 890 | 234 |  | 05/25/2023 | 26050 | 203360565 | 05/25/2023
Carrier Corp. - Indianapolis | Maratherm | R96MSN0802120A*D | Federally-Regulated Consumer Product | Non-Weatherized, Condensing Ga | 2169 | 290 |  | 05/25/2023 | 79638 | 211779614 | 05/25/2023
Carrier Corp. - Indianapolis | Maratherm | R96MSN1202422A*D | Federally-Regulated Consumer Product | Non-Weatherized, Condensing Ga | 2308 | 297 |  | 05/25/2023 | 119661 | 211779630 | 05/25/2023
Carrier Corp. - Indianapolis | Maratherm | R92MSN0401412A | Federally-Regulated Consumer Product | Non-Weatherized, Condensing Ga | 1089 | 243 |  | 05/25/2023 | 39846 | 211779037 | 05/25/2023
Carrier Corp. - Indianapolis | Maratherm | R96MSN0601716A | Federally-Regulated Consumer Product | Non-Weatherized, Condensing Ga | 1611 | 266 |  | 05/25/2023 | 59946 | 211779596 | 05/25/2023
Carrier Corp. - Indianapolis | Maratherm | R92ESN0801716A* | Federally-Regulated Consumer Product | Mobile Home Non-Weatherized, C | 1390 | 256 |  | 05/25/2023 | 79599 | 203359953 | 05/25/2023
Carrier Corp. - Indianapolis | Maratherm | R92ESN1002120A* | Federally-Regulated Consumer Product | Mobile Home Non-Weatherized, C | 1821 | 275 |  | 05/25/2023 | 99460 | 203359959 | 05/25/2023
Carrier Corp. - Indianapolis | Maratherm | R92ESN0401712A* | Federally-Regulated Consumer Product | Mobile Home Non-Weatherized, C | 1024 | 240 |  | 05/25/2023 | 39894 | 203359943 | 05/25/2023
Carrier Corp. - Indianapolis | Maratherm | R95ESN1202422A**D | Federally-Regulated Consumer Product | Mobile Home Non-Weatherized, C | 2161 | 290 |  | 05/25/2023 | 119834 | 203360767 | 05/25/2023
Carrier Corp. - Indianapolis | Maratherm | R96MSN0401712A**D | Federally-Regulated Consumer Product | Mobile Home Non-Weatherized, C | 1097 | 243 |  | 05/25/2023 | 40216 | 211779592 | 05/25/2023
Carrier Corp. - Indianapolis | Maratherm | R96MSN0401410A* | Federally-Regulated Consumer Product | Mobile Home Non-Weatherized, C | 1017 | 240 |  | 05/25/2023 | 40102 | 211779582 | 05/25/2023
Carrier Corp. - Indianapolis | Maratherm | R80MSN0701716A | Federally-Regulated Consumer Product | Non-Weatherized, Non-Condensin | 1776 | 260 |  | 05/25/2023 | 65952 | 211780362 | 05/25/2023
Carrier Corp. - Indianapolis | Maratherm | R95ESN1002120A* | Federally-Regulated Consumer Product | Mobile Home Non-Weatherized, C | 2102 | 287 |  | 05/25/2023 | 99999 | 203360760 | 05/25/2023
Carrier Corp. - Indianapolis | Maratherm | R95ESU0401712A | Federally-Regulated Consumer Product | Non-Weatherized, Condensing Ga | 1165 | 196 |  | 05/25/2023 | 40027 | 205645649 | 05/25/2023
Carrier Corp. - Indianapolis | Maratherm | R92MSN0601714A | Federally-Regulated Consumer Product | Non-Weatherized, Condensing Ga | 1381 | 256 |  | 05/25/2023 | 60143 | 211779039 | 05/25/2023
Carrier Corp. - Indianapolis | Maratherm | R96MSN1002120A**D | Federally-Regulated Consumer Product | Mobile Home Non-Weatherized, C | 2215 | 292 |  | 05/25/2023 | 99728 | 211779620 | 05/25/2023
Carrier Corp. - Indianapolis | Maratherm | R80MSU0401712A | Federally-Regulated Consumer Product | Non-Weatherized, Non-Condensin | 1440 | 245 |  | 05/25/2023 | 40185 | 211781252 | 05/25/2023
Carrier Corp. - Indianapolis | Maratherm | R92ESN0601412A* | Federally-Regulated Consumer Product | Mobile Home Non-Weatherized, C | 945 | 237 |  | 05/25/2023 | 59375 | 203359946 | 05/25/2023
Carrier Corp. - Indianapolis | Maratherm | R80ESL0451712A | Federally-Regulated Consumer Product | Non-Weatherized, Non-Condensin | 1206 | 235 |  | 05/25/2023 | 44058 | 203360110 | 05/25/2023
Carrier Corp. - Indianapolis | Maratherm | R96MSN0401410A**D | Federally-Regulated Consumer Product | Mobile Home Non-Weatherized, C | 1017 | 240 |  | 05/25/2023 | 40102 | 211779584 | 05/25/2023
Carrier Corp. - Indianapolis | Maratherm | R80MSU0601716A | Federally-Regulated Consumer Product | Non-Weatherized, Non-Condensin | 1955 | 268 |  | 05/25/2023 | 60649 | 211781380 | 05/25/2023
Carrier Corp. - Indianapolis | Maratherm | R92ESN0401410A | Federally-Regulated Consumer Product | Non-Weatherized, Condensing Ga | 981 | 238 |  | 05/25/2023 | 40102 | 203359938 | 05/25/2023
Carrier Corp. - Indianapolis | Maratherm | R95MSU0802120A | Federally-Regulated Consumer Product | Non-Weatherized, Condensing Ga | 2132 | 289 |  | 05/25/2023 | 80309 | 211781339 | 05/25/2023
Carrier Corp. - Indianapolis | Maratherm | R96MSN0802120A | Federally-Regulated Consumer Product | Non-Weatherized, Condensing Ga | 2169 | 290 |  | 05/25/2023 | 79638 | 211779608 | 05/25/2023
Carrier Corp. - Indianapolis | Maratherm | R80ESN1352420A | Federally-Regulated Consumer Product | Non-Weatherized, Non-Condensin | 1887 | 265 |  | 05/25/2023 | 131482 | 203360842 | 05/25/2023
Carrier Corp. - Indianapolis | Maratherm | R80MSL0701412A* | Federally-Regulated Consumer Product | Non-Weatherized, Non-Condensin | 1170 | 233 |  | 05/25/2023 | 65912 | 211780243 | 05/25/2023
Carrier Corp. - Indianapolis | Maratherm | R96MSN0801716A* | Federally-Regulated Consumer Product | Mobile Home Non-Weatherized, C | 1671 | 269 |  | 05/25/2023 | 79335 | 211780753 | 05/25/2023
Carrier Corp. - Indianapolis | Maratherm | R92ESN0601714A* | Federally-Regulated Consumer Product | Mobile Home Non-Weatherized, C | 1205 | 248 |  | 05/25/2023 | 60119 | 203359949 | 05/25/2023
Carrier Corp. - Indianapolis | Maratherm | R80MSU0802120A | Federally-Regulated Consumer Product | Non-Weatherized, Non-Condensin | 2436 | 289 |  | 05/25/2023 | 80342 | 211781364 | 05/25/2023
Carrier Corp. - Indianapolis | Maratherm | R92MSN1002120A | Federally-Regulated Consumer Product | Non-Weatherized, Condensing Ga | 1931 | 280 |  | 05/25/2023 | 100411 | 211779043 | 05/25/2023
Carrier Corp. - Indianapolis | Maratherm | R80MSL0451412A | Federally-Regulated Consumer Product | Non-Weatherized, Non-Condensin | 1161 | 233 |  | 05/25/2023 | 44099 | 211780127 | 05/25/2023
Carrier Corp. - Indianapolis | Maratherm | R80MSL1102120A | Federally-Regulated Consumer Product | Non-Weatherized, Non-Condensin | 2444 | 290 |  | 05/25/2023 | 110371 | 211780130 | 05/25/2023
Carrier Corp. - Indianapolis | Maratherm | R96MSN1202422A**D | Federally-Regulated Consumer Product | Mobile Home Non-Weatherized, C | 2308 | 297 |  | 05/25/2023 | 119661 | 211779628 | 05/25/2023
Carrier Corp. - Indianapolis | Maratherm | R96MSN1002120A*D | Federally-Regulated Consumer Product | Non-Weatherized, Condensing Ga | 2215 | 292 |  | 05/25/2023 | 99728 | 211779622 | 05/25/2023
Carrier Corp. - Indianapolis | Maratherm | R95MSU1002120A | Federally-Regulated Consumer Product | Non-Weatherized, Condensing Ga | 2049 | 285 |  | 05/25/2023 | 100109 | 211781340 | 05/25/2023
Carrier Corp. - Indianapolis | Maratherm | R95MSU0601716A | Federally-Regulated Consumer Product | Non-Weatherized, Condensing Ga | 1794 | 274 |  | 05/25/2023 | 60012 | 211781338 | 05/25/2023
Carrier Corp. - Indianapolis | Maratherm | R80MSL0902120A | Federally-Regulated Consumer Product | Non-Weatherized, Non-Condensin | 2438 | 289 |  | 05/25/2023 | 88368 | 211780129 | 05/25/2023
Carrier Corp. - Indianapolis | Maratherm | R96MSN1002120A* | Federally-Regulated Consumer Product | Mobile Home Non-Weatherized, C | 2215 | 292 |  | 05/25/2023 | 99728 | 211779618 | 05/25/2023
Carrier Corp. - Indianapolis | Maratherm | R80MSL0451412A* | Federally-Regulated Consumer Product | Non-Weatherized, Non-Condensin | 1161 | 233 |  | 05/25/2023 | 44099 | 211780242 | 05/25/2023
Rheem Sales Company, Inc. | DURASTAR | DR80DZAW0751521SAB | Federally-Regulated Consumer Product | Non-Weatherized, Non-Condensin | 2163 | 277 |  | 05/25/2023 | 75029 | 210727809 | 05/25/2023
Rheem Sales Company, Inc. | DURASTAR | DR80DZAW1002521NAB | Federally-Regulated Consumer Product | Non-Weatherized, Non-Condensin | 2120 | 275 |  | 05/25/2023 | 69817 | 211873049 | 05/25/2023
Rheem Sales Company, Inc. | DURASTAR | DR80DZAW0752521SAB | Federally-Regulated Consumer Product | Non-Weatherized, Non-Condensin | 2041 | 272 |  | 05/25/2023 | 52592 | 211873048 | 05/25/2023
Rheem Sales Company, Inc. | DURASTAR | DR95M4AT0701317S | Federally-Regulated Consumer Product | Non-Weatherized, Condensing Ga | 1362 | 255 |  | 05/25/2023 | 69960 | 208676590 | 05/25/2023
Rheem Sales Company, Inc. | DURASTAR | DR95M4AT1001521S | Federally-Regulated Consumer Product | Non-Weatherized, Condensing Ga | 2066 | 286 |  | 05/25/2023 | 98023 | 208676593 | 05/25/2023
Rheem Sales Company, Inc. | DURASTAR | DR80DZAW0502314SAB | Federally-Regulated Consumer Product | Non-Weatherized, Non-Condensin | 1250 | 237 |  | 05/25/2023 | 34844 | 211873041 | 05/25/2023
Rheem Sales Company, Inc. | DURASTAR | DR80UHAT0501417NAN | Federally-Regulated Consumer Product | Non-Weatherized, Non-Condensin | 1517 | 249 |  | 05/25/2023 | 50545 | 211873036 | 05/25/2023
Rheem Sales Company, Inc. | DURASTAR | DR80UHAW0502417SAB | Federally-Regulated Consumer Product | Non-Weatherized, Non-Condensin | 1712 | 257 |  | 05/25/2023 | 34534 | 211873044 | 05/25/2023
Rheem Sales Company, Inc. | DURASTAR | DR80DZAW0501314SAB | Federally-Regulated Consumer Product | Non-Weatherized, Non-Condensin | 2163 | 277 |  | 05/25/2023 | 51119 | 210727807 | 05/25/2023
Rheem Sales Company, Inc. | DURASTAR | DR80DZAW0502314NAB | Federally-Regulated Consumer Product | Non-Weatherized, Non-Condensin | 1250 | 237 |  | 05/25/2023 | 34844 | 211873040 | 05/25/2023
Rheem Sales Company, Inc. | DURASTAR | DR95UCT1151524SA | Federally-Regulated Consumer Product | Non-Weatherized, Condensing Ga | 2041 | 285 |  | 05/25/2023 | 111488 | 205783273 | 05/25/2023
Rheem Sales Company, Inc. | DURASTAR | DR80UHAW0502417NAB | Federally-Regulated Consumer Product | Non-Weatherized, Non-Condensin | 1712 | 257 |  | 05/25/2023 | 34534 | 211873042 | 05/25/2023
Rheem Sales Company, Inc. | DURASTAR | DR80DZAW1001521SAB | Federally-Regulated Consumer Product | Non-Weatherized, Non-Condensin | 2095 | 257 |  | 05/25/2023 | 100302 | 210727811 | 05/25/2023
Rheem Sales Company, Inc. | DURASTAR | DR95M4AW1151524S | Federally-Regulated Consumer Product | Non-Weatherized, Condensing Ga | 2137 | 231 |  | 05/25/2023 | 111605 | 208676601 | 05/25/2023
Rheem Sales Company, Inc. | DURASTAR | DR95UCT0701317SA | Federally-Regulated Consumer Product | Non-Weatherized, Condensing Ga | 1362 | 255 |  | 05/25/2023 | 69960 | 205783269 | 05/25/2023
Rheem Sales Company, Inc. | DURASTAR | DR95UCT0851521SA | Federally-Regulated Consumer Product | Non-Weatherized, Condensing Ga | 1929 | 280 |  | 05/25/2023 | 84515 | 205783271 | 05/25/2023
Rheem Sales Company, Inc. | DURASTAR | DR95UCT0401317SA | Federally-Regulated Consumer Product | Non-Weatherized, Condensing Ga | 1107 | 244 |  | 05/25/2023 | 41877 | 205783267 | 05/25/2023
Rheem Sales Company, Inc. | DURASTAR | DR80UAT0752417SA | Federally-Regulated Consumer Product | Non-Weatherized, Non-Condensin | 1884 | 265 |  | 05/25/2023 | 52545 | 205783262 | 05/25/2023
Rheem Sales Company, Inc. | DURASTAR | DR95UCT1001521SA | Federally-Regulated Consumer Product | Non-Weatherized, Condensing Ga | 2066 | 286 |  | 05/25/2023 | 98023 | 205783272 | 05/25/2023
Rheem Sales Company, Inc. | DURASTAR | DR80DZAW1002521SAB | Federally-Regulated Consumer Product | Non-Weatherized, Non-Condensin | 2120 | 275 |  | 05/25/2023 | 69817 | 211873050 | 05/25/2023
Rheem Sales Company, Inc. | DURASTAR | DR80DZAW1251524SAB | Federally-Regulated Consumer Product | Non-Weatherized, Non-Condensin | 2075 | 273 |  | 05/25/2023 | 124289 | 210727813 | 05/25/2023
Rheem Sales Company, Inc. | DURASTAR | DR80DZAW1252524NAB | Federally-Regulated Consumer Product | Non-Weatherized, Non-Condensin | 2179 | 278 |  | 05/25/2023 | 86625 | 211873051 | 05/25/2023
Rheem Sales Company, Inc. | DURASTAR | DR80UAT1252524SA | Federally-Regulated Consumer Product | Non-Weatherized, Non-Condensin | 1899 | 266 |  | 05/25/2023 | 87546 | 205783265 | 05/25/2023
Rheem Sales Company, Inc. | DURASTAR | DR80DZAW0751521NAB | Federally-Regulated Consumer Product | Non-Weatherized, Non-Condensin | 2163 | 277 |  | 05/25/2023 | 75029 | 210727808 | 05/25/2023
Rheem Sales Company, Inc. | DURASTAR | DR80DZAW1001521NAB | Federally-Regulated Consumer Product | Non-Weatherized, Non-Condensin | 2095 | 257 |  | 05/25/2023 | 100302 | 210727810 | 05/25/2023
Rheem Sales Company, Inc. | DURASTAR | DR80DZAW0752417NAB | Federally-Regulated Consumer Product | Non-Weatherized, Non-Condensin | 1628 | 254 |  | 05/25/2023 | 52707 | 211873045 | 05/25/2023
Rheem Sales Company, Inc. | DURASTAR | DR80DZAW1251524NAB | Federally-Regulated Consumer Product | Non-Weatherized, Non-Condensin | 2075 | 273 |  | 05/25/2023 | 124289 | 210727812 | 05/25/2023
Rheem Sales Company, Inc. | DURASTAR | DR80UHAT0501417SAN | Federally-Regulated Consumer Product | Non-Weatherized, Non-Condensin | 1517 | 249 |  | 05/25/2023 | 50545 | 211873037 | 05/25/2023
Rheem Sales Company, Inc. | DURASTAR | DR95M4AT0401317S | Federally-Regulated Consumer Product | Non-Weatherized, Condensing Ga | 1292 | 228 |  | 05/25/2023 | 42494 | 208676588 | 05/25/2023
Rheem Sales Company, Inc. | DURASTAR | DR95UCT0701521SA | Federally-Regulated Consumer Product | Non-Weatherized, Condensing Ga | 1983 | 279 |  | 05/25/2023 | 70360 | 205783270 | 05/25/2023
Rheem Sales Company, Inc. | DURASTAR | DR80DZAW0501314NAB | Federally-Regulated Consumer Product | Non-Weatherized, Non-Condensin | 2163 | 277 |  | 05/25/2023 | 51119 | 210727806 | 05/25/2023
Rheem Sales Company, Inc. | DURASTAR | DR80UAT1502524SA | Federally-Regulated Consumer Product | Non-Weatherized, Non-Condensin | 2092 | 274 |  | 05/25/2023 | 104565 | 205783266 | 05/25/2023
Rheem Sales Company, Inc. | DURASTAR | DR80DZAW0752521NAB | Federally-Regulated Consumer Product | Non-Weatherized, Non-Condensin | 2041 | 272 |  | 05/25/2023 | 52592 | 211873047 | 05/25/2023
Trane U.S. Inc. | Trane | S8V2C080M5PD*** | Federally-Regulated Consumer Product | Non-Weatherized, Non-Condensin | 2322 | 284 |  | 05/25/2023 | 51280 | 210532651 | 05/25/2023
Trane U.S. Inc. | Trane | 4YCZ5036F1090** | Federally-Regulated Consumer Product | Weatherized Non-Condensing Gas | 1311 | 257 |  | 05/25/2023 | 90186 | 211708365 | 05/25/2023
Trane U.S. Inc. | Trane | L8V1A060U3VS*** | Federally-Regulated Consumer Product | Non-Weatherized, Non-Condensin | 1456 | 246 |  | 05/25/2023 | 59749 | 208359563 | 05/25/2023
Trane U.S. Inc. | Trane | 4YCZ5036F1070** | Federally-Regulated Consumer Product | Weatherized Non-Condensing Gas | 1504 | 265 |  | 05/25/2023 | 55291 | 211708364 | 05/25/2023
Trane U.S. Inc. | Trane | L8V1C100U5VS*** | Federally-Regulated Consumer Product | Non-Weatherized, Non-Condensin | 2437 | 289 |  | 05/25/2023 | 101421 | 207169059 | 05/25/2023
Trane U.S. Inc. | Trane | S8V2A040M3PD*** | Federally-Regulated Consumer Product | Non-Weatherized, Non-Condensin | 1475 | 246 |  | 05/25/2023 | 25840 | 210532648 | 05/25/2023
Trane U.S. Inc. | Trane | L8V1B080U4VS*** | Federally-Regulated Consumer Product | Non-Weatherized, Non-Condensin | 1869 | 264 |  | 05/25/2023 | 79937 | 208359564 | 05/25/2023
Trane U.S. Inc. | Trane | S8V2B080M4PD*** | Federally-Regulated Consumer Product | Non-Weatherized, Non-Condensin | 1957 | 268 |  | 05/25/2023 | 51892 | 210532650 | 05/25/2023
Trane U.S. Inc. | Trane | S8V2C100M5PC*** | Federally-Regulated Consumer Product | Non-Weatherized, Non-Condensin | 2317 | 283 |  | 05/25/2023 | 65323 | 210532640 | 05/25/2023
Trane U.S. Inc. | Trane | S8V2B060M4PD*** | Federally-Regulated Consumer Product | Non-Weatherized, Non-Condensin | 1871 | 264 |  | 05/25/2023 | 38765 | 210532649 | 05/25/2023
Johnson Controls, Inc. | YORK BY JOHNSON CONTROLS | TM8E100C16MP11 | Federally-Regulated Consumer Product | Non-Weatherized, Non-Condensin | 1717 | 252 |  | 05/25/2023 | 99043 | 203324326 | 05/25/2023
Johnson Controls, Inc. | YORK BY JOHNSON CONTROLS | YPLC080B12MP13 | Federally-Regulated Consumer Product | Non-Weatherized, Non-Condensin | 1599 | 247 |  | 05/25/2023 | 40519 | 10533814 | 05/25/2023
Johnson Controls, Inc. | YORK BY JOHNSON CONTROLS | Y81E120C16LMPS1 | Federally-Regulated Consumer Product | Non-Weatherized, Non-Condensin | 2014 | 269 |  | 05/25/2023 | 120343 | 211900218 | 05/25/2023
Johnson Controls, Inc. | YORK BY JOHNSON CONTROLS | TMLE080B12MP11 | Federally-Regulated Consumer Product | Non-Weatherized, Non-Condensin | 1311 | 235 |  | 05/25/2023 | 79634 | 203489603 | 05/25/2023
Johnson Controls, Inc. | YORK BY JOHNSON CONTROLS | PCG6A360752X4 | Federally-Regulated Consumer Product | Weatherized Non-Condensing Gas | 1641 | 270 |  | 05/25/2023 | 49680 | 206168411 | 05/25/2023
Johnson Controls, Inc. | YORK BY JOHNSON CONTROLS | ZE048*07A1******** | Federally-Regulated Consumer Product | Weatherized Non-Condensing Gas | 2163 | 294 |  | 05/25/2023 | 75000 | 203975753 | 05/25/2023
Johnson Controls, Inc. | YORK BY JOHNSON CONTROLS | Y81E040A12SMPS1 | Federally-Regulated Consumer Product | Non-Weatherized, Non-Condensin | 1353 | 240 |  | 05/25/2023 | 40218 | 211900149 | 05/25/2023
Johnson Controls, Inc. | YORK BY JOHNSON CONTROLS | PCG4B600652X4 | Federally-Regulated Consumer Product | Weatherized Non-Condensing Gas | 2322 | 300 |  | 05/25/2023 | 64850 | 206077566 | 05/25/2023
Johnson Controls, Inc. | YORK BY JOHNSON CONTROLS | TM8E100C20MP11 | Federally-Regulated Consumer Product | Non-Weatherized, Non-Condensin | 2196 | 273 |  | 05/25/2023 | 99867 | 203324327 | 05/25/2023
Johnson Controls, Inc. | YORK BY JOHNSON CONTROLS | PHG4B601252X4 | Federally-Regulated Consumer Product | Weatherized Non-Condensing Gas | 2272 | 297 |  | 05/25/2023 | 124490 | 206338278 | 05/25/2023
Johnson Controls, Inc. | YORK BY JOHNSON CONTROLS | PCG6B601252X4 | Federally-Regulated Consumer Product | Weatherized Non-Condensing Gas | 1949 | 283 |  | 05/25/2023 | 82720 | 206136991 | 05/25/2023
Johnson Controls, Inc. | YORK BY JOHNSON CONTROLS | Y81E080C20SMPS1 | Federally-Regulated Consumer Product | Non-Weatherized, Non-Condensin | 1904 | 264 |  | 05/25/2023 | 79768 | 211900153 | 05/25/2023
Johnson Controls, Inc. | YORK BY JOHNSON CONTROLS | YPLC100C20MP13 | Federally-Regulated Consumer Product | Non-Weatherized, Non-Condensin | 2229 | 274 |  | 05/25/2023 | 48317 | 10533817 | 05/25/2023
Johnson Controls, Inc. | YORK BY JOHNSON CONTROLS | TM9E080C16MP12 | Federally-Regulated Consumer Product | Non-Weatherized, Condensing Ga | 1641 | 262 |  | 05/25/2023 | 80008 | 203324414 | 05/25/2023
Johnson Controls, Inc. | YORK BY JOHNSON CONTROLS | Y81E060A12SMPS1 | Federally-Regulated Consumer Product | Non-Weatherized, Non-Condensin | 1336 | 240 |  | 05/25/2023 | 60538 | 211900150 | 05/25/2023
Johnson Controls, Inc. | YORK BY JOHNSON CONTROLS | Y81E100C16LMPS1 | Federally-Regulated Consumer Product | Non-Weatherized, Non-Condensin | 1748 | 258 |  | 05/25/2023 | 101093 | 211900216 | 05/25/2023
Johnson Controls, Inc. | YORK BY JOHNSON CONTROLS | YPLC100C16MP13 | Federally-Regulated Consumer Product | Non-Weatherized, Non-Condensin | 1706 | 252 |  | 05/25/2023 | 50511 | 10533816 | 05/25/2023
Johnson Controls, Inc. | YORK BY JOHNSON CONTROLS | TM8E100B12MP11 | Federally-Regulated Consumer Product | Non-Weatherized, Non-Condensin | 1560 | 246 |  | 05/25/2023 | 100501 | 203324325 | 05/25/2023
Johnson Controls, Inc. | YORK BY JOHNSON CONTROLS | TM9V040A10MP12 | Federally-Regulated Consumer Product | Non-Weatherized, Condensing Ga | 1083 | 238 |  | 05/25/2023 | 26275 | 10533784 | 05/25/2023
Johnson Controls, Inc. | YORK BY JOHNSON CONTROLS | TMLE130D20MP11 | Federally-Regulated Consumer Product | Non-Weatherized, Non-Condensin | 2178 | 272 |  | 05/25/2023 | 130606 | 203489651 | 05/25/2023
Johnson Controls, Inc. | YORK BY JOHNSON CONTROLS | Y81E120C20LMPS1 | Federally-Regulated Consumer Product | Non-Weatherized, Non-Condensin | 1968 | 267 |  | 05/25/2023 | 119627 | 211900219 | 05/25/2023
Johnson Controls, Inc. | YORK BY JOHNSON CONTROLS | TM9Y100C16MP11 | Federally-Regulated Consumer Product | Non-Weatherized, Condensing Ga | 1497 | 256 |  | 05/25/2023 | 64620 | 8412960 | 05/25/2023
Johnson Controls, Inc. | YORK BY JOHNSON CONTROLS | TPLC080C16MP13 | Federally-Regulated Consumer Product | Non-Weatherized, Non-Condensin | 1657 | 250 |  | 05/25/2023 | 38933 | 10533804 | 05/25/2023
Johnson Controls, Inc. | YORK BY JOHNSON CONTROLS | PHG4B481252X4 | Federally-Regulated Consumer Product | Weatherized Non-Condensing Gas | 2057 | 288 |  | 05/25/2023 | 125500 | 206338271 | 05/25/2023
Johnson Controls, Inc. | YORK BY JOHNSON CONTROLS | TM8Y100C20MP11 | Federally-Regulated Consumer Product | Non-Weatherized, Non-Condensin | 2060 | 267 |  | 05/25/2023 | 65024 | 8412951 | 05/25/2023
Johnson Controls, Inc. | YORK BY JOHNSON CONTROLS | TM8Y080B12MP11 | Federally-Regulated Consumer Product | Non-Weatherized, Non-Condensin | 1373 | 238 |  | 05/25/2023 | 52180 | 8412949 | 05/25/2023
Johnson Controls, Inc. | YORK BY JOHNSON CONTROLS | Y81E120C16SMPS1 | Federally-Regulated Consumer Product | Non-Weatherized, Non-Condensin | 2014 | 269 |  | 05/25/2023 | 120343 | 211900157 | 05/25/2023
Johnson Controls, Inc. | YORK BY JOHNSON CONTROLS | TMLE120C20MP11 | Federally-Regulated Consumer Product | Non-Weatherized, Non-Condensin | 2201 | 273 |  | 05/25/2023 | 119730 | 203489645 | 05/25/2023
Johnson Controls, Inc. | YORK BY JOHNSON CONTROLS | TM9E060A10MP12 | Federally-Regulated Consumer Product | Non-Weatherized, Condensing Ga | 1353 | 249 |  | 05/25/2023 | 60123 | 203324411 | 05/25/2023
Johnson Controls, Inc. | YORK BY JOHNSON CONTROLS | TMLE080C20MP11 | Federally-Regulated Consumer Product | Non-Weatherized, Non-Condensin | 2104 | 269 |  | 05/25/2023 | 80073 | 203489615 | 05/25/2023
Johnson Controls, Inc. | YORK BY JOHNSON CONTROLS | PCG6B600652X4 | Federally-Regulated Consumer Product | Weatherized Non-Condensing Gas | 2129 | 291 |  | 05/25/2023 | 43020 | 206136977 | 05/25/2023
Johnson Controls, Inc. | YORK BY JOHNSON CONTROLS | TL8E060A12UH11 | Federally-Regulated Consumer Product | Non-Weatherized, Non-Condensin | 1182 | 229 |  | 05/25/2023 | 60391 | 204463264 | 05/25/2023
Johnson Controls, Inc. | YORK BY JOHNSON CONTROLS | TMLE060A12MP11 | Federally-Regulated Consumer Product | Non-Weatherized, Non-Condensin | 1311 | 235 |  | 05/25/2023 | 60267 | 203489597 | 05/25/2023
Johnson Controls, Inc. | YORK BY JOHNSON CONTROLS | Y81E100C20LMPS1 | Federally-Regulated Consumer Product | Non-Weatherized, Non-Condensin | 1937 | 266 |  | 05/25/2023 | 99769 | 211900217 | 05/25/2023
Johnson Controls, Inc. | YORK BY JOHNSON CONTROLS | PCG4A300502X4 | Federally-Regulated Consumer Product | Weatherized Non-Condensing Gas | 1205 | 251 |  | 05/25/2023 | 50202 | 206077379 | 05/25/2023
Johnson Controls, Inc. | YORK BY JOHNSON CONTROLS | PCG6B481002X4 | Federally-Regulated Consumer Product | Weatherized Non-Condensing Gas | 1847 | 279 |  | 05/25/2023 | 64960 | 206136963 | 05/25/2023
Johnson Controls, Inc. | YORK BY JOHNSON CONTROLS | Y81E100C16SMPS1 | Federally-Regulated Consumer Product | Non-Weatherized, Non-Condensin | 1748 | 258 |  | 05/25/2023 | 101093 | 211900155 | 05/25/2023
Johnson Controls, Inc. | YORK BY JOHNSON CONTROLS | TMLE100B12MP11 | Federally-Regulated Consumer Product | Non-Weatherized, Non-Condensin | 1560 | 246 |  | 05/25/2023 | 100501 | 203489621 | 05/25/2023
Johnson Controls, Inc. | YORK BY JOHNSON CONTROLS | PCG4A360502L1 | Federally-Regulated Consumer Product | Weatherized Non-Condensing Gas | 1495 | 263 |  | 05/25/2023 | 50177 | 205962804 | 05/25/2023
Johnson Controls, Inc. | YORK BY JOHNSON CONTROLS | TMLE040A12MP11 | Federally-Regulated Consumer Product | Non-Weatherized, Non-Condensin | 1303 | 235 |  | 05/25/2023 | 39958 | 203489591 | 05/25/2023
Johnson Controls, Inc. | YORK BY JOHNSON CONTROLS | YP9C080B12MP13 | Federally-Regulated Consumer Product | Non-Weatherized, Condensing Ga | 1425 | 253 |  | 05/25/2023 | 30285 | 10533808 | 05/25/2023
Johnson Controls, Inc. | YORK BY JOHNSON CONTROLS | YP9C060B12MP13 | Federally-Regulated Consumer Product | Non-Weatherized, Condensing Ga | 1359 | 250 |  | 05/25/2023 | 21059 | 10533807 | 05/25/2023
Johnson Controls, Inc. | YORK BY JOHNSON CONTROLS | PHG4B481002X4 | Federally-Regulated Consumer Product | Weatherized Non-Condensing Gas | 1939 | 283 |  | 05/25/2023 | 100440 | 206338264 | 05/25/2023
Johnson Controls, Inc. | YORK BY JOHNSON CONTROLS | Y81E100B12LMPS1 | Federally-Regulated Consumer Product | Non-Weatherized, Non-Condensin | 1557 | 249 |  | 05/25/2023 | 100520 | 211900215 | 05/25/2023
Johnson Controls, Inc. | YORK BY JOHNSON CONTROLS | YPLC120C20MP13 | Federally-Regulated Consumer Product | Non-Weatherized, Non-Condensin | 2162 | 272 |  | 05/25/2023 | 59868 | 10533818 | 05/25/2023
Johnson Controls, Inc. | YORK BY JOHNSON CONTROLS | TM9V100C20MP12 | Federally-Regulated Consumer Product | Non-Weatherized, Condensing Ga | 2239 | 288 |  | 05/25/2023 | 65090 | 10533789 | 05/25/2023
Johnson Controls, Inc. | YORK BY JOHNSON CONTROLS | J05ZE*10A1******** | Federally-Regulated Consumer Product | Weatherized Non-Condensing Gas | 2253 | 298 |  | 05/25/2023 | 100000 | 203975795 | 05/25/2023
Johnson Controls, Inc. | YORK BY JOHNSON CONTROLS | TM9V080B12MP12 | Federally-Regulated Consumer Product | Non-Weatherized, Condensing Ga | 1299 | 247 |  | 05/25/2023 | 52434 | 10533786 | 05/25/2023
Johnson Controls, Inc. | YORK BY JOHNSON CONTROLS | TM8Y120C20MP11 | Federally-Regulated Consumer Product | Non-Weatherized, Non-Condensin | 1967 | 263 |  | 05/25/2023 | 78553 | 8412952 | 05/25/2023
Johnson Controls, Inc. | YORK BY JOHNSON CONTROLS | TM8E080C20MP11 | Federally-Regulated Consumer Product | Non-Weatherized, Non-Condensin | 2104 | 269 |  | 05/25/2023 | 80073 | 203324324 | 05/25/2023
Johnson Controls, Inc. | YORK BY JOHNSON CONTROLS | PHG4B420652X4 | Federally-Regulated Consumer Product | Weatherized Non-Condensing Gas | 1679 | 272 |  | 05/25/2023 | 65170 | 206338250 | 05/25/2023
Johnson Controls, Inc. | YORK BY JOHNSON CONTROLS | YP9C100C20MP13 | Federally-Regulated Consumer Product | Non-Weatherized, Condensing Ga | 2115 | 282 |  | 05/25/2023 | 35610 | 10533811 | 05/25/2023
Johnson Controls, Inc. | YORK BY JOHNSON CONTROLS | TMLE100C20MP11 | Federally-Regulated Consumer Product | Non-Weatherized, Non-Condensin | 2201 | 273 |  | 05/25/2023 | 99043 | 203489633 | 05/25/2023
Johnson Controls, Inc. | YORK BY JOHNSON CONTROLS | YPLC060A12MP13 | Federally-Regulated Consumer Product | Non-Weatherized, Non-Condensin | 1330 | 236 |  | 05/25/2023 | 30082 | 10533813 | 05/25/2023
Johnson Controls, Inc. | YORK BY JOHNSON CONTROLS | ZE060*10A1******** | Federally-Regulated Consumer Product | Weatherized Non-Condensing Gas | 2253 | 298 |  | 05/25/2023 | 100000 | 203975755 | 05/25/2023
Johnson Controls, Inc. | YORK BY JOHNSON CONTROLS | TM9E060B12MP12 | Federally-Regulated Consumer Product | Non-Weatherized, Condensing Ga | 1333 | 249 |  | 05/25/2023 | 60177 | 203324412 | 05/25/2023
Johnson Controls, Inc. | YORK BY JOHNSON CONTROLS | Y81E080C20LMPS1 | Federally-Regulated Consumer Product | Non-Weatherized, Non-Condensin | 1904 | 264 |  | 05/25/2023 | 79768 | 211900214 | 05/25/2023
Johnson Controls, Inc. | YORK BY JOHNSON CONTROLS | YP9C120D20MP13 | Federally-Regulated Consumer Product | Non-Weatherized, Condensing Ga | 2141 | 283 |  | 05/25/2023 | 41869 | 10533812 | 05/25/2023
Johnson Controls, Inc. | YORK BY JOHNSON CONTROLS | TP9C080C16MP13 | Federally-Regulated Consumer Product | Non-Weatherized, Condensing Ga | 1794 | 268 |  | 05/25/2023 | 29263 | 10533798 | 05/25/2023
Johnson Controls, Inc. | YORK BY JOHNSON CONTROLS | TMLE100C16MP11 | Federally-Regulated Consumer Product | Non-Weatherized, Non-Condensin | 1717 | 252 |  | 05/25/2023 | 99043 | 203489627 | 05/25/2023
Johnson Controls, Inc. | YORK BY JOHNSON CONTROLS | TM8V100C20MP12 | Federally-Regulated Consumer Product | Non-Weatherized, Non-Condensin | 2291 | 277 |  | 05/25/2023 | 65187 | 10533782 | 05/25/2023
Carrier Corp. - Indianapolis | Goettl | F80CTL1102120A* | Federally-Regulated Consumer Product | Non-Weatherized, Non-Condensin | 2281 | 282 |  | 05/25/2023 | 72565 | 205961808 | 05/25/2023
Carrier Corp. - Indianapolis | Goettl | PDS448130K**0G* | Federally-Regulated Consumer Product | Weatherized Non-Condensing Gas | 2113 | 292 |  | 05/25/2023 | 127041 | 205962098 | 05/25/2023
Carrier Corp. - Indianapolis | Goettl | PGS448090K**0G* | Federally-Regulated Consumer Product | Weatherized Non-Condensing Gas | 2067 | 290 |  | 05/25/2023 | 90607 | 205962190 | 05/25/2023
Carrier Corp. - Indianapolis | Goettl | F97CMN0601714A*D | Federally-Regulated Consumer Product | Non-Weatherized, Condensing Ga | 1392 | 256 |  | 05/25/2023 | 23828 | 205961840 | 05/25/2023
Carrier Corp. - Indianapolis | Goettl | PGS436060K**0G* | Federally-Regulated Consumer Product | Weatherized Non-Condensing Gas | 1508 | 265 |  | 05/25/2023 | 60188 | 205962179 | 05/25/2023
Carrier Corp. - Indianapolis | Goettl | G80VTL0451412A* | Federally-Regulated Consumer Product | Non-Weatherized, Non-Condensin | 1205 | 235 |  | 05/25/2023 | 28909 | 207207225 | 05/25/2023
Carrier Corp. - Indianapolis | Goettl | N95ESN0801716A**D | Federally-Regulated Consumer Product | Mobile Home Non-Weatherized, C | 1771 | 273 |  | 05/25/2023 | 80331 | 205962009 | 05/25/2023
Carrier Corp. - Indianapolis | Goettl | PGS442060K**1G* | Federally-Regulated Consumer Product | Weatherized Non-Condensing Gas | 1514 | 266 |  | 05/25/2023 | 60394 | 205962185 | 05/25/2023
Carrier Corp. - Indianapolis | Goettl | PGD436060K**2G* | Federally-Regulated Consumer Product | Weatherized Non-Condensing Gas | 1642 | 271 |  | 05/25/2023 | 60562 | 205962118 | 05/25/2023
Carrier Corp. - Indianapolis | Goettl | PDS436090K**1G* | Federally-Regulated Consumer Product | Weatherized Non-Condensing Gas | 1584 | 269 |  | 05/25/2023 | 90364 | 205962089 | 05/25/2023
Carrier Corp. - Indianapolis | Goettl | PGR524060K**2G* | Federally-Regulated Consumer Product | Weatherized Non-Condensing Gas | 1136 | 248 |  | 05/25/2023 | 59157 | 207335467 | 05/25/2023
Carrier Corp. - Indianapolis | Goettl | F96CTN0601714A | Federally-Regulated Consumer Product | Non-Weatherized, Condensing Ga | 1364 | 255 |  | 05/25/2023 | 38749 | 205961811 | 05/25/2023
Carrier Corp. - Indianapolis | Goettl | N95ESU0802120A | Federally-Regulated Consumer Product | Non-Weatherized, Condensing Ga | 2136 | 289 |  | 05/25/2023 | 79889 | 205962031 | 05/25/2023
Carrier Corp. - Indianapolis | Goettl | PDD424060K**1G* | Federally-Regulated Consumer Product | Weatherized Non-Condensing Gas | 1285 | 256 |  | 05/25/2023 | 60738 | 205962053 | 05/25/2023
Carrier Corp. - Indianapolis | Goettl | N96VSN0802120A | Federally-Regulated Consumer Product | Non-Weatherized, Condensing Ga | 2231 | 293 |  | 05/25/2023 | 79961 | 205962044 | 05/25/2023
Carrier Corp. - Indianapolis | Goettl | PGS436060K**1G* | Federally-Regulated Consumer Product | Weatherized Non-Condensing Gas | 1508 | 265 |  | 05/25/2023 | 60188 | 205962180 | 05/25/2023
Carrier Corp. - Indianapolis | Goettl | PDS460130K**1G* | Federally-Regulated Consumer Product | Weatherized Non-Condensing Gas | 2025 | 288 |  | 05/25/2023 | 126976 | 205962105 | 05/25/2023
Carrier Corp. - Indianapolis | Goettl | N80ESL0451712A | Federally-Regulated Consumer Product | Non-Weatherized, Non-Condensin | 1206 | 235 |  | 05/25/2023 | 44058 | 205961913 | 05/25/2023
Carrier Corp. - Indianapolis | Goettl | N96VSN1002120A | Federally-Regulated Consumer Product | Non-Weatherized, Condensing Ga | 2188 | 291 |  | 05/25/2023 | 99935 | 205962046 | 05/25/2023
Carrier Corp. - Indianapolis | Goettl | F80CTL0901716A* | Federally-Regulated Consumer Product | Non-Weatherized, Non-Condensin | 1632 | 254 |  | 05/25/2023 | 58169 | 205961804 | 05/25/2023
Carrier Corp. - Indianapolis | Goettl | G80VTL0902120A* | Federally-Regulated Consumer Product | Non-Weatherized, Non-Condensin | 2025 | 271 |  | 05/25/2023 | 57947 | 207207229 | 05/25/2023
Carrier Corp. - Indianapolis | Goettl | G80VTL1102122A* | Federally-Regulated Consumer Product | Non-Weatherized, Non-Condensin | 2435 | 289 |  | 05/25/2023 | 72702 | 207207231 | 05/25/2023
Carrier Corp. - Indianapolis | Goettl | PGD424040K**1G* | Federally-Regulated Consumer Product | Weatherized Non-Condensing Gas | 1217 | 253 |  | 05/25/2023 | 40800 | 205962107 | 05/25/2023
Carrier Corp. - Indianapolis | Goettl | G80VTL0902120A | Federally-Regulated Consumer Product | Non-Weatherized, Non-Condensin | 2025 | 271 |  | 05/25/2023 | 57947 | 207207228 | 05/25/2023
Carrier Corp. - Indianapolis | Goettl | F96VTN0401712A*D | Federally-Regulated Consumer Product | Non-Weatherized, Condensing Ga | 1075 | 242 |  | 05/25/2023 | 25768 | 205961824 | 05/25/2023
Carrier Corp. - Indianapolis | Goettl | PGS424060K**0G* | Federally-Regulated Consumer Product | Weatherized Non-Condensing Gas | 1285 | 256 |  | 05/25/2023 | 60738 | 205962171 | 05/25/2023
Carrier Corp. - Indianapolis | Goettl | PGS436090K**1G* | Federally-Regulated Consumer Product | Weatherized Non-Condensing Gas | 1485 | 264 |  | 05/25/2023 | 90132 | 205962183 | 05/25/2023
Carrier Corp. - Indianapolis | Goettl | F96VTN0601412A | Federally-Regulated Consumer Product | Non-Weatherized, Condensing Ga | 1238 | 249 |  | 05/25/2023 | 39205 | 205961825 | 05/25/2023
Carrier Corp. - Indianapolis | Goettl | N95ESN0601714A | Federally-Regulated Consumer Product | Non-Weatherized, Condensing Ga | 1346 | 254 |  | 05/25/2023 | 60102 | 205962003 | 05/25/2023
Carrier Corp. - Indianapolis | Goettl | G95CSU0802120A | Federally-Regulated Consumer Product | Non-Weatherized, Condensing Ga | 2223 | 247 |  | 05/25/2023 | 79567 | 206237507 | 05/25/2023
Carrier Corp. - Indianapolis | Goettl | F96VTN0401712A | Federally-Regulated Consumer Product | Non-Weatherized, Condensing Ga | 1075 | 242 |  | 05/25/2023 | 25768 | 205961823 | 05/25/2023
Carrier Corp. - Indianapolis | Goettl | F97CMN0602120A | Federally-Regulated Consumer Product | Non-Weatherized, Condensing Ga | 1897 | 278 |  | 05/25/2023 | 24235 | 205961841 | 05/25/2023
Carrier Corp. - Indianapolis | Goettl | G80CSU0601716A | Federally-Regulated Consumer Product | Non-Weatherized, Non-Condensin | 1628 | 254 |  | 05/25/2023 | 59512 | 205961852 | 05/25/2023
Carrier Corp. - Indianapolis | Goettl | G80CTL0701412A* | Federally-Regulated Consumer Product | Non-Weatherized, Non-Condensin | 1477 | 247 |  | 05/25/2023 | 42967 | 205961858 | 05/25/2023
Carrier Corp. - Indianapolis | Goettl | PGD436090K**0G* | Federally-Regulated Consumer Product | Weatherized Non-Condensing Gas | 1485 | 264 |  | 05/25/2023 | 90132 | 205962119 | 05/25/2023
Carrier Corp. - Indianapolis | Goettl | N80ESL0702116A | Federally-Regulated Consumer Product | Non-Weatherized, Non-Condensin | 1565 | 251 |  | 05/25/2023 | 65903 | 205961921 | 05/25/2023
Carrier Corp. - Indianapolis | Goettl | N80ESL0902116A | Federally-Regulated Consumer Product | Non-Weatherized, Non-Condensin | 1450 | 246 |  | 05/25/2023 | 87792 | 205961925 | 05/25/2023
Carrier Corp. - Indianapolis | Goettl | N95ESN0401712A**D | Federally-Regulated Consumer Product | Mobile Home Non-Weatherized, C | 998 | 239 |  | 05/25/2023 | 40139 | 205961997 | 05/25/2023
Carrier Corp. - Indianapolis | Goettl | N95ESN0801716A* | Federally-Regulated Consumer Product | Mobile Home Non-Weatherized, C | 1771 | 273 |  | 05/25/2023 | 80331 | 205962008 | 05/25/2023
Carrier Corp. - Indianapolis | Goettl | G80VTL1102122A | Federally-Regulated Consumer Product | Non-Weatherized, Non-Condensin | 2435 | 289 |  | 05/25/2023 | 72702 | 207207230 | 05/25/2023
Carrier Corp. - Indianapolis | Goettl | G80CTL0701412A | Federally-Regulated Consumer Product | Non-Weatherized, Non-Condensin | 1477 | 247 |  | 05/25/2023 | 42967 | 205961857 | 05/25/2023
Carrier Corp. - Indianapolis | Goettl | PDS442090K**1G* | Federally-Regulated Consumer Product | Weatherized Non-Condensing Gas | 1514 | 266 |  | 05/25/2023 | 90002 | 205962093 | 05/25/2023
Carrier Corp. - Indianapolis | Goettl | N95ESN1402422A*D | Federally-Regulated Consumer Product | Non-Weatherized, Condensing Ga | 2328 | 297 |  | 05/25/2023 | 139741 | 205962028 | 05/25/2023
Carrier Corp. - Indianapolis | Goettl | PDS448090K**0G* | Federally-Regulated Consumer Product | Weatherized Non-Condensing Gas | 2067 | 290 |  | 05/25/2023 | 90607 | 205962094 | 05/25/2023
Carrier Corp. - Indianapolis | Goettl | F96VTN0801716A*D | Federally-Regulated Consumer Product | Non-Weatherized, Condensing Ga | 1686 | 269 |  | 05/25/2023 | 51540 | 205961830 | 05/25/2023
Carrier Corp. - Indianapolis | Goettl | N95ESN0802120A*D | Federally-Regulated Consumer Product | Non-Weatherized, Condensing Ga | 1837 | 276 |  | 05/25/2023 | 79777 | 205962014 | 05/25/2023
Nordyne, LLC | Mammoth | R8GE-030K070U1 | Federally-Regulated Consumer Product | Weatherized Non-Condensing Gas | 1655 | 264 |  | 05/25/2023 | 69854 | 207338301 | 05/25/2023
Nordyne, LLC | Mammoth | R8GE-042K100U1 | Federally-Regulated Consumer Product | Weatherized Non-Condensing Gas | 1913 | 275 |  | 05/25/2023 | 100561 | 207338303 | 05/25/2023
Nordyne, LLC | Mammoth | R8GE-048K100U1 | Federally-Regulated Consumer Product | Weatherized Non-Condensing Gas | 1913 | 275 |  | 05/25/2023 | 100561 | 207338304 | 05/25/2023
Nordyne, LLC | Mammoth | R8GE-024K055U1 | Federally-Regulated Consumer Product | Weatherized Non-Condensing Gas | 1304 | 240 |  | 05/25/2023 | 55721 | 207338300 | 05/25/2023
Nordyne, LLC | Mammoth | R8GE-X60K100U1 | Federally-Regulated Consumer Product | Weatherized Non-Condensing Gas | 2041 | 289 |  | 05/25/2023 | 101000 | 207338305 | 05/25/2023
Nordyne, LLC | Mammoth | R8GE-036K070U1 | Federally-Regulated Consumer Product | Weatherized Non-Condensing Gas | 1655 | 264 |  | 05/25/2023 | 69854 | 207338302 | 05/25/2023
Allied Air | Airease | A96US2V090C20-* | Federally-Regulated Consumer Product | Non-Weatherized, Condensing Ga | 2200 | 292 | 292 | 11/18/2020 | 56821 | 203999093 | 05/25/2023
Allied Air | Airease | A97US2V080C20X-* | Federally-Regulated Consumer Product | Non-Weatherized, Condensing Ga | 2130 | 289 | 289 | 11/18/2020 | 51766 | 203999098 | 05/25/2023
Allied Air | Airease | PRPDF1460-126EP-* | Federally-Regulated Consumer Product | Weatherized Non-Condensing Gas | 1881 | 282 | 282 | 11/10/2022 | 125813 | 204026340 | 05/25/2023
Allied Air | Armstrong | PRPDF1636-090VP-** | Federally-Regulated Consumer Product | Weatherized Non-Condensing Gas | 1342 | 258 |  | 05/25/2023 | 66873 | 206901408 | 05/25/2023
Allied Air | Armstrong | PRPG*1648-108VP-** | Federally-Regulated Consumer Product | Weatherized Non-Condensing Gas | 1765 | 277 |  | 05/25/2023 | 80501 | 206901400 | 05/25/2023
Allied Air | Armstrong | PRPDF1624-072VP-** | Federally-Regulated Consumer Product | Weatherized Non-Condensing Gas | 1330 | 254 |  | 05/25/2023 | 53940 | 206901406 | 05/25/2023
Allied Air | Armstrong | PRPDF1660-126VP-** | Federally-Regulated Consumer Product | Weatherized Non-Condensing Gas | 2027 | 288 |  | 05/25/2023 | 93995 | 206901412 | 05/25/2023
Allied Air | Armstrong | PRPG*1660-126VP-** | Federally-Regulated Consumer Product | Weatherized Non-Condensing Gas | 2027 | 288 |  | 05/25/2023 | 93995 | 206901402 | 05/25/2023
Allied Air | Armstrong | PRPG*1636-072VP-** | Federally-Regulated Consumer Product | Weatherized Non-Condensing Gas | 1341 | 258 |  | 05/25/2023 | 53633 | 206901404 | 05/25/2023
Allied Air | Armstrong | PRPDF1648-108VP-** | Federally-Regulated Consumer Product | Weatherized Non-Condensing Gas | 1765 | 277 |  | 05/25/2023 | 80501 | 206901410 | 05/25/2023
Allied Air | Armstrong | PRPG*1624-072VP-** | Federally-Regulated Consumer Product | Weatherized Non-Condensing Gas | 1330 | 254 |  | 05/25/2023 | 53940 | 206901396 | 05/25/2023
Allied Air | Armstrong | PRPG*1636-090VP-** | Federally-Regulated Consumer Product | Weatherized Non-Condensing Gas | 1342 | 258 |  | 05/25/2023 | 66873 | 206901398 | 05/25/2023
Carrier Corp. - Indianapolis | EcoTemp | WFAX080B048B | Federally-Regulated Consumer Product | Non-Weatherized, Condensing Ga | 1845 | 276 |  | 05/25/2023 | 80520 | 211779057 | 05/25/2023
Carrier Corp. - Indianapolis | EcoTemp | WFSX060B048B**D | Federally-Regulated Consumer Product | Mobile Home Non-Weatherized, C | 1611 | 266 |  | 05/25/2023 | 59946 | 211779644 | 05/25/2023
Carrier Corp. - Indianapolis | EcoTemp | WFEL045B036B | Federally-Regulated Consumer Product | Non-Weatherized, Non-Condensin | 1206 | 235 |  | 05/25/2023 | 44058 | 203360868 | 05/25/2023
Carrier Corp. - Indianapolis | EcoTemp | WFER110D060A | Federally-Regulated Consumer Product | Non-Weatherized, Non-Condensin | 2027 | 271 |  | 05/25/2023 | 109826 | 203360840 | 05/25/2023
Carrier Corp. - Indianapolis | EcoTemp | WFAX040B036B | Federally-Regulated Consumer Product | Non-Weatherized, Condensing Ga | 1092 | 243 |  | 05/25/2023 | 39895 | 211779049 | 05/25/2023
Carrier Corp. - Indianapolis | EcoTemp | WFEL045A036C* | Federally-Regulated Consumer Product | Non-Weatherized, Non-Condensin | 1161 | 233 |  | 05/25/2023 | 44099 | 211780269 | 05/25/2023
Carrier Corp. - Indianapolis | EcoTemp | WFAX100C060B* | Federally-Regulated Consumer Product | Mobile Home Non-Weatherized, C | 1931 | 280 |  | 05/25/2023 | 100411 | 211779063 | 05/25/2023
Carrier Corp. - Indianapolis | EcoTemp | WFER045B036A | Federally-Regulated Consumer Product | Non-Weatherized, Non-Condensin | 1206 | 235 |  | 05/25/2023 | 44058 | 203360831 | 05/25/2023
Carrier Corp. - Indianapolis | EcoTemp | WFSU040B036B | Federally-Regulated Consumer Product | Non-Weatherized, Condensing Ga | 1244 | 250 |  | 05/25/2023 | 40132 | 211781341 | 05/25/2023
Carrier Corp. - Indianapolis | EcoTemp | WFSX060B042A**D | Federally-Regulated Consumer Product | Mobile Home Non-Weatherized, C | 1346 | 254 |  | 05/25/2023 | 60102 | 203360739 | 05/25/2023
Carrier Corp. - Indianapolis | EcoTemp | WFSX040A030B**D | Federally-Regulated Consumer Product | Mobile Home Non-Weatherized, C | 1017 | 240 |  | 05/25/2023 | 40102 | 211779636 | 05/25/2023
Carrier Corp. - Indianapolis | EcoTemp | WFSX120D066A*D | Federally-Regulated Consumer Product | Non-Weatherized, Condensing Ga | 2161 | 290 |  | 05/25/2023 | 119834 | 203360539 | 05/25/2023
Carrier Corp. - Indianapolis | EcoTemp | WFSX040A030A**D | Federally-Regulated Consumer Product | Mobile Home Non-Weatherized, C | 950 | 237 |  | 05/25/2023 | 40146 | 203924723 | 05/25/2023
Carrier Corp. - Indianapolis | EcoTemp | WFER090C048C | Federally-Regulated Consumer Product | Non-Weatherized, Non-Condensin | 1569 | 251 |  | 05/25/2023 | 87754 | 211780455 | 05/25/2023
Carrier Corp. - Indianapolis | EcoTemp | WFSU100C060B | Federally-Regulated Consumer Product | Non-Weatherized, Condensing Ga | 2049 | 285 |  | 05/25/2023 | 100109 | 211781348 | 05/25/2023
Carrier Corp. - Indianapolis | EcoTemp | WFEL045A036B* | Federally-Regulated Consumer Product | Non-Weatherized, Non-Condensin | 1083 | 230 |  | 05/25/2023 | 43761 | 203360891 | 05/25/2023
Carrier Corp. - Indianapolis | EcoTemp | WFAX080B048A | Federally-Regulated Consumer Product | Non-Weatherized, Condensing Ga | 1390 | 256 |  | 05/25/2023 | 79599 | 203359978 | 05/25/2023
Carrier Corp. - Indianapolis | EcoTemp | WFEL090C060B | Federally-Regulated Consumer Product | Non-Weatherized, Non-Condensin | 2015 | 271 |  | 05/25/2023 | 88187 | 203360874 | 05/25/2023
Carrier Corp. - Indianapolis | EcoTemp | WFEL070C048B* | Federally-Regulated Consumer Product | Non-Weatherized, Non-Condensin | 1565 | 251 |  | 05/25/2023 | 65903 | 203360895 | 05/25/2023
Carrier Corp. - Indianapolis | EcoTemp | WFSX080B048B | Federally-Regulated Consumer Product | Non-Weatherized, Condensing Ga | 1671 | 269 |  | 05/25/2023 | 79335 | 211780755 | 05/25/2023
Carrier Corp. - Indianapolis | EcoTemp | WFER110C060C | Federally-Regulated Consumer Product | Non-Weatherized, Non-Condensin | 2444 | 290 |  | 05/25/2023 | 110371 | 211780246 | 05/25/2023
Carrier Corp. - Indianapolis | EcoTemp | WFAX060B042A* | Federally-Regulated Consumer Product | Mobile Home Non-Weatherized, C | 1205 | 248 |  | 05/25/2023 | 60119 | 203359977 | 05/25/2023
Carrier Corp. - Indianapolis | EcoTemp | WFAX040A036B* | Federally-Regulated Consumer Product | Mobile Home Non-Weatherized, C | 1089 | 243 |  | 05/25/2023 | 39846 | 211779047 | 05/25/2023
Carrier Corp. - Indianapolis | EcoTemp | WFSX040A030B* | Federally-Regulated Consumer Product | Mobile Home Non-Weatherized, C | 1017 | 240 |  | 05/25/2023 | 40102 | 211779634 | 05/25/2023
Carrier Corp. - Indianapolis | EcoTemp | WFEL090C048C* | Federally-Regulated Consumer Product | Non-Weatherized, Non-Condensin | 1569 | 251 |  | 05/25/2023 | 87754 | 211780272 | 05/25/2023
Carrier Corp. - Indianapolis | EcoTemp | WFAX080B048B* | Federally-Regulated Consumer Product | Mobile Home Non-Weatherized, C | 1845 | 276 |  | 05/25/2023 | 80520 | 211779059 | 05/25/2023
Carrier Corp. - Indianapolis | EcoTemp | WFEL110C060C* | Federally-Regulated Consumer Product | Non-Weatherized, Non-Condensin | 2444 | 290 |  | 05/25/2023 | 110371 | 211780273 | 05/25/2023
Carrier Corp. - Indianapolis | EcoTemp | WFSX060A036A* | Federally-Regulated Consumer Product | Mobile Home Non-Weatherized, C | 1176 | 247 |  | 05/25/2023 | 59961 | 203924726 | 05/25/2023
Carrier Corp. - Indianapolis | EcoTemp | WFEL090C048C | Federally-Regulated Consumer Product | Non-Weatherized, Non-Condensin | 1569 | 251 |  | 05/25/2023 | 87754 | 211780262 | 05/25/2023
Carrier Corp. - Indianapolis | EcoTemp | WFER090B042C | Federally-Regulated Consumer Product | Non-Weatherized, Non-Condensin | 1592 | 252 |  | 05/25/2023 | 88547 | 211780454 | 05/25/2023
Carrier Corp. - Indianapolis | EcoTemp | WFSX100C060B | Federally-Regulated Consumer Product | Non-Weatherized, Condensing Ga | 2215 | 292 |  | 05/25/2023 | 99728 | 211779652 | 05/25/2023
Carrier Corp. - Indianapolis | EcoTemp | WFEL090B042B | Federally-Regulated Consumer Product | Non-Weatherized, Non-Condensin | 1238 | 236 |  | 05/25/2023 | 88097 | 203360872 | 05/25/2023
Carrier Corp. - Indianapolis | EcoTemp | WPG4604115RKD* | Federally-Regulated Consumer Product | Weatherized Non-Condensing Gas | 2187 | 295 |  | 05/25/2023 | 115163 | 204038532 | 05/25/2023
Carrier Corp. - Indianapolis | EcoTemp | WFSU060B048B | Federally-Regulated Consumer Product | Non-Weatherized, Condensing Ga | 1794 | 274 |  | 05/25/2023 | 60012 | 211781343 | 05/25/2023
Carrier Corp. - Indianapolis | EcoTemp | WFER070A036C | Federally-Regulated Consumer Product | Non-Weatherized, Non-Condensin | 1170 | 233 |  | 05/25/2023 | 65912 | 211780452 | 05/25/2023
Carrier Corp. - Indianapolis | EcoTemp | WFSX040A030A* | Federally-Regulated Consumer Product | Mobile Home Non-Weatherized, C | 950 | 237 |  | 05/25/2023 | 40146 | 203924722 | 05/25/2023
Carrier Corp. - Indianapolis | EcoTemp | WFEL070C048B | Federally-Regulated Consumer Product | Non-Weatherized, Non-Condensin | 1565 | 251 |  | 05/25/2023 | 65903 | 203360871 | 05/25/2023
Carrier Corp. - Indianapolis | EcoTemp | WFAX040B036B* | Federally-Regulated Consumer Product | Mobile Home Non-Weatherized, C | 1092 | 243 |  | 05/25/2023 | 39895 | 211779051 | 05/25/2023
Carrier Corp. - Indianapolis | EcoTemp | WFEU040B036B | Federally-Regulated Consumer Product | Non-Weatherized, Non-Condensin | 1440 | 245 |  | 05/25/2023 | 40185 | 211781250 | 05/25/2023
Carrier Corp. - Indianapolis | EcoTemp | WFER070B036C | Federally-Regulated Consumer Product | Non-Weatherized, Non-Condensin | 1209 | 235 |  | 05/25/2023 | 65992 | 211780453 | 05/25/2023
Carrier Corp. - Indianapolis | EcoTemp | WFEL045A036B | Federally-Regulated Consumer Product | Non-Weatherized, Non-Condensin | 1083 | 230 |  | 05/25/2023 | 43761 | 203360867 | 05/25/2023
Carrier Corp. - Indianapolis | EcoTemp | WFAX060B042B | Federally-Regulated Consumer Product | Non-Weatherized, Condensing Ga | 1381 | 256 |  | 05/25/2023 | 60143 | 211779053 | 05/25/2023
Carrier Corp. - Indianapolis | EcoTemp | WFEL070B036B* | Federally-Regulated Consumer Product | Non-Weatherized, Non-Condensin | 1051 | 228 |  | 05/25/2023 | 65904 | 203360894 | 05/25/2023
Carrier Corp. - Indianapolis | EcoTemp | WFEL090B042C* | Federally-Regulated Consumer Product | Non-Weatherized, Non-Condensin | 1592 | 252 |  | 05/25/2023 | 88547 | 211780271 | 05/25/2023
Carrier Corp. - Indianapolis | EcoTemp | WFSX060B048B* | Federally-Regulated Consumer Product | Mobile Home Non-Weatherized, C | 1611 | 266 |  | 05/25/2023 | 59946 | 211779642 | 05/25/2023
Carrier Corp. - Indianapolis | EcoTemp | WFSX060B048B*D | Federally-Regulated Consumer Product | Non-Weatherized, Condensing Ga | 1611 | 266 |  | 05/25/2023 | 59946 | 211779646 | 05/25/2023
Carrier Corp. - Indianapolis | EcoTemp | WFAX100C060A | Federally-Regulated Consumer Product | Non-Weatherized, Condensing Ga | 1821 | 275 |  | 05/25/2023 | 99460 | 203359986 | 05/25/2023
Carrier Corp. - Indianapolis | EcoTemp | WFER090D060A | Federally-Regulated Consumer Product | Non-Weatherized, Non-Condensin | 1987 | 269 |  | 05/25/2023 | 88320 | 203360838 | 05/25/2023
Carrier Corp. - Indianapolis | EcoTemp | WFAX080C060A* | Federally-Regulated Consumer Product | Mobile Home Non-Weatherized, C | 1832 | 276 |  | 05/25/2023 | 79860 | 203359984 | 05/25/2023
Carrier Corp. - Indianapolis | EcoTemp | WFAX040B036A* | Federally-Regulated Consumer Product | Mobile Home Non-Weatherized, C | 1024 | 240 |  | 05/25/2023 | 39894 | 203359969 | 05/25/2023
Carrier Corp. - Indianapolis | EcoTemp | WFAX060A036A* | Federally-Regulated Consumer Product | Mobile Home Non-Weatherized, C | 945 | 237 |  | 05/25/2023 | 59375 | 203359973 | 05/25/2023
Carrier Corp. - Indianapolis | EcoTemp | WFAX120D060B* | Federally-Regulated Consumer Product | Mobile Home Non-Weatherized, C | 1871 | 277 |  | 05/25/2023 | 120577 | 211779067 | 05/25/2023
Carrier Corp. - Indianapolis | EcoTemp | WFSX100C060A**D | Federally-Regulated Consumer Product | Mobile Home Non-Weatherized, C | 2102 | 287 |  | 05/25/2023 | 99999 | 203360742 | 05/25/2023
Carrier Corp. - Indianapolis | EcoTemp | WFEL070B036B | Federally-Regulated Consumer Product | Non-Weatherized, Non-Condensin | 1051 | 228 |  | 05/25/2023 | 65904 | 203360870 | 05/25/2023
Carrier Corp. - Indianapolis | EcoTemp | WFER135D060A | Federally-Regulated Consumer Product | Non-Weatherized, Non-Condensin | 1887 | 265 |  | 05/25/2023 | 131482 | 203360841 | 05/25/2023
Carrier Corp. - Indianapolis | EcoTemp | WFEL070A036C* | Federally-Regulated Consumer Product | Non-Weatherized, Non-Condensin | 1170 | 233 |  | 05/25/2023 | 65912 | 211780270 | 05/25/2023
Carrier Corp. - Indianapolis | EcoTemp | WFSX100C060B**D | Federally-Regulated Consumer Product | Mobile Home Non-Weatherized, C | 2215 | 292 |  | 05/25/2023 | 99728 | 211779656 | 05/25/2023
Carrier Corp. - Indianapolis | EcoTemp | WFSX080B048B* | Federally-Regulated Consumer Product | Mobile Home Non-Weatherized, C | 1671 | 269 |  | 05/25/2023 | 79335 | 211780757 | 05/25/2023
Carrier Corp. - Indianapolis | EcoTemp | WFSX060A036A**D | Federally-Regulated Consumer Product | Mobile Home Non-Weatherized, C | 1176 | 247 |  | 05/25/2023 | 59961 | 203924727 | 05/25/2023
Carrier Corp. - Indianapolis | EcoTemp | WFEU060B048B | Federally-Regulated Consumer Product | Non-Weatherized, Non-Condensin | 1955 | 268 |  | 05/25/2023 | 60649 | 211781378 | 05/25/2023
Carrier Corp. - Indianapolis | EcoTemp | WFEL090C048B* | Federally-Regulated Consumer Product | Non-Weatherized, Non-Condensin | 1450 | 246 |  | 05/25/2023 | 87792 | 203360897 | 05/25/2023
Carrier Corp. - Indianapolis | EcoTemp | WFEL045B036B* | Federally-Regulated Consumer Product | Non-Weatherized, Non-Condensin | 1206 | 235 |  | 05/25/2023 | 44058 | 203360892 | 05/25/2023
Carrier Corp. - Indianapolis | EcoTemp | WFAX120D060B | Federally-Regulated Consumer Product | Non-Weatherized, Condensing Ga | 1871 | 277 |  | 05/25/2023 | 120577 | 211779065 | 05/25/2023
Rheem Sales Company, Inc. | Thermal Zone | RGEAZR036AJT06XNA | Federally-Regulated Consumer Product | Weatherized Non-Condensing Gas | 1259 | 254 |  | 05/25/2023 | 58986 | 208698831 | 05/25/2023
Rheem Sales Company, Inc. | Thermal Zone | TZ80DDV100C50XB | Federally-Regulated Consumer Product | Non-Weatherized, Non-Condensin | 2291 | 283 |  | 05/25/2023 | 70210 | 8087226 | 05/25/2023
Rheem Sales Company, Inc. | Thermal Zone | TZ96M42V070C5SA | Federally-Regulated Consumer Product | Non-Weatherized, Condensing Ga | 1923 | 280 |  | 05/25/2023 | 49235 | 208430246 | 05/25/2023
Rheem Sales Company, Inc. | Thermal Zone | TZ80UH1T070B3UA | Federally-Regulated Consumer Product | Non-Weatherized, Non-Condensin | 1189 | 234 |  | 05/25/2023 | 70542 | 208486687 | 05/25/2023
Rheem Sales Company, Inc. | Thermal Zone | RGEAZR036AJT08UNA | Federally-Regulated Consumer Product | Weatherized Non-Condensing Gas | 1382 | 260 |  | 05/25/2023 | 80891 | 208698832 | 05/25/2023
Rheem Sales Company, Inc. | Thermal Zone | TZ80DZ2V125D5SABAP | Federally-Regulated Consumer Product | Non-Weatherized, Non-Condensin | 2179 | 278 |  | 05/25/2023 | 86625 | 211873438 | 05/25/2023
Rheem Sales Company, Inc. | Thermal Zone | TZ80UH2V100C5SA | Federally-Regulated Consumer Product | Non-Weatherized, Non-Condensin | 1905 | 266 |  | 05/25/2023 | 70000 | 208430235 | 05/25/2023
Rheem Sales Company, Inc. | Thermal Zone | RGEAZR036AJT061NA | Federally-Regulated Consumer Product | Weatherized Non-Condensing Gas | 1259 | 254 |  | 05/25/2023 | 58986 | 208698809 | 05/25/2023
Rheem Sales Company, Inc. | Thermal Zone | TZ80MDX150D50XA | Federally-Regulated Consumer Product | Non-Weatherized, Non-Condensin | 2092 | 274 |  | 05/25/2023 | 104565 | 204100512 | 05/25/2023
Rheem Sales Company, Inc. | Thermal Zone | TZ95M41V070C5S | Federally-Regulated Consumer Product | Non-Weatherized, Condensing Ga | 1835 | 248 |  | 05/25/2023 | 69808 | 208676730 | 05/25/2023
Rheem Sales Company, Inc. | Thermal Zone | TZ95M41T070C5S | Federally-Regulated Consumer Product | Non-Weatherized, Condensing Ga | 1983 | 282 |  | 05/25/2023 | 70360 | 208676716 | 05/25/2023
Rheem Sales Company, Inc. | Thermal Zone | RGEAZR048AJT081NA | Federally-Regulated Consumer Product | Weatherized Non-Condensing Gas | 1847 | 280 |  | 05/25/2023 | 80515 | 208698814 | 05/25/2023
Rheem Sales Company, Inc. | Thermal Zone | TZ80MSV070B40UA | Federally-Regulated Consumer Product | Non-Weatherized, Non-Condensin | 1550 | 250 |  | 05/25/2023 | 70502 | 205354994 | 05/25/2023
Rheem Sales Company, Inc. | Thermal Zone | TZ80UH2V125D5NA | Federally-Regulated Consumer Product | Non-Weatherized, Non-Condensin | 2073 | 273 |  | 05/25/2023 | 87500 | 208430242 | 05/25/2023
Rheem Sales Company, Inc. | Thermal Zone | RGEAZR024AJT04XNA | Federally-Regulated Consumer Product | Weatherized Non-Condensing Gas | 1205 | 252 |  | 05/25/2023 | 40798 | 208698820 | 05/25/2023
Rheem Sales Company, Inc. | Thermal Zone | TZ95M41V060B3S | Federally-Regulated Consumer Product | Non-Weatherized, Condensing Ga | 1356 | 249 |  | 05/25/2023 | 56054 | 208676728 | 05/25/2023
Rheem Sales Company, Inc. | Thermal Zone | RGEAZR024AJT081NA | Federally-Regulated Consumer Product | Weatherized Non-Condensing Gas | 1202 | 252 |  | 05/25/2023 | 79659 | 208698804 | 05/25/2023
Rheem Sales Company, Inc. | Thermal Zone | TZ80UH2V100C5SABAP | Federally-Regulated Consumer Product | Non-Weatherized, Non-Condensin | 1905 | 266 |  | 05/25/2023 | 70000 | 210728270 | 05/25/2023
Rheem Sales Company, Inc. | Thermal Zone | RGEA14048AJT10UAA | Federally-Regulated Consumer Product | Weatherized Non-Condensing Gas | 1832 | 280 |  | 05/25/2023 | 100370 | 205965602 | 05/25/2023
Rheem Sales Company, Inc. | Thermal Zone | TZ80UH1T070B4UA | Federally-Regulated Consumer Product | Non-Weatherized, Non-Condensin | 1823 | 262 |  | 05/25/2023 | 70109 | 208486688 | 05/25/2023
Rheem Sales Company, Inc. | Thermal Zone | RGEAZR024AJT061NA | Federally-Regulated Consumer Product | Weatherized Non-Condensing Gas | 1270 | 255 |  | 05/25/2023 | 61123 | 208698803 | 05/25/2023
Rheem Sales Company, Inc. | Thermal Zone | RGEAZS036AJV082CA | Federally-Regulated Consumer Product | Weatherized Non-Condensing Gas | 1662 | 272 |  | 05/25/2023 | 60830 | 212406420 | 05/25/2023
Rheem Sales Company, Inc. | Thermal Zone | TZ80MSX050B40UA | Federally-Regulated Consumer Product | Non-Weatherized, Non-Condensin | 1502 | 248 |  | 05/25/2023 | 50342 | 204515052 | 05/25/2023
Rheem Sales Company, Inc. | Thermal Zone | TZ96MDV070B30A | Federally-Regulated Consumer Product | Non-Weatherized, Condensing Ga | 1290 | 252 |  | 05/25/2023 | 48940 | 7502137 | 05/25/2023
Rheem Sales Company, Inc. | Thermal Zone | RGEAZS036ACV102CA | Federally-Regulated Consumer Product | Weatherized Non-Condensing Gas | 1707 | 268 |  | 05/25/2023 | 75935 | 212406416 | 05/25/2023
Rheem Sales Company, Inc. | Thermal Zone | RGEAZS036ACV082CA | Federally-Regulated Consumer Product | Weatherized Non-Condensing Gas | 1662 | 272 |  | 05/25/2023 | 60830 | 212406414 | 05/25/2023
Rheem Sales Company, Inc. | Thermal Zone | TZ95M41V085C5S | Federally-Regulated Consumer Product | Non-Weatherized, Condensing Ga | 1851 | 246 |  | 05/25/2023 | 84247 | 208676731 | 05/25/2023
Rheem Sales Company, Inc. | Thermal Zone | RGEAZS036AJV062CA | Federally-Regulated Consumer Product | Weatherized Non-Condensing Gas | 1702 | 248 |  | 05/25/2023 | 46772 | 212406418 | 05/25/2023
Rheem Sales Company, Inc. | Thermal Zone | TZ80UH1T100C4UA | Federally-Regulated Consumer Product | Non-Weatherized, Non-Condensin | 1861 | 264 |  | 05/25/2023 | 98348 | 208486689 | 05/25/2023
Rheem Sales Company, Inc. | Thermal Zone | TZ80MDV050B30SA | Federally-Regulated Consumer Product | Non-Weatherized, Non-Condensin | 1318 | 240 |  | 05/25/2023 | 35484 | 7979940 | 05/25/2023
Rheem Sales Company, Inc. | Thermal Zone | TZ80MDV100C50XA | Federally-Regulated Consumer Product | Non-Weatherized, Non-Condensin | 1905 | 266 |  | 05/25/2023 | 70000 | 7979986 | 05/25/2023
Rheem Sales Company, Inc. | Thermal Zone | TZ80MDX100B40XA | Federally-Regulated Consumer Product | Non-Weatherized, Non-Condensin | 1730 | 258 |  | 05/25/2023 | 70020 | 204100509 | 05/25/2023
Rheem Sales Company, Inc. | Thermal Zone | TZ80MDX050A30XA | Federally-Regulated Consumer Product | Non-Weatherized, Non-Condensin | 1260 | 237 |  | 05/25/2023 | 35654 | 204100506 | 05/25/2023
Rheem Sales Company, Inc. | Thermal Zone | RGEAZR060AJT08XNA | Federally-Regulated Consumer Product | Weatherized Non-Condensing Gas | 2041 | 289 |  | 05/25/2023 | 79422 | 208698844 | 05/25/2023
Rheem Sales Company, Inc. | Thermal Zone | TZ80UH2V150D5SABAP | Federally-Regulated Consumer Product | Non-Weatherized, Non-Condensin | 2092 | 274 |  | 05/25/2023 | 104565 | 210728272 | 05/25/2023
Rheem Sales Company, Inc. | Thermal Zone | TZ80DSC100C50SA | Federally-Regulated Consumer Product | Non-Weatherized, Non-Condensin | 1895 | 265 |  | 05/25/2023 | 100302 | 203327221 | 05/25/2023
Rheem Sales Company, Inc. | Thermal Zone | TZ92M41T060B3S | Federally-Regulated Consumer Product | Non-Weatherized, Condensing Ga | 1156 | 246 |  | 05/25/2023 | 55624 | 208676707 | 05/25/2023
Rheem Sales Company, Inc. | Thermal Zone | RGEAZS036ACV062CA | Federally-Regulated Consumer Product | Weatherized Non-Condensing Gas | 1702 | 248 |  | 05/25/2023 | 46772 | 212406412 | 05/25/2023
Rheem Sales Company, Inc. | Thermal Zone | RGEAZR036AJT06UNA | Federally-Regulated Consumer Product | Weatherized Non-Condensing Gas | 1434 | 262 |  | 05/25/2023 | 60723 | 208698830 | 05/25/2023
Rheem Sales Company, Inc. | Thermal Zone | TZ80MDX075B40XA | Federally-Regulated Consumer Product | Non-Weatherized, Non-Condensin | 1884 | 265 |  | 05/25/2023 | 52545 | 204100508 | 05/25/2023
Rheem Sales Company, Inc. | Thermal Zone | RGEAZS036AJV06TCA | Federally-Regulated Consumer Product | Weatherized Non-Condensing Gas | 1702 | 248 |  | 05/25/2023 | 46772 | 212406419 | 05/25/2023
Rheem Sales Company, Inc. | Thermal Zone | RGEAZR042AJT10XNA | Federally-Regulated Consumer Product | Weatherized Non-Condensing Gas | 1774 | 277 |  | 05/25/2023 | 100987 | 208698838 | 05/25/2023
Rheem Sales Company, Inc. | Thermal Zone | TZ92M41T040B3S | Federally-Regulated Consumer Product | Non-Weatherized, Condensing Ga | 1107 | 244 |  | 05/25/2023 | 41877 | 208676706 | 05/25/2023
Rheem Sales Company, Inc. | Thermal Zone | RGEAZR024AJT041NA | Federally-Regulated Consumer Product | Weatherized Non-Condensing Gas | 1205 | 252 |  | 05/25/2023 | 40798 | 208698802 | 05/25/2023
Rheem Sales Company, Inc. | Thermal Zone | TZ80UH1V050B4SABAP | Federally-Regulated Consumer Product | Non-Weatherized, Non-Condensin | 1682 | 256 |  | 05/25/2023 | 50501 | 211873422 | 05/25/2023
Rheem Sales Company, Inc. | Thermal Zone | TZ80UH1T100C5UA | Federally-Regulated Consumer Product | Non-Weatherized, Non-Condensin | 2096 | 274 |  | 05/25/2023 | 100583 | 208486690 | 05/25/2023
Rheem Sales Company, Inc. | Thermal Zone | RGEA14036AJT08UAA | Federally-Regulated Consumer Product | Weatherized Non-Condensing Gas | 1382 | 260 |  | 05/25/2023 | 80891 | 205965600 | 05/25/2023
Rheem Sales Company, Inc. | Thermal Zone | RGEAZR030AJT04UNA | Federally-Regulated Consumer Product | Weatherized Non-Condensing Gas | 1189 | 251 |  | 05/25/2023 | 39887 | 208698824 | 05/25/2023
Rheem Sales Company, Inc. | Thermal Zone | RGEAZR042AJT081NA | Federally-Regulated Consumer Product | Weatherized Non-Condensing Gas | 1820 | 279 |  | 05/25/2023 | 81578 | 208698812 | 05/25/2023
Rheem Sales Company, Inc. | Thermal Zone | TZ80MDX125D50XA | Federally-Regulated Consumer Product | Non-Weatherized, Non-Condensin | 1899 | 266 |  | 05/25/2023 | 87546 | 204100511 | 05/25/2023
Rheem Sales Company, Inc. | Thermal Zone | TZ95M41T060B3S | Federally-Regulated Consumer Product | Non-Weatherized, Condensing Ga | 1156 | 246 |  | 05/25/2023 | 55624 | 208676714 | 05/25/2023
Rheem Sales Company, Inc. | Thermal Zone | TZ80MSV050B40UA | Federally-Regulated Consumer Product | Non-Weatherized, Non-Condensin | 1298 | 234 |  | 05/25/2023 | 50335 | 205354993 | 05/25/2023
Rheem Sales Company, Inc. | Thermal Zone | TZ80DSC125D50XA | Federally-Regulated Consumer Product | Non-Weatherized, Non-Condensin | 1835 | 263 |  | 05/25/2023 | 124289 | 203327224 | 05/25/2023
Rheem Sales Company, Inc. | Thermal Zone | TZ80UH2V150D5SA | Federally-Regulated Consumer Product | Non-Weatherized, Non-Condensin | 2092 | 274 |  | 05/25/2023 | 104565 | 208430250 | 05/25/2023
Rheem Sales Company, Inc. | Thermal Zone | TZ80MSX070B40UA | Federally-Regulated Consumer Product | Non-Weatherized, Non-Condensin | 1823 | 262 |  | 05/25/2023 | 70109 | 204515053 | 05/25/2023
Rheem Sales Company, Inc. | Thermal Zone | TZ80UH1V075B4NABAP | Federally-Regulated Consumer Product | Non-Weatherized, Non-Condensin | 1830 | 223 |  | 05/25/2023 | 75693 | 210802825 | 05/25/2023
Rheem Sales Company, Inc. | Thermal Zone | TZ80UH1V100C5NABAP | Federally-Regulated Consumer Product | Non-Weatherized, Non-Condensin | 2027 | 188 |  | 05/25/2023 | 100725 | 210802827 | 05/25/2023
Rheem Sales Company, Inc. | Thermal Zone | TZ80DSC050A30XA | Federally-Regulated Consumer Product | Non-Weatherized, Non-Condensin | 1223 | 236 |  | 05/25/2023 | 51119 | 205001036 | 05/25/2023
Rheem Sales Company, Inc. | Thermal Zone | TZ80DDV125D50SB | Federally-Regulated Consumer Product | Non-Weatherized, Non-Condensin | 2322 | 284 |  | 05/25/2023 | 87684 | 8087231 | 05/25/2023
Rheem Sales Company, Inc. | Thermal Zone | RGEAZR048AJT10XNA | Federally-Regulated Consumer Product | Weatherized Non-Condensing Gas | 2001 | 287 |  | 05/25/2023 | 101705 | 208698842 | 05/25/2023
Rheem Sales Company, Inc. | Thermal Zone | RGEAZR030AJT04XNA | Federally-Regulated Consumer Product | Weatherized Non-Condensing Gas | 1342 | 258 |  | 05/25/2023 | 39842 | 208698825 | 05/25/2023
Rheem Sales Company, Inc. | Thermal Zone | TZ80MSV100C50UA | Federally-Regulated Consumer Product | Non-Weatherized, Non-Condensin | 2054 | 272 |  | 05/25/2023 | 98467 | 205354995 | 05/25/2023
Rheem Sales Company, Inc. | Thermal Zone | TZ80UH2V075C5NA | Federally-Regulated Consumer Product | Non-Weatherized, Non-Condensin | 1718 | 258 |  | 05/25/2023 | 52500 | 208430239 | 05/25/2023
Rheem Sales Company, Inc. | Thermal Zone | TZ80MDX075B30XA | Federally-Regulated Consumer Product | Non-Weatherized, Non-Condensin | 1539 | 250 |  | 05/25/2023 | 52505 | 204100507 | 05/25/2023
Rheem Sales Company, Inc. | Thermal Zone | TZ80MDX075B40SA | Federally-Regulated Consumer Product | Non-Weatherized, Non-Condensin | 1884 | 265 |  | 05/25/2023 | 52545 | 204007897 | 05/25/2023
Rheem Sales Company, Inc. | Thermal Zone | RGEAZS036ACV06TCA | Federally-Regulated Consumer Product | Weatherized Non-Condensing Gas | 1702 | 248 |  | 05/25/2023 | 46772 | 212406413 | 05/25/2023
Rheem Sales Company, Inc. | Thermal Zone | TZ96M42V100C5SA | Federally-Regulated Consumer Product | Non-Weatherized, Condensing Ga | 1858 | 277 |  | 05/25/2023 | 68679 | 208430248 | 05/25/2023
Rheem Sales Company, Inc. | Thermal Zone | TZ92M41V085C5S | Federally-Regulated Consumer Product | Non-Weatherized, Condensing Ga | 1851 | 246 |  | 05/25/2023 | 84247 | 208676724 | 05/25/2023
Rheem Sales Company, Inc. | Thermal Zone | TZ80MSX075C40SA | Federally-Regulated Consumer Product | Non-Weatherized, Non-Condensin | 1634 | 254 |  | 05/25/2023 | 75736 | 8087158 | 05/25/2023
Rheem Sales Company, Inc. | Thermal Zone | TZ80MDV125D50SA | Federally-Regulated Consumer Product | Non-Weatherized, Non-Condensin | 2073 | 273 |  | 05/25/2023 | 87500 | 7979992 | 05/25/2023
Rheem Sales Company, Inc. | Thermal Zone | RGEAZR060AJT10XNA | Federally-Regulated Consumer Product | Weatherized Non-Condensing Gas | 2131 | 293 |  | 05/25/2023 | 101980 | 208698846 | 05/25/2023
Rheem Sales Company, Inc. | Thermal Zone | TZ80MSX075C40XA | Federally-Regulated Consumer Product | Non-Weatherized, Non-Condensin | 1634 | 254 |  | 05/25/2023 | 75736 | 8087162 | 05/25/2023
Rheem Sales Company, Inc. | Thermal Zone | TZ92M41V060B3S | Federally-Regulated Consumer Product | Non-Weatherized, Condensing Ga | 1356 | 249 |  | 05/25/2023 | 56054 | 208676721 | 05/25/2023
Rheem Sales Company, Inc. | Thermal Zone | RGEAZR042AJT08XNA | Federally-Regulated Consumer Product | Weatherized Non-Condensing Gas | 1820 | 279 |  | 05/25/2023 | 81578 | 208698837 | 05/25/2023
Rheem Sales Company, Inc. | Thermal Zone | TZ80MDV100C50SA | Federally-Regulated Consumer Product | Non-Weatherized, Non-Condensin | 1905 | 266 |  | 05/25/2023 | 70000 | 7979980 | 05/25/2023
Rheem Sales Company, Inc. | Thermal Zone | TZ80UH1V125D5S | Federally-Regulated Consumer Product | Non-Weatherized, Non-Condensin | 2027 | 188 |  | 05/25/2023 | 100725 | 208676738 | 05/25/2023
Rheem Sales Company, Inc. | Thermal Zone | TZ92M41V115D5S | Federally-Regulated Consumer Product | Non-Weatherized, Condensing Ga | 2137 | 231 |  | 05/25/2023 | 111605 | 208676726 | 05/25/2023
Rheem Sales Company, Inc. | Thermal Zone | TZ80DZ2V075B4SABAP | Federally-Regulated Consumer Product | Non-Weatherized, Non-Condensin | 1628 | 254 |  | 05/25/2023 | 52707 | 211873432 | 05/25/2023
Rheem Sales Company, Inc. | Thermal Zone | TZ95M41V100C5S | Federally-Regulated Consumer Product | Non-Weatherized, Condensing Ga | 2153 | 271 |  | 05/25/2023 | 98911 | 208676732 | 05/25/2023
Rheem Sales Company, Inc. | Thermal Zone | TZ92M41T085C5S | Federally-Regulated Consumer Product | Non-Weatherized, Condensing Ga | 1929 | 280 |  | 05/25/2023 | 84515 | 208676710 | 05/25/2023
Rheem Sales Company, Inc. | Thermal Zone | RGEAZR024AJT06UNA | Federally-Regulated Consumer Product | Weatherized Non-Condensing Gas | 1236 | 253 |  | 05/25/2023 | 61566 | 208698821 | 05/25/2023
Rheem Sales Company, Inc. | Thermal Zone | TZ80UH1V125D5NABAP | Federally-Regulated Consumer Product | Non-Weatherized, Non-Condensin | 2076 | 258 |  | 05/25/2023 | 124802 | 210802828 | 05/25/2023
Rheem Sales Company, Inc. | Thermal Zone | TZ80MSX100C50XA | Federally-Regulated Consumer Product | Non-Weatherized, Non-Condensin | 1812 | 262 |  | 05/25/2023 | 99863 | 7490401 | 05/25/2023
Rheem Sales Company, Inc. | Thermal Zone | TZ80UH1V075B4S | Federally-Regulated Consumer Product | Non-Weatherized, Non-Condensin | 1830 | 223 |  | 05/25/2023 | 75693 | 208676735 | 05/25/2023
Rheem Sales Company, Inc. | Thermal Zone | TZ96M42V070B3SA | Federally-Regulated Consumer Product | Non-Weatherized, Condensing Ga | 1290 | 252 |  | 05/25/2023 | 48940 | 208430245 | 05/25/2023
Rheem Sales Company, Inc. | Thermal Zone | TZ80MDX100C50SA | Federally-Regulated Consumer Product | Non-Weatherized, Non-Condensin | 1952 | 268 |  | 05/25/2023 | 70078 | 204007899 | 05/25/2023
Rheem Sales Company, Inc. | Thermal Zone | TZ95MSX085C50C | Federally-Regulated Consumer Product | Non-Weatherized, Condensing Ga | 1929 | 280 |  | 05/25/2023 | 84515 | 8934620 | 05/25/2023
Rheem Sales Company, Inc. | Thermal Zone | TZ95MSX060B30C | Federally-Regulated Consumer Product | Non-Weatherized, Condensing Ga | 1156 | 246 |  | 05/25/2023 | 55624 | 8934612 | 05/25/2023
Rheem Sales Company, Inc. | Thermal Zone | RGEAZR030AJT041NA | Federally-Regulated Consumer Product | Weatherized Non-Condensing Gas | 1342 | 258 |  | 05/25/2023 | 39842 | 208698805 | 05/25/2023
Rheem Sales Company, Inc. | Thermal Zone | TZ80DZ1T075B3NA | Federally-Regulated Consumer Product | Non-Weatherized, Non-Condensin | 1253 | 237 |  | 05/25/2023 | 74903 | 208430227 | 05/25/2023
Rheem Sales Company, Inc. | Thermal Zone | TZ95M41V070B3S | Federally-Regulated Consumer Product | Non-Weatherized, Condensing Ga | 1166 | 246 |  | 05/25/2023 | 70001 | 208676729 | 05/25/2023
Rheem Sales Company, Inc. | Thermal Zone | TZ96MDX070C50A | Federally-Regulated Consumer Product | Non-Weatherized, Condensing Ga | 1854 | 277 |  | 05/25/2023 | 49250 | 203261731 | 05/25/2023
Rheem Sales Company, Inc. | Thermal Zone | TZ80UH2V150D5NA | Federally-Regulated Consumer Product | Non-Weatherized, Non-Condensin | 2092 | 274 |  | 05/25/2023 | 104565 | 208430251 | 05/25/2023
Rheem Sales Company, Inc. | Thermal Zone | TZ80DDV075B30SB | Federally-Regulated Consumer Product | Non-Weatherized, Non-Condensin | 1324 | 240 |  | 05/25/2023 | 52495 | 8087199 | 05/25/2023
Rheem Sales Company, Inc. | Thermal Zone | TZ80DDV125D50XB | Federally-Regulated Consumer Product | Non-Weatherized, Non-Condensin | 2322 | 284 |  | 05/25/2023 | 87684 | 8087236 | 05/25/2023
Rheem Sales Company, Inc. | Thermal Zone | RGEAZR036AJT081NA | Federally-Regulated Consumer Product | Weatherized Non-Condensing Gas | 1387 | 260 |  | 05/25/2023 | 80632 | 208698810 | 05/25/2023
Rheem Sales Company, Inc. | Thermal Zone | TZ80UH1V050B4NABAP | Federally-Regulated Consumer Product | Non-Weatherized, Non-Condensin | 1682 | 256 |  | 05/25/2023 | 50501 | 211873421 | 05/25/2023
Rheem Sales Company, Inc. | Thermal Zone | TZ80UH1V100C5S | Federally-Regulated Consumer Product | Non-Weatherized, Non-Condensin | 2027 | 188 |  | 05/25/2023 | 100725 | 208676737 | 05/25/2023
Rheem Sales Company, Inc. | Thermal Zone | RGEAZR048AJT08XNA | Federally-Regulated Consumer Product | Weatherized Non-Condensing Gas | 1847 | 280 |  | 05/25/2023 | 80515 | 208698840 | 05/25/2023
Rheem Sales Company, Inc. | Thermal Zone | TZ80DDV075C40SB | Federally-Regulated Consumer Product | Non-Weatherized, Non-Condensin | 2017 | 271 |  | 05/25/2023 | 52471 | 8087211 | 05/25/2023
Allied Air | BLUERIDGE | BPRPGE1436-090EP-* | Federally-Regulated Consumer Product | Weatherized Non-Condensing Gas | 1382 | 260 |  | 05/25/2023 | 89107 | 206901364 | 05/25/2023
Allied Air | BLUERIDGE | BG802UH110CV20-* | Federally-Regulated Consumer Product | Non-Weatherized, Non-Condensin | 2230 | 280 |  | 05/25/2023 | 72566 | 203330678 | 05/25/2023
Allied Air | BLUERIDGE | BG801UH070BE12-* | Federally-Regulated Consumer Product | Non-Weatherized, Non-Condensin | 1361 | 242 |  | 05/25/2023 | 65645 | 203330679 | 05/25/2023
Allied Air | BLUERIDGE | BG961UH045BE12 | Federally-Regulated Consumer Product | Non-Weatherized, Condensing Ga | 1284 | 251 |  | 05/25/2023 | 44162 | 203330712 | 05/25/2023
Allied Air | BLUERIDGE | BG951UH110CE20-* | Federally-Regulated Consumer Product | Non-Weatherized, Condensing Ga | 1988 | 282 |  | 05/25/2023 | 109853 | 203330701 | 05/25/2023
Allied Air | BLUERIDGE | BG951UH070BE12-* | Federally-Regulated Consumer Product | Non-Weatherized, Condensing Ga | 1316 | 253 |  | 05/25/2023 | 66799 | 203330699 | 05/25/2023
Allied Air | BLUERIDGE | BG961UH090CE16 | Federally-Regulated Consumer Product | Non-Weatherized, Condensing Ga | 1566 | 264 |  | 05/25/2023 | 87748 | 203330714 | 05/25/2023
Allied Air | BLUERIDGE | BG961UH110CE20 | Federally-Regulated Consumer Product | Non-Weatherized, Condensing Ga | 2018 | 284 |  | 05/25/2023 | 110619 | 203330715 | 05/25/2023
Allied Air | BLUERIDGE | BG802UH070AV12-* | Federally-Regulated Consumer Product | Non-Weatherized, Non-Condensin | 1336 | 241 |  | 05/25/2023 | 43159 | 203330676 | 05/25/2023
Allied Air | BLUERIDGE | BG802UH090BV16-* | Federally-Regulated Consumer Product | Non-Weatherized, Non-Condensin | 1811 | 262 |  | 05/25/2023 | 57033 | 203330677 | 05/25/2023
Allied Air | BLUERIDGE | BG801UH090BE16-* | Federally-Regulated Consumer Product | Non-Weatherized, Non-Condensin | 1628 | 254 |  | 05/25/2023 | 87272 | 203330680 | 05/25/2023
Allied Air | BLUERIDGE | BPRPGE1460-126EP-* | Federally-Regulated Consumer Product | Weatherized Non-Condensing Gas | 1881 | 282 |  | 05/25/2023 | 125813 | 206901367 | 05/25/2023
Allied Air | BLUERIDGE | BPRPGE1424-054EP-* | Federally-Regulated Consumer Product | Weatherized Non-Condensing Gas | 1049 | 243 |  | 05/25/2023 | 53316 | 206901360 | 05/25/2023
Allied Air | BLUERIDGE | BG951UH090CE16-* | Federally-Regulated Consumer Product | Non-Weatherized, Condensing Ga | 1535 | 263 |  | 05/25/2023 | 88204 | 203330700 | 05/25/2023
Allied Air | BLUERIDGE | BG951UH045BE12-* | Federally-Regulated Consumer Product | Non-Weatherized, Condensing Ga | 1282 | 251 |  | 05/25/2023 | 43901 | 203330698 | 05/25/2023
Allied Air | BLUERIDGE | BPRPGE1448-108EP-* | Federally-Regulated Consumer Product | Weatherized Non-Condensing Gas | 1751 | 276 |  | 05/25/2023 | 106967 | 206901366 | 05/25/2023
Allied Air | BLUERIDGE | BPRPGE1430-054EP-* | Federally-Regulated Consumer Product | Weatherized Non-Condensing Gas | 1049 | 243 |  | 05/25/2023 | 53316 | 206901361 | 05/25/2023
Allied Air | BLUERIDGE | BG801UH110CE20-* | Federally-Regulated Consumer Product | Non-Weatherized, Non-Condensin | 2053 | 272 |  | 05/25/2023 | 109478 | 203330682 | 05/25/2023
Allied Air | BLUERIDGE | BPRPGE1442-090EP-* | Federally-Regulated Consumer Product | Weatherized Non-Condensing Gas | 1348 | 254 |  | 05/25/2023 | 88991 | 206901365 | 05/25/2023
Allied Air | BLUERIDGE | BG801UH090CE20-* | Federally-Regulated Consumer Product | Non-Weatherized, Non-Condensin | 2081 | 274 |  | 05/25/2023 | 87931 | 203330681 | 05/25/2023
Allied Air | BLUERIDGE | BPRPGE1430-072EP-* | Federally-Regulated Consumer Product | Weatherized Non-Condensing Gas | 1100 | 247 |  | 05/25/2023 | 71693 | 206901362 | 05/25/2023
Allied Air | BLUERIDGE | BG961UH070BE12 | Federally-Regulated Consumer Product | Non-Weatherized, Condensing Ga | 1298 | 252 |  | 05/25/2023 | 65683 | 203330713 | 05/25/2023
Carrier Corp. - Syracuse | Tempstar | RGV048KD* | Federally-Regulated Consumer Product | Weatherized Non-Condensing Gas | 2640 | 312 |  | 05/25/2023 | 53 | 202535271 | 05/25/2023
Carrier Corp. - Syracuse | Tempstar | RGV048KF* | Federally-Regulated Consumer Product | Weatherized Non-Condensing Gas | 2640 | 312 |  | 05/25/2023 | 106 | 202535276 | 05/25/2023
Carrier Corp. - Syracuse | Tempstar | RGW060KS* | Federally-Regulated Consumer Product | Weatherized Non-Condensing Gas | 2694 | 302 |  | 05/25/2023 | 53 | 202535296 | 05/25/2023
Carrier Corp. - Syracuse | Tempstar | RGV036KE* | Federally-Regulated Consumer Product | Weatherized Non-Condensing Gas | 1889 | 281 |  | 05/25/2023 | 73 | 202535273 | 05/25/2023
Carrier Corp. - Syracuse | Tempstar | RGW060KE* | Federally-Regulated Consumer Product | Weatherized Non-Condensing Gas | 2694 | 302 |  | 05/25/2023 | 73 | 202535291 | 05/25/2023
Carrier Corp. - Syracuse | Tempstar | RGW036KS* | Federally-Regulated Consumer Product | Weatherized Non-Condensing Gas | 1889 | 281 |  | 05/25/2023 | 53 | 202535294 | 05/25/2023
Carrier Corp. - Syracuse | Tempstar | RGW036KR* | Federally-Regulated Consumer Product | Weatherized Non-Condensing Gas | 1889 | 281 |  | 05/25/2023 | 73 | 202535297 | 05/25/2023
Carrier Corp. - Syracuse | ICP Commercial | RGV060KE* | Federally-Regulated Consumer Product | Weatherized Non-Condensing Gas | 2694 | 302 |  | 05/25/2023 | 73 | 202535051 | 05/25/2023
Carrier Corp. - Syracuse | ICP Commercial | RGV036KS* | Federally-Regulated Consumer Product | Weatherized Non-Condensing Gas | 1889 | 281 |  | 05/25/2023 | 53 | 202535054 | 05/25/2023
Carrier Corp. - Syracuse | ICP Commercial | RGV036KD* | Federally-Regulated Consumer Product | Weatherized Non-Condensing Gas | 1889 | 281 |  | 05/25/2023 | 53 | 202535046 | 05/25/2023
Carrier Corp. - Syracuse | ICP Commercial | RGV036KE* | Federally-Regulated Consumer Product | Weatherized Non-Condensing Gas | 1889 | 281 |  | 05/25/2023 | 73 | 202535049 | 05/25/2023
Carrier Corp. - Syracuse | ICP Commercial | RGW060KD* | Federally-Regulated Consumer Product | Weatherized Non-Condensing Gas | 2694 | 302 |  | 05/25/2023 | 53 | 202535064 | 05/25/2023
Carrier Corp. - Syracuse | ICP Commercial | RGV060KG* | Federally-Regulated Consumer Product | Weatherized Non-Condensing Gas | 2694 | 302 |  | 05/25/2023 | 49 | 208034348 | 05/25/2023
Carrier Corp. - Syracuse | ICP Commercial | RGW060KE* | Federally-Regulated Consumer Product | Weatherized Non-Condensing Gas | 2694 | 302 |  | 05/25/2023 | 73 | 202535067 | 05/25/2023
Carrier Corp. - Syracuse | ICP Commercial | RGV048KS* | Federally-Regulated Consumer Product | Weatherized Non-Condensing Gas | 2640 | 312 |  | 05/25/2023 | 53 | 202535055 | 05/25/2023
Carrier Corp. - Syracuse | ICP Commercial | RGW048KE* | Federally-Regulated Consumer Product | Weatherized Non-Condensing Gas | 2640 | 312 |  | 05/25/2023 | 73 | 202535066 | 05/25/2023
Carrier Corp. - Syracuse | ICP Commercial | RGV060KH* | Federally-Regulated Consumer Product | Weatherized Non-Condensing Gas | 2730 | 315 |  | 05/25/2023 | 82000 | 208131912 | 05/25/2023
Carrier Corp. - Syracuse | ICP Commercial | RGV048KR* | Federally-Regulated Consumer Product | Weatherized Non-Condensing Gas | 2640 | 312 |  | 05/25/2023 | 73 | 202535058 | 05/25/2023
Carrier Corp. - Syracuse | ICP Commercial | RGV060KT* | Federally-Regulated Consumer Product | Weatherized Non-Condensing Gas | 2694 | 302 |  | 05/25/2023 | 106 | 202535061 | 05/25/2023
Carrier Corp. - Syracuse | ICP Commercial | RGW036KR* | Federally-Regulated Consumer Product | Weatherized Non-Condensing Gas | 1889 | 281 |  | 05/25/2023 | 73 | 202535073 | 05/25/2023
Carrier Corp. - Syracuse | ICP Commercial | RGW048KR* | Federally-Regulated Consumer Product | Weatherized Non-Condensing Gas | 2640 | 312 |  | 05/25/2023 | 73 | 202535074 | 05/25/2023
Carrier Corp. - Syracuse | ICP Commercial | RGV060KF* | Federally-Regulated Consumer Product | Weatherized Non-Condensing Gas | 2694 | 302 |  | 05/25/2023 | 106 | 202535053 | 05/25/2023
Carrier Corp. - Syracuse | ICP Commercial | RGV060KD* | Federally-Regulated Consumer Product | Weatherized Non-Condensing Gas | 2694 | 302 |  | 05/25/2023 | 53 | 202535048 | 05/25/2023
Carrier Corp. - Syracuse | ICP Commercial | RGW060KH* | Federally-Regulated Consumer Product | Weatherized Non-Condensing Gas | 2730 | 315 |  | 05/25/2023 | 82000 | 208131915 | 05/25/2023
Carrier Corp. - Syracuse | ICP Commercial | RGV048KT* | Federally-Regulated Consumer Product | Weatherized Non-Condensing Gas | 2640 | 312 |  | 05/25/2023 | 106 | 202535060 | 05/25/2023
Carrier Corp. - Syracuse | ICP Commercial | RGW036KE* | Federally-Regulated Consumer Product | Weatherized Non-Condensing Gas | 1889 | 281 |  | 05/25/2023 | 73 | 202535065 | 05/25/2023
Carrier Corp. - Syracuse | ICP Commercial | RGW060KF* | Federally-Regulated Consumer Product | Weatherized Non-Condensing Gas | 2694 | 302 |  | 05/25/2023 | 106 | 202535069 | 05/25/2023
Carrier Corp. - Syracuse | ICP Commercial | RGV036KH* | Federally-Regulated Consumer Product | Weatherized Non-Condensing Gas | 1520 | 262 |  | 05/25/2023 | 82000 | 208131910 | 05/25/2023
Carrier Corp. - Syracuse | ICP Commercial | RGV048KF* | Federally-Regulated Consumer Product | Weatherized Non-Condensing Gas | 2640 | 312 |  | 05/25/2023 | 106 | 202535052 | 05/25/2023
Carrier Corp. - Syracuse | ICP Commercial | RGW048KF* | Federally-Regulated Consumer Product | Weatherized Non-Condensing Gas | 2640 | 312 |  | 05/25/2023 | 106 | 202535068 | 05/25/2023
Carrier Corp. - Syracuse | ICP Commercial | RGV048KE* | Federally-Regulated Consumer Product | Weatherized Non-Condensing Gas | 2640 | 312 |  | 05/25/2023 | 73 | 202535050 | 05/25/2023
Carrier Corp. - Indianapolis | ICP Commercial | PGD442060K**1G* | Federally-Regulated Consumer Product | Weatherized Non-Condensing Gas | 1514 | 266 |  | 05/25/2023 | 60394 | 204038038 | 05/25/2023
Carrier Corp. - Indianapolis | ICP Commercial | N96MSN1002122A*D | Federally-Regulated Consumer Product | Non-Weatherized, Condensing Ga | 2283 | 295 |  | 05/25/2023 | 100454 | 211779435 | 05/25/2023
Carrier Corp. - Indianapolis | ICP Commercial | PGR536060K**1G* | Federally-Regulated Consumer Product | Weatherized Non-Condensing Gas | 1413 | 261 |  | 05/25/2023 | 39780 | 204038089 | 05/25/2023
Carrier Corp. - Indianapolis | ICP Commercial | PDD448090K**1K* | Federally-Regulated Consumer Product | Weatherized Non-Condensing Gas | 2142 | 293 |  | 05/25/2023 | 90607 | 210589580 | 05/25/2023
Carrier Corp. - Indianapolis | ICP Commercial | N92ESN1002120A | Federally-Regulated Consumer Product | Non-Weatherized, Condensing Ga | 1821 | 275 |  | 05/25/2023 | 99460 | 203359847 | 05/25/2023
Carrier Corp. - Indianapolis | ICP Commercial | N92MSN0601412A | Federally-Regulated Consumer Product | Non-Weatherized, Condensing Ga | 1277 | 251 |  | 05/25/2023 | 60142 | 211778884 | 05/25/2023
Carrier Corp. - Indianapolis | ICP Commercial | N96MSN0601412A*D | Federally-Regulated Consumer Product | Non-Weatherized, Condensing Ga | 1218 | 249 |  | 05/25/2023 | 60319 | 211779273 | 05/25/2023
Carrier Corp. - Indianapolis | ICP Commercial | PDD430060K**0K* | Federally-Regulated Consumer Product | Weatherized Non-Condensing Gas | 1118 | 248 |  | 05/25/2023 | 60738 | 210589571 | 05/25/2023
Carrier Corp. - Indianapolis | ICP Commercial | N80MSL0902116A | Federally-Regulated Consumer Product | Non-Weatherized, Non-Condensin | 1569 | 251 |  | 05/25/2023 | 87754 | 211780085 | 05/25/2023
Carrier Corp. - Indianapolis | ICP Commercial | N92MSN1202420A* | Federally-Regulated Consumer Product | Mobile Home Non-Weatherized, C | 1871 | 277 |  | 05/25/2023 | 120577 | 211779001 | 05/25/2023
Carrier Corp. - Indianapolis | ICP Commercial | N96MSN1002122A* | Federally-Regulated Consumer Product | Mobile Home Non-Weatherized, C | 2283 | 295 |  | 05/25/2023 | 100454 | 211779417 | 05/25/2023
Carrier Corp. - Indianapolis | ICP Commercial | N80MSL1352420A | Federally-Regulated Consumer Product | Non-Weatherized, Non-Condensin | 1907 | 266 |  | 05/25/2023 | 131914 | 211780089 | 05/25/2023
Carrier Corp. - Indianapolis | ICP Commercial | N92MSN0802120A | Federally-Regulated Consumer Product | Non-Weatherized, Condensing Ga | 2018 | 284 |  | 05/25/2023 | 81104 | 211778938 | 05/25/2023
Carrier Corp. - Indianapolis | ICP Commercial | N80ESL0701712A* | Federally-Regulated Consumer Product | Non-Weatherized, Non-Condensin | 1051 | 228 |  | 05/25/2023 | 65904 | 203360248 | 05/25/2023
Carrier Corp. - Indianapolis | ICP Commercial | N80MSL1102120A | Federally-Regulated Consumer Product | Non-Weatherized, Non-Condensin | 2444 | 290 |  | 05/25/2023 | 110371 | 211780087 | 05/25/2023
Carrier Corp. - Indianapolis | ICP Commercial | N80ESL1552420A* | Federally-Regulated Consumer Product | Non-Weatherized, Non-Condensin | 2000 | 270 |  | 05/25/2023 | 153106 | 203360266 | 05/25/2023
Carrier Corp. - Indianapolis | ICP Commercial | N96MSN0801716A*D | Federally-Regulated Consumer Product | Non-Weatherized, Condensing Ga | 1671 | 269 |  | 05/25/2023 | 79335 | 211779327 | 05/25/2023
Carrier Corp. - Indianapolis | ICP Commercial | N96MSN0802120A**D | Federally-Regulated Consumer Product | Mobile Home Non-Weatherized, C | 2169 | 290 |  | 05/25/2023 | 79638 | 211779354 | 05/25/2023
Carrier Corp. - Indianapolis | ICP Commercial | N96MSN0601412A**D | Federally-Regulated Consumer Product | Mobile Home Non-Weatherized, C | 1218 | 249 |  | 05/25/2023 | 60319 | 211779264 | 05/25/2023
Carrier Corp. - Indianapolis | ICP Commercial | N95ESN0261410A*D | Federally-Regulated Consumer Product | Non-Weatherized, Condensing Ga | 890 | 234 |  | 05/25/2023 | 26050 | 203360425 | 05/25/2023
Carrier Corp. - Indianapolis | ICP Commercial | N96MSN1002120A*D | Federally-Regulated Consumer Product | Non-Weatherized, Condensing Ga | 2215 | 292 |  | 05/25/2023 | 99728 | 211779399 | 05/25/2023
Carrier Corp. - Indianapolis | ICP Commercial | N80ESL0901714A | Federally-Regulated Consumer Product | Non-Weatherized, Non-Condensin | 1238 | 236 |  | 05/25/2023 | 88097 | 203360062 | 05/25/2023
Carrier Corp. - Indianapolis | ICP Commercial | G97CMN1202422A | Federally-Regulated Consumer Product | Non-Weatherized, Condensing Ga | 2271 | 295 |  | 05/25/2023 | 48091 | 203924608 | 05/25/2023
Carrier Corp. - Indianapolis | ICP Commercial | N80MSN1552420A | Federally-Regulated Consumer Product | Non-Weatherized, Non-Condensin | 2004 | 270 |  | 05/25/2023 | 153757 | 211779975 | 05/25/2023
Carrier Corp. - Indianapolis | ICP Commercial | N96MSN0401712A**D | Federally-Regulated Consumer Product | Mobile Home Non-Weatherized, C | 1097 | 243 |  | 05/25/2023 | 40216 | 211779228 | 05/25/2023
Carrier Corp. - Indianapolis | ICP Commercial | PDD460130K**1K* | Federally-Regulated Consumer Product | Weatherized Non-Condensing Gas | 2038 | 289 |  | 05/25/2023 | 126976 | 212038630 | 05/25/2023
Carrier Corp. - Indianapolis | ICP Commercial | N95ESN1002120A*D | Federally-Regulated Consumer Product | Non-Weatherized, Condensing Ga | 2102 | 287 |  | 05/25/2023 | 99999 | 203360816 | 05/25/2023
Carrier Corp. - Indianapolis | ICP Commercial | N80MSL0902120A | Federally-Regulated Consumer Product | Non-Weatherized, Non-Condensin | 2438 | 289 |  | 05/25/2023 | 88368 | 211780086 | 05/25/2023
Carrier Corp. - Indianapolis | ICP Commercial | PDD424060K**1K* | Federally-Regulated Consumer Product | Weatherized Non-Condensing Gas | 1073 | 246 |  | 05/25/2023 | 60738 | 210589576 | 05/25/2023
Carrier Corp. - Indianapolis | ICP Commercial | N96MSN1002122A**D | Federally-Regulated Consumer Product | Mobile Home Non-Weatherized, C | 2283 | 295 |  | 05/25/2023 | 100454 | 211779426 | 05/25/2023
Carrier Corp. - Indianapolis | ICP Commercial | N80MSN0701716A | Federally-Regulated Consumer Product | Non-Weatherized, Non-Condensin | 1776 | 260 |  | 05/25/2023 | 65952 | 211780356 | 05/25/2023
Carrier Corp. - Indianapolis | ICP Commercial | N92ESN0801716A* | Federally-Regulated Consumer Product | Mobile Home Non-Weatherized, C | 1390 | 256 |  | 05/25/2023 | 79599 | 203359800 | 05/25/2023
Carrier Corp. - Indianapolis | ICP Commercial | PDD436090K**1K* | Federally-Regulated Consumer Product | Weatherized Non-Condensing Gas | 1354 | 258 |  | 05/25/2023 | 90364 | 210589578 | 05/25/2023
Carrier Corp. - Indianapolis | ICP Commercial | PDD460115K**0K* | Federally-Regulated Consumer Product | Weatherized Non-Condensing Gas | 2156 | 294 |  | 05/25/2023 | 115163 | 212038624 | 05/25/2023
Carrier Corp. - Indianapolis | ICP Commercial | N95MSU0601716A | Federally-Regulated Consumer Product | Non-Weatherized, Condensing Ga | 1794 | 274 |  | 05/25/2023 | 60012 | 211781285 | 05/25/2023
Carrier Corp. - Indianapolis | ICP Commercial | N96MSN0801716A**D | Federally-Regulated Consumer Product | Mobile Home Non-Weatherized, C | 1671 | 269 |  | 05/25/2023 | 79335 | 211779318 | 05/25/2023
Carrier Corp. - Indianapolis | ICP Commercial | N92MSN1002120A* | Federally-Regulated Consumer Product | Mobile Home Non-Weatherized, C | 1931 | 280 |  | 05/25/2023 | 100411 | 211778965 | 05/25/2023
Carrier Corp. - Indianapolis | ICP Commercial | G97CMN0601714A | Federally-Regulated Consumer Product | Non-Weatherized, Condensing Ga | 1392 | 256 |  | 05/25/2023 | 23828 | 203924568 | 05/25/2023
Carrier Corp. - Indianapolis | ICP Commercial | N95ESN1202422A**D | Federally-Regulated Consumer Product | Mobile Home Non-Weatherized, C | 2161 | 290 |  | 05/25/2023 | 119834 | 203360719 | 05/25/2023
Carrier Corp. - Indianapolis | ICP Commercial | N80ESN1352420A | Federally-Regulated Consumer Product | Non-Weatherized, Non-Condensin | 1887 | 265 |  | 05/25/2023 | 131482 | 203359786 | 05/25/2023
Carrier Corp. - Indianapolis | ICP Commercial | N92MSN1002120A | Federally-Regulated Consumer Product | Non-Weatherized, Condensing Ga | 1931 | 280 |  | 05/25/2023 | 100411 | 211778956 | 05/25/2023
Carrier Corp. - Indianapolis | ICP Commercial | N96MSN1202422A*D | Federally-Regulated Consumer Product | Non-Weatherized, Condensing Ga | 2308 | 297 |  | 05/25/2023 | 119661 | 211779471 | 05/25/2023
Carrier Corp. - Indianapolis | ICP Commercial | N80ESN1552420A | Federally-Regulated Consumer Product | Non-Weatherized, Non-Condensin | 2000 | 270 |  | 05/25/2023 | 153106 | 203359788 | 05/25/2023
Carrier Corp. - Indianapolis | ICP Commercial | N92ESN0801716A | Federally-Regulated Consumer Product | Non-Weatherized, Condensing Ga | 1390 | 256 |  | 05/25/2023 | 79599 | 203359783 | 05/25/2023
Carrier Corp. - Indianapolis | ICP Commercial | N96MSN0401712A | Federally-Regulated Consumer Product | Non-Weatherized, Condensing Ga | 1097 | 243 |  | 05/25/2023 | 40216 | 211779210 | 05/25/2023
Carrier Corp. - Indianapolis | ICP Commercial | N96MSN1202422A | Federally-Regulated Consumer Product | Non-Weatherized, Condensing Ga | 2308 | 297 |  | 05/25/2023 | 119661 | 211779444 | 05/25/2023
Carrier Corp. - Indianapolis | ICP Commercial | N96MSN0401410A*D | Federally-Regulated Consumer Product | Non-Weatherized, Condensing Ga | 1017 | 240 |  | 05/25/2023 | 40102 | 211779201 | 05/25/2023
Carrier Corp. - Indianapolis | ICP Commercial | N92MSN0401712A | Federally-Regulated Consumer Product | Non-Weatherized, Condensing Ga | 1092 | 243 |  | 05/25/2023 | 39895 | 211778866 | 05/25/2023
Carrier Corp. - Indianapolis | ICP Commercial | N96MSN0601716A*D | Federally-Regulated Consumer Product | Non-Weatherized, Condensing Ga | 1611 | 266 |  | 05/25/2023 | 59946 | 211779309 | 05/25/2023
Carrier Corp. - Indianapolis | ICP Commercial | N80MSL1102420A | Federally-Regulated Consumer Product | Non-Weatherized, Non-Condensin | 2053 | 272 |  | 05/25/2023 | 110206 | 211780088 | 05/25/2023
Carrier Corp. - Indianapolis | ICP Commercial | G97CMN1002122A*D | Federally-Regulated Consumer Product | Non-Weatherized, Condensing Ga | 2192 | 291 |  | 05/25/2023 | 39903 | 203924666 | 05/25/2023
Carrier Corp. - Indianapolis | ICP Commercial | N92MSN0401712A* | Federally-Regulated Consumer Product | Mobile Home Non-Weatherized, C | 1092 | 243 |  | 05/25/2023 | 39895 | 211778875 | 05/25/2023
Carrier Corp. - Indianapolis | ICP Commercial | G97CMN1002122A | Federally-Regulated Consumer Product | Non-Weatherized, Condensing Ga | 2192 | 291 |  | 05/25/2023 | 39903 | 203924600 | 05/25/2023
Carrier Corp. - Indianapolis | ICP Commercial | N80MSL0702116A | Federally-Regulated Consumer Product | Non-Weatherized, Non-Condensin | 1949 | 268 |  | 05/25/2023 | 66143 | 211780083 | 05/25/2023
Carrier Corp. - Indianapolis | ICP Commercial | N96MSN0401712A* | Federally-Regulated Consumer Product | Mobile Home Non-Weatherized, C | 1097 | 243 |  | 05/25/2023 | 40216 | 211779219 | 05/25/2023
Carrier Corp. - Indianapolis | ICP Commercial | N92MSN0801716A* | Federally-Regulated Consumer Product | Mobile Home Non-Weatherized, C | 1845 | 276 |  | 05/25/2023 | 80520 | 211778929 | 05/25/2023
Carrier Corp. - Indianapolis | ICP Commercial | N80MSL0451714A | Federally-Regulated Consumer Product | Non-Weatherized, Non-Condensin | 1343 | 241 |  | 05/25/2023 | 43896 | 211780080 | 05/25/2023
Carrier Corp. - Indianapolis | ICP Commercial | N80ESL1352420A | Federally-Regulated Consumer Product | Non-Weatherized, Non-Condensin | 1887 | 265 |  | 05/25/2023 | 131482 | 203360068 | 05/25/2023
Carrier Corp. - Indianapolis | ICP Commercial | N80ESL0902116A | Federally-Regulated Consumer Product | Non-Weatherized, Non-Condensin | 1450 | 246 |  | 05/25/2023 | 87792 | 203360063 | 05/25/2023
Carrier Corp. - Indianapolis | ICP Commercial | N96MSN0261410A*D | Federally-Regulated Consumer Product | Non-Weatherized, Condensing Ga | 1012 | 240 |  | 05/25/2023 | 26115 | 211779165 | 05/25/2023
Carrier Corp. - Indianapolis | ICP Commercial | N92MSN0601714A* | Federally-Regulated Consumer Product | Mobile Home Non-Weatherized, C | 1381 | 256 |  | 05/25/2023 | 60143 | 211778911 | 05/25/2023
Carrier Corp. - Indianapolis | ICP Commercial | N95ESN0401410A* | Federally-Regulated Consumer Product | Mobile Home Non-Weatherized, C | 950 | 237 |  | 05/25/2023 | 40146 | 203924778 | 05/25/2023
Carrier Corp. - Indianapolis | ICP Commercial | N80MSN1352420A | Federally-Regulated Consumer Product | Non-Weatherized, Non-Condensin | 1907 | 266 |  | 05/25/2023 | 131914 | 211779974 | 05/25/2023
Carrier Corp. - Indianapolis | ICP Commercial | PDD460130K**0K* | Federally-Regulated Consumer Product | Weatherized Non-Condensing Gas | 2038 | 289 |  | 05/25/2023 | 126976 | 212038626 | 05/25/2023
Carrier Corp. - Indianapolis | ICP Commercial | N95MSU0802120A | Federally-Regulated Consumer Product | Non-Weatherized, Condensing Ga | 2132 | 289 |  | 05/25/2023 | 80309 | 211781295 | 05/25/2023
Carrier Corp. - Indianapolis | ICP Commercial | N96MSN0802120A* | Federally-Regulated Consumer Product | Mobile Home Non-Weatherized, C | 2169 | 290 |  | 05/25/2023 | 79638 | 211779345 | 05/25/2023
Carrier Corp. - Indianapolis | ICP Commercial | N96MSN1202422A**D | Federally-Regulated Consumer Product | Mobile Home Non-Weatherized, C | 2308 | 297 |  | 05/25/2023 | 119661 | 211779462 | 05/25/2023
Carrier Corp. - Indianapolis | ICP Commercial | N96MSN0802120A | Federally-Regulated Consumer Product | Non-Weatherized, Condensing Ga | 2169 | 290 |  | 05/25/2023 | 79638 | 211779336 | 05/25/2023
Carrier Corp. - Indianapolis | ICP Commercial | N92MSN1002122A* | Federally-Regulated Consumer Product | Mobile Home Non-Weatherized, C | 2308 | 297 |  | 05/25/2023 | 99870 | 211778983 | 05/25/2023
Carrier Corp. - Indianapolis | ICP Commercial | N92MSN0601714A | Federally-Regulated Consumer Product | Non-Weatherized, Condensing Ga | 1381 | 256 |  | 05/25/2023 | 60143 | 211778902 | 05/25/2023
Carrier Corp. - Indianapolis | ICP Commercial | PDD460115K**1K* | Federally-Regulated Consumer Product | Weatherized Non-Condensing Gas | 2156 | 294 |  | 05/25/2023 | 115163 | 212038628 | 05/25/2023
Carrier Corp. - Indianapolis | ICP Commercial | N95ESN0401410A**D | Federally-Regulated Consumer Product | Mobile Home Non-Weatherized, C | 950 | 237 |  | 05/25/2023 | 40146 | 203924779 | 05/25/2023
Carrier Corp. - Indianapolis | ICP Commercial | G97CMN0802120A*D | Federally-Regulated Consumer Product | Non-Weatherized, Condensing Ga | 2026 | 284 |  | 05/25/2023 | 31724 | 203924658 | 05/25/2023
Carrier Corp. - Indianapolis | ICP Commercial | N80MSL0901714A | Federally-Regulated Consumer Product | Non-Weatherized, Non-Condensin | 1592 | 252 |  | 05/25/2023 | 88547 | 211780084 | 05/25/2023
Carrier Corp. - Indianapolis | ICP Commercial | N95ESN0401712A* | Federally-Regulated Consumer Product | Mobile Home Non-Weatherized, C | 998 | 239 |  | 05/25/2023 | 40139 | 203360708 | 05/25/2023
Carrier Corp. - Indianapolis | ICP Commercial | G96VTN0601412A*D | Federally-Regulated Consumer Product | Non-Weatherized, Condensing Ga | 1238 | 249 |  | 05/25/2023 | 39205 | 203924852 | 05/25/2023
Carrier Corp. - Indianapolis | ICP Commercial | N80MSN0902120A | Federally-Regulated Consumer Product | Non-Weatherized, Non-Condensin | 2438 | 289 |  | 05/25/2023 | 88368 | 211779970 | 05/25/2023
Carrier Corp. - Indianapolis | ICP Commercial | N92MSN0802120A* | Federally-Regulated Consumer Product | Mobile Home Non-Weatherized, C | 2018 | 284 |  | 05/25/2023 | 81104 | 211778947 | 05/25/2023
Carrier Corp. - Indianapolis | ICP Commercial | N92ESN0401712A | Federally-Regulated Consumer Product | Non-Weatherized, Condensing Ga | 1024 | 240 |  | 05/25/2023 | 39894 | 203359672 | 05/25/2023
Carrier Corp. - Indianapolis | ICP Commercial | N80MSN0902116A | Federally-Regulated Consumer Product | Non-Weatherized, Non-Condensin | 1569 | 251 |  | 05/25/2023 | 87754 | 211779969 | 05/25/2023
Carrier Corp. - Indianapolis | ICP Commercial | N95MSU1002122A | Federally-Regulated Consumer Product | Non-Weatherized, Condensing Ga | 2338 | 298 |  | 05/25/2023 | 100165 | 211781316 | 05/25/2023
Carrier Corp. - Indianapolis | ICP Commercial | N96MSN0401712A*D | Federally-Regulated Consumer Product | Non-Weatherized, Condensing Ga | 1097 | 243 |  | 05/25/2023 | 40216 | 211779237 | 05/25/2023
Carrier Corp. - Indianapolis | ICP Commercial | N96MSN0401410A | Federally-Regulated Consumer Product | Non-Weatherized, Condensing Ga | 1017 | 240 |  | 05/25/2023 | 40102 | 211779174 | 05/25/2023
Carrier Corp. - Indianapolis | ICP Commercial | N96MSN0601716A**D | Federally-Regulated Consumer Product | Mobile Home Non-Weatherized, C | 1611 | 266 |  | 05/25/2023 | 59946 | 211779300 | 05/25/2023
Carrier Corp. - Indianapolis | ICP Commercial | N92MSN1202420A | Federally-Regulated Consumer Product | Non-Weatherized, Condensing Ga | 1871 | 277 |  | 05/25/2023 | 120577 | 211778992 | 05/25/2023
Carrier Corp. - Indianapolis | ICP Commercial | N96MSN1002122A | Federally-Regulated Consumer Product | Non-Weatherized, Condensing Ga | 2283 | 295 |  | 05/25/2023 | 100454 | 211779408 | 05/25/2023
Carrier Corp. - Indianapolis | ICP Commercial | N96MSN0801716A | Federally-Regulated Consumer Product | Non-Weatherized, Condensing Ga | 1671 | 269 |  | 05/25/2023 | 79335 | 211780732 | 05/25/2023
Carrier Corp. - Indianapolis | ICP Commercial | N80MSU0601716A | Federally-Regulated Consumer Product | Non-Weatherized, Non-Condensin | 1955 | 268 |  | 05/25/2023 | 60649 | 211781374 | 05/25/2023
Carrier Corp. - Indianapolis | ICP Commercial | N80MSN0702116A | Federally-Regulated Consumer Product | Non-Weatherized, Non-Condensin | 1949 | 268 |  | 05/25/2023 | 66143 | 211779967 | 05/25/2023
Carrier Corp. - Indianapolis | ICP Commercial | N80MSN0901714A | Federally-Regulated Consumer Product | Non-Weatherized, Non-Condensin | 1592 | 252 |  | 05/25/2023 | 88547 | 211779968 | 05/25/2023
Carrier Corp. - Indianapolis | ICP Commercial | PDD448115K**1K* | Federally-Regulated Consumer Product | Weatherized Non-Condensing Gas | 2156 | 293 |  | 05/25/2023 | 115206 | 210589581 | 05/25/2023
Carrier Corp. - Indianapolis | Grandaire | WPG4364060LKK* | Federally-Regulated Consumer Product | Weatherized Non-Condensing Gas | 1312 | 256 |  | 05/25/2023 | 60638 | 212005755 | 05/25/2023
Carrier Corp. - Indianapolis | Grandaire | WPG4424090RKK* | Federally-Regulated Consumer Product | Weatherized Non-Condensing Gas | 1434 | 262 |  | 05/25/2023 | 89946 | 212005730 | 05/25/2023
Carrier Corp. - Indianapolis | Grandaire | WPG4304060RKK* | Federally-Regulated Consumer Product | Weatherized Non-Condensing Gas | 1248 | 253 |  | 05/25/2023 | 60151 | 212005721 | 05/25/2023
Carrier Corp. - Indianapolis | Grandaire | WPG4484130RKK* | Federally-Regulated Consumer Product | Weatherized Non-Condensing Gas | 2038 | 288 |  | 05/25/2023 | 127500 | 212005740 | 05/25/2023
Carrier Corp. - Indianapolis | Grandaire | WPG4244040RKK* | Federally-Regulated Consumer Product | Weatherized Non-Condensing Gas | 1004 | 243 |  | 05/25/2023 | 39874 | 212005712 | 05/25/2023
Carrier Corp. - Indianapolis | Grandaire | WPG4604090LKK* | Federally-Regulated Consumer Product | Weatherized Non-Condensing Gas | 2142 | 293 |  | 05/25/2023 | 89758 | 212028140 | 05/25/2023
Carrier Corp. - Indianapolis | Grandaire | WPG4304040RKK* | Federally-Regulated Consumer Product | Weatherized Non-Condensing Gas | 1119 | 248 |  | 05/25/2023 | 40289 | 212005718 | 05/25/2023
Carrier Corp. - Indianapolis | Grandaire | WPG4364090LKK* | Federally-Regulated Consumer Product | Weatherized Non-Condensing Gas | 1353 | 258 |  | 05/25/2023 | 89606 | 212005758 | 05/25/2023
Carrier Corp. - Indianapolis | Grandaire | WPG4304060LKK* | Federally-Regulated Consumer Product | Weatherized Non-Condensing Gas | 1248 | 253 |  | 05/25/2023 | 60151 | 212005751 | 05/25/2023
Carrier Corp. - Indianapolis | Grandaire | WPG4484090RKK* | Federally-Regulated Consumer Product | Weatherized Non-Condensing Gas | 2142 | 293 |  | 05/25/2023 | 89758 | 212005734 | 05/25/2023
Carrier Corp. - Indianapolis | Grandaire | WPG4244040LKK* | Federally-Regulated Consumer Product | Weatherized Non-Condensing Gas | 1004 | 243 |  | 05/25/2023 | 39874 | 212005742 | 05/25/2023
Carrier Corp. - Indianapolis | Grandaire | WPG4604115LKK* | Federally-Regulated Consumer Product | Weatherized Non-Condensing Gas | 2156 | 293 |  | 05/25/2023 | 114957 | 212028142 | 05/25/2023
Carrier Corp. - Indianapolis | Grandaire | WPG4364060UKK* | Federally-Regulated Consumer Product | Weatherized Non-Condensing Gas | 1442 | 262 |  | 05/25/2023 | 60044 | 212005784 | 05/25/2023
Carrier Corp. - Indianapolis | Grandaire | WPG4424090UKK* | Federally-Regulated Consumer Product | Weatherized Non-Condensing Gas | 1479 | 264 |  | 05/25/2023 | 89913 | 212005788 | 05/25/2023
Carrier Corp. - Indianapolis | Grandaire | WPG4364090RKK* | Federally-Regulated Consumer Product | Weatherized Non-Condensing Gas | 1353 | 258 |  | 05/25/2023 | 89606 | 212005725 | 05/25/2023
Carrier Corp. - Indianapolis | Grandaire | WPG4484090UKK* | Federally-Regulated Consumer Product | Weatherized Non-Condensing Gas | 2114 | 292 |  | 05/25/2023 | 89429 | 212005791 | 05/25/2023
Carrier Corp. - Indianapolis | Grandaire | WPG4484090LKK* | Federally-Regulated Consumer Product | Weatherized Non-Condensing Gas | 2142 | 293 |  | 05/25/2023 | 89758 | 212005765 | 05/25/2023
Carrier Corp. - Indianapolis | Grandaire | WPG4304040LKK* | Federally-Regulated Consumer Product | Weatherized Non-Condensing Gas | 1119 | 248 |  | 05/25/2023 | 40289 | 212005750 | 05/25/2023
Carrier Corp. - Indianapolis | Grandaire | WPG4604090UKK* | Federally-Regulated Consumer Product | Weatherized Non-Condensing Gas | 2114 | 292 |  | 05/25/2023 | 89429 | 212028145 | 05/25/2023
Carrier Corp. - Indianapolis | Grandaire | WPG4364060RKK* | Federally-Regulated Consumer Product | Weatherized Non-Condensing Gas | 1312 | 256 |  | 05/25/2023 | 60638 | 212005723 | 05/25/2023
Carrier Corp. - Indianapolis | Grandaire | WPG4244060LKK* | Federally-Regulated Consumer Product | Weatherized Non-Condensing Gas | 1084 | 246 |  | 05/25/2023 | 60632 | 212005745 | 05/25/2023
Carrier Corp. - Indianapolis | Grandaire | WPG4424060LKK* | Federally-Regulated Consumer Product | Weatherized Non-Condensing Gas | 1478 | 264 |  | 05/25/2023 | 60485 | 212005760 | 05/25/2023
Carrier Corp. - Indianapolis | Grandaire | WPG4604115RKK* | Federally-Regulated Consumer Product | Weatherized Non-Condensing Gas | 2156 | 293 |  | 05/25/2023 | 114957 | 212028137 | 05/25/2023
Carrier Corp. - Indianapolis | Grandaire | WPG4424060RKK* | Federally-Regulated Consumer Product | Weatherized Non-Condensing Gas | 1478 | 264 |  | 05/25/2023 | 60485 | 212005728 | 05/25/2023
Carrier Corp. - Indianapolis | Grandaire | WPG4244040UKK* | Federally-Regulated Consumer Product | Weatherized Non-Condensing Gas | 933 | 240 |  | 05/25/2023 | 45607 | 212005773 | 05/25/2023
Carrier Corp. - Indianapolis | Grandaire | WPG4484115LKK* | Federally-Regulated Consumer Product | Weatherized Non-Condensing Gas | 2156 | 293 |  | 05/25/2023 | 114957 | 212005768 | 05/25/2023
Carrier Corp. - Indianapolis | Grandaire | WPG4304060UKK* | Federally-Regulated Consumer Product | Weatherized Non-Condensing Gas | 1188 | 251 |  | 05/25/2023 | 60125 | 212005782 | 05/25/2023
Carrier Corp. - Indianapolis | Grandaire | WPG4604090RKK* | Federally-Regulated Consumer Product | Weatherized Non-Condensing Gas | 2142 | 293 |  | 05/25/2023 | 89758 | 212028134 | 05/25/2023
Carrier Corp. - Indianapolis | Grandaire | WPG4424090LKK* | Federally-Regulated Consumer Product | Weatherized Non-Condensing Gas | 1434 | 262 |  | 05/25/2023 | 89946 | 212005762 | 05/25/2023
Carrier Corp. - Indianapolis | Grandaire | WPG4244060UKK* | Federally-Regulated Consumer Product | Weatherized Non-Condensing Gas | 1073 | 246 |  | 05/25/2023 | 60498 | 212005776 | 05/25/2023
Carrier Corp. - Indianapolis | Grandaire | WPG4244060RKK* | Federally-Regulated Consumer Product | Weatherized Non-Condensing Gas | 1084 | 246 |  | 05/25/2023 | 60632 | 212005714 | 05/25/2023
Carrier Corp. - Indianapolis | Grandaire | WPG4604130RKK* | Federally-Regulated Consumer Product | Weatherized Non-Condensing Gas | 2038 | 288 |  | 05/25/2023 | 127500 | 212028138 | 05/25/2023
Carrier Corp. - Indianapolis | Grandaire | WPG4424060UKK* | Federally-Regulated Consumer Product | Weatherized Non-Condensing Gas | 1413 | 261 |  | 05/25/2023 | 59753 | 212005786 | 05/25/2023
Carrier Corp. - Indianapolis | Grandaire | WPG4604130LKK* | Federally-Regulated Consumer Product | Weatherized Non-Condensing Gas | 2038 | 288 |  | 05/25/2023 | 127500 | 212028143 | 05/25/2023
Carrier Corp. - Indianapolis | Grandaire | WPG4484115RKK* | Federally-Regulated Consumer Product | Weatherized Non-Condensing Gas | 2156 | 293 |  | 05/25/2023 | 114957 | 212005738 | 05/25/2023
Carrier Corp. - Indianapolis | Grandaire | WPG4484130LKK* | Federally-Regulated Consumer Product | Weatherized Non-Condensing Gas | 2038 | 288 |  | 05/25/2023 | 127500 | 212005771 | 05/25/2023
Carrier Corp. - Indianapolis | Grandaire | WPG4304040UKK* | Federally-Regulated Consumer Product | Weatherized Non-Condensing Gas | 1121 | 248 |  | 05/25/2023 | 45305 | 212005778 | 05/25/2023
Rheem Sales Company, Inc. | Weatherking | W802W0503A14UHN | Federally-Regulated Consumer Product | Non-Weatherized, Non-Condensin | 1318 | 240 |  | 05/25/2023 | 35484 | 208243369 | 05/25/2023
Rheem Sales Company, Inc. | Weatherking | RGEA14036AJT061AC | Federally-Regulated Consumer Product | Weatherized Non-Condensing Gas | 1430 | 262 |  | 05/25/2023 | 99665 | 206606613 | 05/25/2023
Rheem Sales Company, Inc. | Weatherking | W801W0503A14UH | Federally-Regulated Consumer Product | Non-Weatherized, Non-Condensin | 1308 | 184 |  | 05/25/2023 | 50472 | 208770562 | 05/25/2023
Rheem Sales Company, Inc. | Weatherking | W801T0503A14UHS | Federally-Regulated Consumer Product | Non-Weatherized, Non-Condensin | 1388 | 243 |  | 05/25/2023 | 49660 | 208242444 | 05/25/2023
Rheem Sales Company, Inc. | Weatherking | W801CA075521ZSA | Federally-Regulated Consumer Product | Non-Weatherized, Non-Condensin | 1892 | 265 |  | 05/25/2023 | 99827 | 203327171 | 05/25/2023
Rheem Sales Company, Inc. | Weatherking | W801T1005A21UHN | Federally-Regulated Consumer Product | Non-Weatherized, Non-Condensin | 1812 | 262 |  | 05/25/2023 | 99863 | 208242452 | 05/25/2023
Rheem Sales Company, Inc. | Weatherking | W951W0403A17M4 | Federally-Regulated Consumer Product | Non-Weatherized, Condensing Ga | 1292 | 228 |  | 05/25/2023 | 42494 | 208770574 | 05/25/2023
Rheem Sales Company, Inc. | Weatherking | W801CA125524ZSA | Federally-Regulated Consumer Product | Non-Weatherized, Non-Condensin | 1835 | 263 |  | 05/25/2023 | 124289 | 203327183 | 05/25/2023
Rheem Sales Company, Inc. | Weatherking | RGEA14036AJT081AC | Federally-Regulated Consumer Product | Weatherized Non-Condensing Gas | 1430 | 262 |  | 05/25/2023 | 99665 | 206606622 | 05/25/2023
Rheem Sales Company, Inc. | Weatherking | RGEA14042AJT10XAC | Federally-Regulated Consumer Product | Weatherized Non-Condensing Gas | 1494 | 265 |  | 05/25/2023 | 99609 | 206606653 | 05/25/2023
Rheem Sales Company, Inc. | Weatherking | W962W0705A21M4S | Federally-Regulated Consumer Product | Non-Weatherized, Condensing Ga | 1923 | 280 |  | 05/25/2023 | 49235 | 208243378 | 05/25/2023
Rheem Sales Company, Inc. | Weatherking | RGEA14030AJT06XAC | Federally-Regulated Consumer Product | Weatherized Non-Condensing Gas | 1147 | 249 |  | 05/25/2023 | 79965 | 206606600 | 05/25/2023
Rheem Sales Company, Inc. | Weatherking | W801T0503A14DZS | Federally-Regulated Consumer Product | Non-Weatherized, Non-Condensin | 1223 | 236 |  | 05/25/2023 | 51119 | 208242454 | 05/25/2023
Rheem Sales Company, Inc. | Weatherking | RGEA14036AJT06XAC | Federally-Regulated Consumer Product | Weatherized Non-Condensing Gas | 1430 | 262 |  | 05/25/2023 | 99665 | 206606618 | 05/25/2023
Rheem Sales Company, Inc. | Weatherking | W801CA075421MXA | Federally-Regulated Consumer Product | Non-Weatherized, Non-Condensin | 1634 | 254 |  | 05/25/2023 | 75736 | 203327150 | 05/25/2023
Rheem Sales Company, Inc. | Weatherking | W801TA070317MUA | Federally-Regulated Consumer Product | Non-Weatherized, Non-Condensin | 1189 | 234 |  | 05/25/2023 | 70542 | 202132853 | 05/25/2023
Rheem Sales Company, Inc. | Weatherking | W801CA075417MSA | Federally-Regulated Consumer Product | Non-Weatherized, Non-Condensin | 1496 | 248 |  | 05/25/2023 | 75177 | 203327141 | 05/25/2023
Rheem Sales Company, Inc. | Weatherking | RGEA14036AJT10XAC | Federally-Regulated Consumer Product | Weatherized Non-Condensing Gas | 1430 | 262 |  | 05/25/2023 | 99665 | 206606636 | 05/25/2023
Rheem Sales Company, Inc. | Weatherking | W801T0754A21UHN | Federally-Regulated Consumer Product | Non-Weatherized, Non-Condensin | 1634 | 254 |  | 05/25/2023 | 75736 | 208242451 | 05/25/2023
Rheem Sales Company, Inc. | Weatherking | W801T0704A17UHU | Federally-Regulated Consumer Product | Non-Weatherized, Non-Condensin | 1823 | 262 |  | 05/25/2023 | 70109 | 208430294 | 05/25/2023
Rheem Sales Company, Inc. | Weatherking | W801T1255A24UHN | Federally-Regulated Consumer Product | Non-Weatherized, Non-Condensin | 1991 | 270 |  | 05/25/2023 | 123598 | 208242453 | 05/25/2023
Rheem Sales Company, Inc. | Weatherking | W802W1255A24UHS | Federally-Regulated Consumer Product | Non-Weatherized, Non-Condensin | 2073 | 273 |  | 05/25/2023 | 87500 | 208243368 | 05/25/2023
Rheem Sales Company, Inc. | Weatherking | RGEAZR036AJT06UNA | Federally-Regulated Consumer Product | Weatherized Non-Condensing Gas | 1434 | 262 |  | 05/25/2023 | 60723 | 208676517 | 05/25/2023
Rheem Sales Company, Inc. | Weatherking | W96TA1152524MSA | Federally-Regulated Consumer Product | Non-Weatherized, Condensing Ga | 1935 | 280 |  | 05/25/2023 | 78711 | 9950863 | 05/25/2023
Rheem Sales Company, Inc. | Weatherking | W801CA100521ZXA | Federally-Regulated Consumer Product | Non-Weatherized, Non-Condensin | 1895 | 265 |  | 05/25/2023 | 100302 | 203327180 | 05/25/2023
Rheem Sales Company, Inc. | Weatherking | W801CA050314MXA | Federally-Regulated Consumer Product | Non-Weatherized, Non-Condensin | 1388 | 184 |  | 05/25/2023 | 49660 | 203327138 | 05/25/2023
Rheem Sales Company, Inc. | Weatherking | W801CA125524MXA | Federally-Regulated Consumer Product | Non-Weatherized, Non-Condensin | 1991 | 270 |  | 05/25/2023 | 123598 | 203327162 | 05/25/2023
Rheem Sales Company, Inc. | Weatherking | W801T0754A17UHN | Federally-Regulated Consumer Product | Non-Weatherized, Non-Condensin | 1496 | 248 |  | 05/25/2023 | 75177 | 208242450 | 05/25/2023
Rheem Sales Company, Inc. | Weatherking | W801CA100521ZSA | Federally-Regulated Consumer Product | Non-Weatherized, Non-Condensin | 1895 | 265 |  | 05/25/2023 | 100302 | 203327177 | 05/25/2023
Rheem Sales Company, Inc. | Weatherking | RGEA14036AJT08XAC | Federally-Regulated Consumer Product | Weatherized Non-Condensing Gas | 1430 | 262 |  | 05/25/2023 | 99665 | 206606627 | 05/25/2023
Rheem Sales Company, Inc. | Weatherking | W801T1255A24DZS | Federally-Regulated Consumer Product | Non-Weatherized, Non-Condensin | 1835 | 263 |  | 05/25/2023 | 124389 | 208242458 | 05/25/2023
Rheem Sales Company, Inc. | Weatherking | W96VA0702521MSA | Federally-Regulated Consumer Product | Non-Weatherized, Condensing Ga | 1923 | 280 |  | 05/25/2023 | 49235 | 206342107 | 05/25/2023
Rheem Sales Company, Inc. | Weatherking | W802TA075317MXA | Federally-Regulated Consumer Product | Non-Weatherized, Non-Condensin | 1539 | 250 |  | 05/25/2023 | 52505 | 204099265 | 05/25/2023
Rheem Sales Company, Inc. | Weatherking | RGEA14030AJT08XAC | Federally-Regulated Consumer Product | Weatherized Non-Condensing Gas | 1147 | 249 |  | 05/25/2023 | 79965 | 206606609 | 05/25/2023
Rheem Sales Company, Inc. | Weatherking | W802TA100417MXA | Federally-Regulated Consumer Product | Non-Weatherized, Non-Condensin | 1730 | 258 |  | 05/25/2023 | 70020 | 204099272 | 05/25/2023
Rheem Sales Company, Inc. | Weatherking | W801CA075421MSA | Federally-Regulated Consumer Product | Non-Weatherized, Non-Condensin | 1634 | 254 |  | 05/25/2023 | 75736 | 203327147 | 05/25/2023
Rheem Sales Company, Inc. | Weatherking | W801CA100521MSA | Federally-Regulated Consumer Product | Non-Weatherized, Non-Condensin | 1812 | 262 |  | 05/25/2023 | 99863 | 203327153 | 05/25/2023
Rheem Sales Company, Inc. | Weatherking | W801T1005A21UHU | Federally-Regulated Consumer Product | Non-Weatherized, Non-Condensin | 2096 | 274 |  | 05/25/2023 | 100583 | 208430296 | 05/25/2023
Rheem Sales Company, Inc. | Weatherking | W801T0503A14UHN | Federally-Regulated Consumer Product | Non-Weatherized, Non-Condensin | 1388 | 243 |  | 05/25/2023 | 49660 | 208242449 | 05/25/2023
Rheem Sales Company, Inc. | Weatherking | W801W0504A17UHNBAS | Federally-Regulated Consumer Product | Non-Weatherized, Non-Condensin | 1682 | 256 |  | 05/25/2023 | 50501 | 211774709 | 05/25/2023
Rheem Sales Company, Inc. | Weatherking | W951T0403A17M4 | Federally-Regulated Consumer Product | Non-Weatherized, Condensing Ga | 1107 | 244 |  | 05/25/2023 | 41877 | 208663427 | 05/25/2023
Rheem Sales Company, Inc. | Weatherking | W921W0705A21M4 | Federally-Regulated Consumer Product | Non-Weatherized, Condensing Ga | 1835 | 248 |  | 05/25/2023 | 69808 | 208770570 | 05/25/2023
Rheem Sales Company, Inc. | Weatherking | RGEA15030AJV06XAB | Federally-Regulated Consumer Product | Weatherized Non-Condensing Gas | 1402 | 261 |  | 05/25/2023 | 80658 | 203404532 | 05/25/2023
Rheem Sales Company, Inc. | Weatherking | W96TA1002521MSA | Federally-Regulated Consumer Product | Non-Weatherized, Condensing Ga | 1930 | 280 |  | 05/25/2023 | 69202 | 9950859 | 05/25/2023
Rheem Sales Company, Inc. | Weatherking | W802TA100521MXA | Federally-Regulated Consumer Product | Non-Weatherized, Non-Condensin | 1952 | 268 |  | 05/25/2023 | 70078 | 204099276 | 05/25/2023
Rheem Sales Company, Inc. | Weatherking | W802W0755A21UHS | Federally-Regulated Consumer Product | Non-Weatherized, Non-Condensin | 1718 | 258 |  | 05/25/2023 | 52500 | 208243365 | 05/25/2023
Rheem Sales Company, Inc. | Weatherking | W951W1005A21M4 | Federally-Regulated Consumer Product | Non-Weatherized, Condensing Ga | 2153 | 271 |  | 05/25/2023 | 98911 | 208770579 | 05/25/2023
Rheem Sales Company, Inc. | Weatherking | W962W1005A21M4S | Federally-Regulated Consumer Product | Non-Weatherized, Condensing Ga | 1858 | 277 |  | 05/25/2023 | 68679 | 208243380 | 05/25/2023
Rheem Sales Company, Inc. | Weatherking | W801CA125524ZXA | Federally-Regulated Consumer Product | Non-Weatherized, Non-Condensin | 1835 | 263 |  | 05/25/2023 | 124289 | 203327186 | 05/25/2023
Rheem Sales Company, Inc. | Weatherking | W801CA075521ZXA | Federally-Regulated Consumer Product | Non-Weatherized, Non-Condensin | 1892 | 265 |  | 05/25/2023 | 99827 | 203327174 | 05/25/2023
Rheem Sales Company, Inc. | Weatherking | W802W0754A17UHS | Federally-Regulated Consumer Product | Non-Weatherized, Non-Condensin | 1458 | 246 |  | 05/25/2023 | 52564 | 208243363 | 05/25/2023
Rheem Sales Company, Inc. | Weatherking | W801W0754A17UH | Federally-Regulated Consumer Product | Non-Weatherized, Non-Condensin | 1830 | 223 |  | 05/25/2023 | 75693 | 208770563 | 05/25/2023
Rheem Sales Company, Inc. | Weatherking | W802W1004A17UHS | Federally-Regulated Consumer Product | Non-Weatherized, Non-Condensin | 1730 | 258 |  | 05/25/2023 | 70020 | 208243366 | 05/25/2023
Rheem Sales Company, Inc. | Weatherking | W801TA050317MUA | Federally-Regulated Consumer Product | Non-Weatherized, Non-Condensin | 1165 | 233 |  | 05/25/2023 | 49157 | 202132852 | 05/25/2023
Rheem Sales Company, Inc. | Weatherking | W801TA100521MUA | Federally-Regulated Consumer Product | Non-Weatherized, Non-Condensin | 1861 | 264 |  | 05/25/2023 | 98348 | 202132854 | 05/25/2023
Rheem Sales Company, Inc. | Weatherking | W962W0603A17M4S | Federally-Regulated Consumer Product | Non-Weatherized, Condensing Ga | 1372 | 255 |  | 05/25/2023 | 37932 | 208243376 | 05/25/2023
Rheem Sales Company, Inc. | Weatherking | RGEA14030AJT081AC | Federally-Regulated Consumer Product | Weatherized Non-Condensing Gas | 1147 | 249 |  | 05/25/2023 | 79965 | 206606604 | 05/25/2023
Rheem Sales Company, Inc. | Weatherking | W92TA0701317MSA | Federally-Regulated Consumer Product | Non-Weatherized, Condensing Ga | 1362 | 255 |  | 05/25/2023 | 69960 | 9958609 | 05/25/2023
Rheem Sales Company, Inc. | Weatherking | W801CA100521MXA | Federally-Regulated Consumer Product | Non-Weatherized, Non-Condensin | 1812 | 262 |  | 05/25/2023 | 99863 | 203327156 | 05/25/2023
Rheem Sales Company, Inc. | Weatherking | W801CA075417MXA | Federally-Regulated Consumer Product | Non-Weatherized, Non-Condensin | 1496 | 248 |  | 05/25/2023 | 75177 | 203327144 | 05/25/2023
Rheem Sales Company, Inc. | Weatherking | RGEA14042AJT081AC | Federally-Regulated Consumer Product | Weatherized Non-Condensing Gas | 1494 | 265 |  | 05/25/2023 | 99609 | 206606640 | 05/25/2023
Rheem Sales Company, Inc. | Weatherking | W802W0755A21UHN | Federally-Regulated Consumer Product | Non-Weatherized, Non-Condensin | 1718 | 258 |  | 05/25/2023 | 52500 | 208243371 | 05/25/2023
Rheem Sales Company, Inc. | Weatherking | RGEA14042AJT08XAC | Federally-Regulated Consumer Product | Weatherized Non-Condensing Gas | 1494 | 265 |  | 05/25/2023 | 99609 | 206606644 | 05/25/2023
Rheem Sales Company, Inc. | Weatherking | W92TA0601317MSA | Federally-Regulated Consumer Product | Non-Weatherized, Condensing Ga | 1156 | 246 |  | 05/25/2023 | 55624 | 9958605 | 05/25/2023
Rheem Sales Company, Inc. | Weatherking | W801CA050314MSA | Federally-Regulated Consumer Product | Non-Weatherized, Non-Condensin | 1388 | 184 |  | 05/25/2023 | 49660 | 203327135 | 05/25/2023
Rheem Sales Company, Inc. | Weatherking | W801TB100521MUA | Federally-Regulated Consumer Product | Non-Weatherized, Non-Condensin | 2096 | 274 |  | 05/25/2023 | 100583 | 204501689 | 05/25/2023
Rheem Sales Company, Inc. | Weatherking | W801CA125524MSA | Federally-Regulated Consumer Product | Non-Weatherized, Non-Condensin | 1991 | 270 |  | 05/25/2023 | 123598 | 203327159 | 05/25/2023
Rheem Sales Company, Inc. | Weatherking | W962W0855A21M4S | Federally-Regulated Consumer Product | Non-Weatherized, Condensing Ga | 1947 | 281 |  | 05/25/2023 | 58053 | 208243379 | 05/25/2023
Rheem Sales Company, Inc. | Weatherking | RGEA15048AJV101AB | Federally-Regulated Consumer Product | Weatherized Non-Condensing Gas | 1720 | 275 |  | 05/25/2023 | 99897 | 203404596 | 05/25/2023
Rheem Sales Company, Inc. | Weatherking | W801T1005A21DZS | Federally-Regulated Consumer Product | Non-Weatherized, Non-Condensin | 1895 | 265 |  | 05/25/2023 | 100302 | 208242457 | 05/25/2023
Rheem Sales Company, Inc. | Weatherking | W802W1505A24UHN | Federally-Regulated Consumer Product | Non-Weatherized, Non-Condensin | 2092 | 274 |  | 05/25/2023 | 104565 | 208243590 | 05/25/2023
Rheem Sales Company, Inc. | Weatherking | W95TC0601317MSA | Federally-Regulated Consumer Product | Non-Weatherized, Condensing Ga | 1156 | 246 |  | 05/25/2023 | 55624 | 8934613 | 05/25/2023
Rheem Sales Company, Inc. | Weatherking | RGEA14030AJT061AC | Federally-Regulated Consumer Product | Weatherized Non-Condensing Gas | 1147 | 249 |  | 05/25/2023 | 79965 | 206606595 | 05/25/2023
Rheem Sales Company, Inc. | Weatherking | RGEA14042AJT101AC | Federally-Regulated Consumer Product | Weatherized Non-Condensing Gas | 1494 | 265 |  | 05/25/2023 | 99609 | 206606649 | 05/25/2023
Rheem Sales Company, Inc. | Weatherking | RGEA14036AJT101AC | Federally-Regulated Consumer Product | Weatherized Non-Condensing Gas | 1430 | 262 |  | 05/25/2023 | 99665 | 206606631 | 05/25/2023
Rheem Sales Company, Inc. | Weatherking | W951W0703A17M4 | Federally-Regulated Consumer Product | Non-Weatherized, Condensing Ga | 1166 | 246 |  | 05/25/2023 | 70001 | 208770576 | 05/25/2023
Rheem Sales Company, Inc. | Weatherking | W801T1255A24DZN | Federally-Regulated Consumer Product | Non-Weatherized, Non-Condensin | 1835 | 263 |  | 05/25/2023 | 124389 | 208242464 | 05/25/2023
Rheem Sales Company, Inc. | Weatherking | W802TA125524MXA | Federally-Regulated Consumer Product | Non-Weatherized, Non-Condensin | 1899 | 266 |  | 05/25/2023 | 87546 | 204099279 | 05/25/2023
Rheem Sales Company, Inc. | Weatherking | W802W1005A21UHN | Federally-Regulated Consumer Product | Non-Weatherized, Non-Condensin | 1905 | 266 |  | 05/25/2023 | 70000 | 208243373 | 05/25/2023
Rheem Sales Company, Inc. | Weatherking | W951W0855A21M4 | Federally-Regulated Consumer Product | Non-Weatherized, Condensing Ga | 1851 | 246 |  | 05/25/2023 | 84247 | 208770578 | 05/25/2023
Rheem Sales Company, Inc. | Weatherking | W96TA0602317MSA | Federally-Regulated Consumer Product | Non-Weatherized, Condensing Ga | 1342 | 254 |  | 05/25/2023 | 39319 | 9950847 | 05/25/2023
Rheem Sales Company, Inc. | Weatherking | W802W1004A17UHN | Federally-Regulated Consumer Product | Non-Weatherized, Non-Condensin | 1730 | 258 |  | 05/25/2023 | 70020 | 208243372 | 05/25/2023
Rheem Sales Company, Inc. | Weatherking | W801T0755A21DZS | Federally-Regulated Consumer Product | Non-Weatherized, Non-Condensin | 1883 | 265 |  | 05/25/2023 | 75029 | 208242456 | 05/25/2023
Rheem Sales Company, Inc. | Weatherking | W802W0503A14UHS | Federally-Regulated Consumer Product | Non-Weatherized, Non-Condensin | 1318 | 240 |  | 05/25/2023 | 35484 | 208243361 | 05/25/2023
Nordyne, LLC | Frigidaire | R104GD-042K100U | Federally-Regulated Consumer Product | Weatherized Non-Condensing Gas | 1913 | 275 |  | 05/25/2023 | 100561 | 209550348 | 05/25/2023
Nordyne, LLC | Frigidaire | FG7TA-080C-V24BP | Federally-Regulated Consumer Product | Non-Weatherized, Non-Condensin | 1277 | 238 |  | 05/25/2023 | 52213 | 207455923 | 05/25/2023
Nordyne, LLC | Frigidaire | R8GE-042K072C1 | Federally-Regulated Consumer Product | Weatherized Non-Condensing Gas | 1817 | 279 |  | 05/25/2023 | 72195 | 204040833 | 05/25/2023
Nordyne, LLC | Frigidaire | R8GE-036K096C1 | Federally-Regulated Consumer Product | Weatherized Non-Condensing Gas | 1704 | 274 |  | 05/25/2023 | 97452 | 204040819 | 05/25/2023
Nordyne, LLC | Frigidaire | FG8SA-055U-T23AP | Federally-Regulated Consumer Product | Non-Weatherized, Non-Condensin | 1100 | 230 |  | 05/25/2023 | 54989 | 207455941 | 05/25/2023
Nordyne, LLC | Frigidaire | FG7SA-072C-T24BP | Federally-Regulated Consumer Product | Non-Weatherized, Non-Condensin | 1457 | 246 |  | 05/25/2023 | 69586 | 207456014 | 05/25/2023
Nordyne, LLC | Frigidaire | FG8SA-070U-T24B1 | Federally-Regulated Consumer Product | Non-Weatherized, Non-Condensin | 1597 | 252 |  | 05/25/2023 | 70859 | 204924135 | 05/25/2023
Nordyne, LLC | Frigidaire | KG7TA-080C-E24B1 | Federally-Regulated Consumer Product | Non-Weatherized, Non-Condensin | 1277 | 238 |  | 05/25/2023 | 52213 | 204036792 | 05/25/2023
Nordyne, LLC | Frigidaire | R8GE-024K072C1 | Federally-Regulated Consumer Product | Weatherized Non-Condensing Gas | 1280 | 255 |  | 05/25/2023 | 71272 | 204040769 | 05/25/2023
Nordyne, LLC | Frigidaire | R8GE-048K120C1 | Federally-Regulated Consumer Product | Weatherized Non-Condensing Gas | 1991 | 287 |  | 05/25/2023 | 121831 | 204040807 | 05/25/2023
Nordyne, LLC | Frigidaire | R8GE-X60K096C1 | Federally-Regulated Consumer Product | Weatherized Non-Condensing Gas | 2028 | 288 |  | 05/25/2023 | 94398 | 204093435 | 05/25/2023
Nordyne, LLC | Frigidaire | R8GE-X60K120C1 | Federally-Regulated Consumer Product | Weatherized Non-Condensing Gas | 2073 | 290 |  | 05/25/2023 | 119379 | 204040792 | 05/25/2023
Nordyne, LLC | Frigidaire | FG7TN-100D-V35CP | Federally-Regulated Consumer Product | Non-Weatherized, Condensing Ga | 2208 | 292 |  | 05/25/2023 | 64085 | 207456310 | 05/25/2023
Nordyne, LLC | Frigidaire | FG7SD-072D-T35C* | Federally-Regulated Consumer Product | Non-Weatherized, Condensing Ga | 1826 | 275 |  | 05/25/2023 | 72142 | 205282683 | 05/25/2023
Nordyne, LLC | Frigidaire | R104GD-024K055U | Federally-Regulated Consumer Product | Weatherized Non-Condensing Gas | 1304 | 240 |  | 05/25/2023 | 55721 | 209550345 | 05/25/2023
Nordyne, LLC | Frigidaire | FG7TE-100D-E35CP | Federally-Regulated Consumer Product | Non-Weatherized, Condensing Ga | 1783 | 273 |  | 05/25/2023 | 64758 | 207456141 | 05/25/2023
Nordyne, LLC | Frigidaire | R8GE-036K072C1 | Federally-Regulated Consumer Product | Weatherized Non-Condensing Gas | 1349 | 258 |  | 05/25/2023 | 72437 | 204093426 | 05/25/2023
Nordyne, LLC | Frigidaire | FG7TN-060D-V24BP | Federally-Regulated Consumer Product | Non-Weatherized, Condensing Ga | 1405 | 257 |  | 05/25/2023 | 38964 | 207456196 | 05/25/2023
Nordyne, LLC | Frigidaire | KG7TA-060C-E23AP | Federally-Regulated Consumer Product | Non-Weatherized, Non-Condensin | 1266 | 238 |  | 05/25/2023 | 39577 | 207456098 | 05/25/2023
Nordyne, LLC | Frigidaire | R104GD-030K045C | Federally-Regulated Consumer Product | Weatherized Non-Condensing Gas | 1024 | 244 |  | 05/25/2023 | 45216 | 209333927 | 05/25/2023
Nordyne, LLC | Frigidaire | FG7SK-072C-T24BP | Federally-Regulated Consumer Product | Non-Weatherized, Non-Condensin | 1723 | 258 |  | 05/25/2023 | 73937 | 207456054 | 05/25/2023
Nordyne, LLC | Frigidaire | KG7TA-100C-E35C1 | Federally-Regulated Consumer Product | Non-Weatherized, Non-Condensin | 1668 | 255 |  | 05/25/2023 | 63969 | 204036800 | 05/25/2023
Nordyne, LLC | Frigidaire | FG7TE-080D-V35CP | Federally-Regulated Consumer Product | Non-Weatherized, Condensing Ga | 1829 | 275 |  | 05/25/2023 | 52182 | 207456180 | 05/25/2023
Nordyne, LLC | Frigidaire | R8GE-030K072C1 | Federally-Regulated Consumer Product | Weatherized Non-Condensing Gas | 1280 | 255 |  | 05/25/2023 | 71272 | 204040780 | 05/25/2023
Nordyne, LLC | Frigidaire | R8GE-048K096C1 | Federally-Regulated Consumer Product | Weatherized Non-Condensing Gas | 1818 | 279 |  | 05/25/2023 | 95561 | 204093453 | 05/25/2023
Nordyne, LLC | Frigidaire | FG7SC-090D-T35CP | Federally-Regulated Consumer Product | Non-Weatherized, Condensing Ga | 1980 | 282 |  | 05/25/2023 | 90343 | 207456007 | 05/25/2023
Nordyne, LLC | Frigidaire | R104GD-048K096C | Federally-Regulated Consumer Product | Weatherized Non-Condensing Gas | 1818 | 279 |  | 05/25/2023 | 95561 | 209333935 | 05/25/2023
Nordyne, LLC | Frigidaire | KG8SA-070U-T24BP | Federally-Regulated Consumer Product | Non-Weatherized, Non-Condensin | 1597 | 252 |  | 05/25/2023 | 70859 | 207455982 | 05/25/2023
Nordyne, LLC | Frigidaire | R8GE-042K096C1 | Federally-Regulated Consumer Product | Weatherized Non-Condensing Gas | 1540 | 267 |  | 05/25/2023 | 97780 | 204093444 | 05/25/2023
Nordyne, LLC | Frigidaire | FG7SA-090C-T35CP | Federally-Regulated Consumer Product | Non-Weatherized, Non-Condensin | 1992 | 270 |  | 05/25/2023 | 85266 | 207455993 | 05/25/2023
Allied Air | MRCOOL | MGD95SE070B4XA | Federally-Regulated Consumer Product | Non-Weatherized, Condensing Ga | 1634 | 267 |  | 05/25/2023 | 65373 | 204085893 | 05/25/2023
Allied Air | MRCOOL | MPG42S090M414* | Federally-Regulated Consumer Product | Weatherized Non-Condensing Gas | 1348 | 254 |  | 05/25/2023 | 88991 | 204419765 | 05/25/2023
Allied Air | MRCOOL | MGM95SE045B3XA | Federally-Regulated Consumer Product | Non-Weatherized, Condensing Ga | 1282 | 251 |  | 05/25/2023 | 43901 | 204085887 | 05/25/2023
Allied Air | MRCOOL | MGM80SE135D5A | Federally-Regulated Consumer Product | Non-Weatherized, Non-Condensin | 2248 | 281 |  | 05/25/2023 | 132455 | 204085903 | 05/25/2023
Allied Air | MRCOOL | MGD95SE110C5XA | Federally-Regulated Consumer Product | Non-Weatherized, Condensing Ga | 2110 | 288 |  | 05/25/2023 | 110927 | 204085896 | 05/25/2023
Allied Air | MRCOOL | MPG48S108M414A-* | Federally-Regulated Consumer Product | Weatherized Non-Condensing Gas | 1751 | 276 |  | 05/25/2023 | 106967 | 206901372 | 05/25/2023
Allied Air | MRCOOL | MGM95SE110C5XA | Federally-Regulated Consumer Product | Non-Weatherized, Condensing Ga | 1988 | 282 |  | 05/25/2023 | 109859 | 204085890 | 05/25/2023
Allied Air | MRCOOL | MGM95SE090C4XA | Federally-Regulated Consumer Product | Non-Weatherized, Condensing Ga | 1535 | 263 |  | 05/25/2023 | 88204 | 204085889 | 05/25/2023
Allied Air | MRCOOL | MGD95SE045B3XA | Federally-Regulated Consumer Product | Non-Weatherized, Condensing Ga | 1222 | 249 |  | 05/25/2023 | 44213 | 204085892 | 05/25/2023
Allied Air | MRCOOL | MPG24S054M414A-* | Federally-Regulated Consumer Product | Weatherized Non-Condensing Gas | 1049 | 243 |  | 05/25/2023 | 53316 | 206901368 | 05/25/2023
Allied Air | MRCOOL | MGD95SE090C4XA | Federally-Regulated Consumer Product | Non-Weatherized, Condensing Ga | 1576 | 264 |  | 05/25/2023 | 87636 | 204085894 | 05/25/2023
Allied Air | MRCOOL | MPG24S054M414* | Federally-Regulated Consumer Product | Weatherized Non-Condensing Gas | 1049 | 243 |  | 05/25/2023 | 53316 | 204419762 | 05/25/2023
Allied Air | MRCOOL | MPG60S108M414* | Federally-Regulated Consumer Product | Weatherized Non-Condensing Gas | 1964 | 285 |  | 05/25/2023 | 107727 | 204419767 | 05/25/2023
Allied Air | MRCOOL | MGM80SE090B4A | Federally-Regulated Consumer Product | Non-Weatherized, Non-Condensin | 1628 | 254 |  | 05/25/2023 | 87272 | 204085899 | 05/25/2023
Allied Air | MRCOOL | MPG30S054M414* | Federally-Regulated Consumer Product | Weatherized Non-Condensing Gas | 1049 | 243 |  | 05/25/2023 | 53316 | 204419763 | 05/25/2023
Allied Air | MRCOOL | MPG30S054M414A-* | Federally-Regulated Consumer Product | Weatherized Non-Condensing Gas | 1049 | 243 |  | 05/25/2023 | 53316 | 206901369 | 05/25/2023
Allied Air | MRCOOL | MGM80SE090C5A | Federally-Regulated Consumer Product | Non-Weatherized, Non-Condensin | 2081 | 274 |  | 05/25/2023 | 87931 | 204085900 | 05/25/2023
Allied Air | MRCOOL | MGM95SE070B3XA | Federally-Regulated Consumer Product | Non-Weatherized, Condensing Ga | 1316 | 253 |  | 05/25/2023 | 66799 | 204085888 | 05/25/2023
Allied Air | MRCOOL | MGD80SE110C5A | Federally-Regulated Consumer Product | Non-Weatherized, Non-Condensin | 2147 | 276 |  | 05/25/2023 | 111057 | 204085907 | 05/25/2023
Allied Air | MRCOOL | MGD80SE045A3A | Federally-Regulated Consumer Product | Non-Weatherized, Non-Condensin | 1233 | 236 |  | 05/25/2023 | 44020 | 204085904 | 05/25/2023
Allied Air | MRCOOL | MGM80SE070B3A | Federally-Regulated Consumer Product | Non-Weatherized, Non-Condensin | 1361 | 242 |  | 05/25/2023 | 65645 | 204085898 | 05/25/2023
Allied Air | MRCOOL | MGD80SE090B4A | Federally-Regulated Consumer Product | Non-Weatherized, Non-Condensin | 1639 | 254 |  | 05/25/2023 | 87767 | 204085906 | 05/25/2023
Allied Air | MRCOOL | MGM80SE045A3A | Federally-Regulated Consumer Product | Non-Weatherized, Non-Condensin | 1249 | 175 |  | 05/25/2023 | 43950 | 204085897 | 05/25/2023
Allied Air | MRCOOL | MGM95SE135D5XA | Federally-Regulated Consumer Product | Non-Weatherized, Condensing Ga | 2215 | 292 |  | 05/25/2023 | 130202 | 204085891 | 05/25/2023
Allied Air | MRCOOL | MPG36S090M414* | Federally-Regulated Consumer Product | Weatherized Non-Condensing Gas | 1382 | 260 |  | 05/25/2023 | 89107 | 204419764 | 05/25/2023
Allied Air | MRCOOL | MPG60S108M414A-* | Federally-Regulated Consumer Product | Weatherized Non-Condensing Gas | 1964 | 285 |  | 05/25/2023 | 107727 | 206901373 | 05/25/2023
Allied Air | MRCOOL | MPG36S090M414A-* | Federally-Regulated Consumer Product | Weatherized Non-Condensing Gas | 1382 | 260 |  | 05/25/2023 | 89107 | 206901370 | 05/25/2023
Allied Air | MRCOOL | MPG48S108M414* | Federally-Regulated Consumer Product | Weatherized Non-Condensing Gas | 1751 | 276 |  | 05/25/2023 | 106967 | 204419766 | 05/25/2023
Allied Air | MRCOOL | MGD80SE070B3A | Federally-Regulated Consumer Product | Non-Weatherized, Non-Condensin | 1369 | 242 |  | 05/25/2023 | 66107 | 204085905 | 05/25/2023
Allied Air | MRCOOL | MPG42S090M414A-* | Federally-Regulated Consumer Product | Weatherized Non-Condensing Gas | 1348 | 254 |  | 05/25/2023 | 88991 | 206901371 | 05/25/2023
Allied Air | MRCOOL | MGM80SE110C5A | Federally-Regulated Consumer Product | Non-Weatherized, Non-Condensin | 2053 | 272 |  | 05/25/2023 | 109478 | 204085901 | 05/25/2023
Lennox Industries Inc. | GE | NF96U090S4C-* | Federally-Regulated Consumer Product | Non-Weatherized, Condensing Ga | 1566 | 264 |  | 05/25/2023 | 87748 | 208733817 | 05/25/2023
Lennox Industries Inc. | GE | NF96U110S5C-* | Federally-Regulated Consumer Product | Non-Weatherized, Condensing Ga | 2018 | 284 |  | 05/25/2023 | 110619 | 208733818 | 05/25/2023
Lennox Industries Inc. | GE | NF80U110T5C-* | Federally-Regulated Consumer Product | Non-Weatherized, Non-Condensin | 2048 | 272 |  | 05/25/2023 | 72123 | 208727785 | 05/25/2023
Lennox Industries Inc. | GE | NF80D090T4B-* | Federally-Regulated Consumer Product | Non-Weatherized, Non-Condensin | 1614 | 253 |  | 05/25/2023 | 57301 | 208727788 | 05/25/2023
Lennox Industries Inc. | GE | NF97X080V5C-* | Federally-Regulated Consumer Product | Non-Weatherized, Condensing Ga | 2327 | 297 |  | 05/25/2023 | 51978 | 208733811 | 05/25/2023
Lennox Industries Inc. | GE | NF96U070S3B-* | Federally-Regulated Consumer Product | Non-Weatherized, Condensing Ga | 1298 | 252 |  | 05/25/2023 | 65683 | 208733815 | 05/25/2023
Lennox Industries Inc. | GE | NF80L070S3B-* | Federally-Regulated Consumer Product | Non-Weatherized, Non-Condensin | 1361 | 242 |  | 05/25/2023 | 65645 | 208727793 | 05/25/2023
Lennox Industries Inc. | GE | NF80L110S5C-* | Federally-Regulated Consumer Product | Non-Weatherized, Non-Condensin | 2053 | 272 |  | 05/25/2023 | 109478 | 208727796 | 05/25/2023
Lennox Industries Inc. | GE | NF80D070T3A-* | Federally-Regulated Consumer Product | Non-Weatherized, Non-Condensin | 1328 | 240 |  | 05/25/2023 | 43102 | 208727786 | 05/25/2023
Lennox Industries Inc. | GE | NF97X040V3B-* | Federally-Regulated Consumer Product | Non-Weatherized, Condensing Ga | 1397 | 256 |  | 05/25/2023 | 25747 | 208733813 | 05/25/2023
Lennox Industries Inc. | GE | NF80X060S3A-* | Federally-Regulated Consumer Product | Non-Weatherized, Non-Condensin | 1277 | 238 |  | 05/25/2023 | 59863 | 208727798 | 05/25/2023
Lennox Industries Inc. | GE | NF80L070S3A-* | Federally-Regulated Consumer Product | Non-Weatherized, Non-Condensin | 1317 | 240 |  | 05/25/2023 | 65588 | 208727792 | 05/25/2023
Lennox Industries Inc. | GE | NF80X060V3A-* | Federally-Regulated Consumer Product | Non-Weatherized, Non-Condensin | 1366 | 242 |  | 05/25/2023 | 39546 | 208727789 | 05/25/2023
Lennox Industries Inc. | GE | NF80U090T4B-* | Federally-Regulated Consumer Product | Non-Weatherized, Non-Condensin | 1663 | 255 |  | 05/25/2023 | 57278 | 208727784 | 05/25/2023
Lennox Industries Inc. | GE | NF80X080V4B-* | Federally-Regulated Consumer Product | Non-Weatherized, Non-Condensin | 1760 | 259 |  | 05/25/2023 | 51919 | 208727790 | 05/25/2023
Lennox Industries Inc. | GE | NF97X080V4C-* | Federally-Regulated Consumer Product | Non-Weatherized, Condensing Ga | 1789 | 274 |  | 05/25/2023 | 52127 | 208733809 | 05/25/2023
Lennox Industries Inc. | GE | NF80U045T3A-* | Federally-Regulated Consumer Product | Non-Weatherized, Non-Condensin | 1377 | 243 |  | 05/25/2023 | 29164 | 208727782 | 05/25/2023
Lennox Industries Inc. | GE | NF80X100S5C-* | Federally-Regulated Consumer Product | Non-Weatherized, Non-Condensin | 2162 | 277 |  | 05/25/2023 | 100221 | 208727800 | 05/25/2023
Lennox Industries Inc. | GE | NF97X060V3B-* | Federally-Regulated Consumer Product | Non-Weatherized, Condensing Ga | 1502 | 261 |  | 05/25/2023 | 38935 | 208733808 | 05/25/2023
Lennox Industries Inc. | GE | NF96U045S3B-* | Federally-Regulated Consumer Product | Non-Weatherized, Condensing Ga | 1284 | 251 |  | 05/25/2023 | 44162 | 208733814 | 05/25/2023
Lennox Industries Inc. | GE | NF80X040S3A-* | Federally-Regulated Consumer Product | Non-Weatherized, Non-Condensin | 1322 | 240 |  | 05/25/2023 | 40067 | 208727797 | 05/25/2023
Lennox Industries Inc. | GE | NF80L090S4B-* | Federally-Regulated Consumer Product | Non-Weatherized, Non-Condensin | 1628 | 254 |  | 05/25/2023 | 87272 | 208727794 | 05/25/2023
Lennox Industries Inc. | GE | NF80U070T3A-* | Federally-Regulated Consumer Product | Non-Weatherized, Non-Condensin | 1397 | 243 |  | 05/25/2023 | 43054 | 208727783 | 05/25/2023
Lennox Industries Inc. | GE | NF80X080S4B-* | Federally-Regulated Consumer Product | Non-Weatherized, Non-Condensin | 1688 | 256 |  | 05/25/2023 | 79662 | 208727799 | 05/25/2023
Lennox Industries Inc. | GE | NF80X100V5C-* | Federally-Regulated Consumer Product | Non-Weatherized, Non-Condensin | 2180 | 278 |  | 05/25/2023 | 65611 | 208727791 | 05/25/2023
Carrier Corp. - Indianapolis | Kenmore | PGD442090K**2K* | Federally-Regulated Consumer Product | Weatherized Non-Condensing Gas | 1479 | 264 |  | 05/25/2023 | 89913 | 212006664 | 05/25/2023
Carrier Corp. - Indianapolis | Kenmore | PGR560130K**0K* | Federally-Regulated Consumer Product | Weatherized Non-Condensing Gas | 1857 | 280 |  | 05/25/2023 | 84458 | 212409801 | 05/25/2023
Carrier Corp. - Indianapolis | Kenmore | PGD448130K**0K* | Federally-Regulated Consumer Product | Weatherized Non-Condensing Gas | 2038 | 288 |  | 05/25/2023 | 127500 | 212006632 | 05/25/2023
Carrier Corp. - Indianapolis | Kenmore | PGD430060K**1K* | Federally-Regulated Consumer Product | Weatherized Non-Condensing Gas | 1248 | 253 |  | 05/25/2023 | 60151 | 212006638 | 05/25/2023
Carrier Corp. - Indianapolis | Kenmore | PGR548115K**1K* | Federally-Regulated Consumer Product | Weatherized Non-Condensing Gas | 1746 | 275 |  | 05/25/2023 | 75885 | 212409807 | 05/25/2023
Carrier Corp. - Indianapolis | Kenmore | PGD424060K**1K* | Federally-Regulated Consumer Product | Weatherized Non-Condensing Gas | 1084 | 246 |  | 05/25/2023 | 60632 | 212006635 | 05/25/2023
Carrier Corp. - Indianapolis | Kenmore | PGR524060K**2K* | Federally-Regulated Consumer Product | Weatherized Non-Condensing Gas | 1136 | 248 |  | 05/25/2023 | 59157 | 212410564 | 05/25/2023
Carrier Corp. - Indianapolis | Kenmore | PGR524040K**0K* | Federally-Regulated Consumer Product | Weatherized Non-Condensing Gas | 1066 | 245 |  | 05/25/2023 | 26216 | 212409793 | 05/25/2023
Carrier Corp. - Indianapolis | Kenmore | PGD448090K**0K* | Federally-Regulated Consumer Product | Weatherized Non-Condensing Gas | 2142 | 293 |  | 05/25/2023 | 89758 | 212006629 | 05/25/2023
Carrier Corp. - Indianapolis | Kenmore | PGD430040K**1K* | Federally-Regulated Consumer Product | Weatherized Non-Condensing Gas | 1119 | 248 |  | 05/25/2023 | 40289 | 212006636 | 05/25/2023
Carrier Corp. - Indianapolis | Kenmore | PGD424040K**1K* | Federally-Regulated Consumer Product | Weatherized Non-Condensing Gas | 1004 | 243 |  | 05/25/2023 | 39874 | 212006634 | 05/25/2023
Carrier Corp. - Indianapolis | Kenmore | PGD424040K**0K* | Federally-Regulated Consumer Product | Weatherized Non-Condensing Gas | 1004 | 243 |  | 05/25/2023 | 39874 | 212006613 | 05/25/2023
Carrier Corp. - Indianapolis | Kenmore | PGR536090K**0K* | Federally-Regulated Consumer Product | Weatherized Non-Condensing Gas | 1355 | 258 |  | 05/25/2023 | 59892 | 212409796 | 05/25/2023
Carrier Corp. - Indianapolis | Kenmore | PGD436060K**2K* | Federally-Regulated Consumer Product | Weatherized Non-Condensing Gas | 1442 | 262 |  | 05/25/2023 | 60044 | 212006660 | 05/25/2023
Carrier Corp. - Indianapolis | Kenmore | PGD424060K**0K* | Federally-Regulated Consumer Product | Weatherized Non-Condensing Gas | 1084 | 246 |  | 05/25/2023 | 60632 | 212006615 | 05/25/2023
Carrier Corp. - Indianapolis | Kenmore | PGD460130K**1K* | Federally-Regulated Consumer Product | Weatherized Non-Condensing Gas | 2038 | 288 |  | 05/25/2023 | 127500 | 212028289 | 05/25/2023
Carrier Corp. - Indianapolis | Kenmore | PGR548090K**2K* | Federally-Regulated Consumer Product | Weatherized Non-Condensing Gas | 1628 | 270 |  | 05/25/2023 | 90600 | 212410567 | 05/25/2023
Carrier Corp. - Indianapolis | Kenmore | PGD430060K**0K* | Federally-Regulated Consumer Product | Weatherized Non-Condensing Gas | 1248 | 253 |  | 05/25/2023 | 60151 | 212006618 | 05/25/2023
Carrier Corp. - Indianapolis | Kenmore | PGD448090K**1K* | Federally-Regulated Consumer Product | Weatherized Non-Condensing Gas | 2142 | 293 |  | 05/25/2023 | 89758 | 212006648 | 05/25/2023
Carrier Corp. - Indianapolis | Kenmore | PGR560115K**1K* | Federally-Regulated Consumer Product | Weatherized Non-Condensing Gas | 1746 | 275 |  | 05/25/2023 | 75885 | 212409809 | 05/25/2023
Carrier Corp. - Indianapolis | Kenmore | PGD442060K**0K* | Federally-Regulated Consumer Product | Weatherized Non-Condensing Gas | 1478 | 264 |  | 05/25/2023 | 60485 | 212006627 | 05/25/2023
Carrier Corp. - Indianapolis | Kenmore | PGD460115K**1K* | Federally-Regulated Consumer Product | Weatherized Non-Condensing Gas | 2156 | 293 |  | 05/25/2023 | 114957 | 212028287 | 05/25/2023
Carrier Corp. - Indianapolis | Kenmore | PGD436060K**1K* | Federally-Regulated Consumer Product | Weatherized Non-Condensing Gas | 1312 | 256 |  | 05/25/2023 | 60638 | 212006640 | 05/25/2023
Carrier Corp. - Indianapolis | Kenmore | PGR560090K**1K* | Federally-Regulated Consumer Product | Weatherized Non-Condensing Gas | 1763 | 276 |  | 05/25/2023 | 58303 | 212409808 | 05/25/2023
Carrier Corp. - Indianapolis | Kenmore | PGR524040K**2K* | Federally-Regulated Consumer Product | Weatherized Non-Condensing Gas | 1117 | 248 |  | 05/25/2023 | 44623 | 212410562 | 05/25/2023
Carrier Corp. - Indianapolis | Kenmore | PGD436090K**0K* | Federally-Regulated Consumer Product | Weatherized Non-Condensing Gas | 1353 | 258 |  | 05/25/2023 | 89606 | 212006624 | 05/25/2023
Carrier Corp. - Indianapolis | Kenmore | PGR560115K**0K* | Federally-Regulated Consumer Product | Weatherized Non-Condensing Gas | 1746 | 275 |  | 05/25/2023 | 75885 | 212409800 | 05/25/2023
Carrier Corp. - Indianapolis | Kenmore | PGR524060K**1K* | Federally-Regulated Consumer Product | Weatherized Non-Condensing Gas | 1151 | 249 |  | 05/25/2023 | 39299 | 212409803 | 05/25/2023
Carrier Corp. - Indianapolis | Kenmore | PGR548090K**1K* | Federally-Regulated Consumer Product | Weatherized Non-Condensing Gas | 1763 | 276 |  | 05/25/2023 | 58303 | 212409806 | 05/25/2023
Carrier Corp. - Indianapolis | Kenmore | PGR524060K**0K* | Federally-Regulated Consumer Product | Weatherized Non-Condensing Gas | 1151 | 249 |  | 05/25/2023 | 39299 | 212409794 | 05/25/2023
Carrier Corp. - Indianapolis | Kenmore | PGD436060K**0K* | Federally-Regulated Consumer Product | Weatherized Non-Condensing Gas | 1312 | 256 |  | 05/25/2023 | 60638 | 212006622 | 05/25/2023
Carrier Corp. - Indianapolis | Kenmore | PGR524040K**1K* | Federally-Regulated Consumer Product | Weatherized Non-Condensing Gas | 1066 | 245 |  | 05/25/2023 | 26216 | 212409802 | 05/25/2023
Carrier Corp. - Indianapolis | Kenmore | PGD448115K**0K* | Federally-Regulated Consumer Product | Weatherized Non-Condensing Gas | 2156 | 293 |  | 05/25/2023 | 114957 | 212006630 | 05/25/2023
Carrier Corp. - Indianapolis | Kenmore | PGD448090K**2K* | Federally-Regulated Consumer Product | Weatherized Non-Condensing Gas | 2114 | 292 |  | 05/25/2023 | 89429 | 212006666 | 05/25/2023
Carrier Corp. - Indianapolis | Kenmore | PGD448130K**1K* | Federally-Regulated Consumer Product | Weatherized Non-Condensing Gas | 2038 | 288 |  | 05/25/2023 | 127500 | 212006651 | 05/25/2023
Carrier Corp. - Indianapolis | Kenmore | PGD430060K**2K* | Federally-Regulated Consumer Product | Weatherized Non-Condensing Gas | 1188 | 251 |  | 05/25/2023 | 60125 | 212006658 | 05/25/2023
Carrier Corp. - Indianapolis | Kenmore | PGD460115K**0K* | Federally-Regulated Consumer Product | Weatherized Non-Condensing Gas | 2156 | 293 |  | 05/25/2023 | 114957 | 212028282 | 05/25/2023
Carrier Corp. - Indianapolis | Kenmore | PGD430040K**2K* | Federally-Regulated Consumer Product | Weatherized Non-Condensing Gas | 1121 | 248 |  | 05/25/2023 | 45305 | 212006656 | 05/25/2023
Carrier Corp. - Indianapolis | Kenmore | PGR536060K**0K* | Federally-Regulated Consumer Product | Weatherized Non-Condensing Gas | 1416 | 261 |  | 05/25/2023 | 39812 | 212409795 | 05/25/2023
Carrier Corp. - Indianapolis | Kenmore | PGD436090K**1K* | Federally-Regulated Consumer Product | Weatherized Non-Condensing Gas | 1353 | 258 |  | 05/25/2023 | 89606 | 212006641 | 05/25/2023
Carrier Corp. - Indianapolis | Kenmore | PGD460090K**2K* | Federally-Regulated Consumer Product | Weatherized Non-Condensing Gas | 2114 | 292 |  | 05/25/2023 | 89429 | 212028291 | 05/25/2023
Carrier Corp. - Indianapolis | Kenmore | PGR536090K**1K* | Federally-Regulated Consumer Product | Weatherized Non-Condensing Gas | 1355 | 258 |  | 05/25/2023 | 59892 | 212409805 | 05/25/2023
Carrier Corp. - Indianapolis | Kenmore | PGD460090K**0K* | Federally-Regulated Consumer Product | Weatherized Non-Condensing Gas | 2142 | 293 |  | 05/25/2023 | 89758 | 212028280 | 05/25/2023
Carrier Corp. - Indianapolis | Kenmore | PGR548115K**0K* | Federally-Regulated Consumer Product | Weatherized Non-Condensing Gas | 1746 | 275 |  | 05/25/2023 | 75885 | 212409798 | 05/25/2023
Carrier Corp. - Indianapolis | Kenmore | PGD442060K**1K* | Federally-Regulated Consumer Product | Weatherized Non-Condensing Gas | 1478 | 264 |  | 05/25/2023 | 60485 | 212006643 | 05/25/2023
Carrier Corp. - Indianapolis | Kenmore | PGD442060K**2K* | Federally-Regulated Consumer Product | Weatherized Non-Condensing Gas | 1413 | 261 |  | 05/25/2023 | 59753 | 212006662 | 05/25/2023
Carrier Corp. - Indianapolis | Kenmore | PGR536060K**1K* | Federally-Regulated Consumer Product | Weatherized Non-Condensing Gas | 1416 | 261 |  | 05/25/2023 | 39812 | 212409804 | 05/25/2023
Carrier Corp. - Indianapolis | Kenmore | PGR548090K**0K* | Federally-Regulated Consumer Product | Weatherized Non-Condensing Gas | 1763 | 276 |  | 05/25/2023 | 58303 | 212409797 | 05/25/2023
Carrier Corp. - Indianapolis | Kenmore | PGR560130K**1K* | Federally-Regulated Consumer Product | Weatherized Non-Condensing Gas | 1857 | 280 |  | 05/25/2023 | 84458 | 212409810 | 05/25/2023
Carrier Corp. - Indianapolis | Kenmore | PGD442090K**0K* | Federally-Regulated Consumer Product | Weatherized Non-Condensing Gas | 1434 | 262 |  | 05/25/2023 | 89946 | 212006628 | 05/25/2023
Carrier Corp. - Indianapolis | Kenmore | PGD460090K**1K* | Federally-Regulated Consumer Product | Weatherized Non-Condensing Gas | 2142 | 293 |  | 05/25/2023 | 89758 | 212028285 | 05/25/2023
Carrier Corp. - Indianapolis | Kenmore | PGD424040K**2K* | Federally-Regulated Consumer Product | Weatherized Non-Condensing Gas | 933 | 240 |  | 05/25/2023 | 45607 | 212006653 | 05/25/2023
Carrier Corp. - Indianapolis | Kenmore | PGR560090K**0K* | Federally-Regulated Consumer Product | Weatherized Non-Condensing Gas | 1763 | 276 |  | 05/25/2023 | 58303 | 212409799 | 05/25/2023
Carrier Corp. - Indianapolis | Kenmore | PGR560090K**2K* | Federally-Regulated Consumer Product | Weatherized Non-Condensing Gas | 1837 | 279 |  | 05/25/2023 | 90615 | 212410568 | 05/25/2023
Carrier Corp. - Indianapolis | Kenmore | PGD424060K**2K* | Federally-Regulated Consumer Product | Weatherized Non-Condensing Gas | 1073 | 246 |  | 05/25/2023 | 60498 | 212006655 | 05/25/2023
Carrier Corp. - Indianapolis | Kenmore | PGD442090K**1K* | Federally-Regulated Consumer Product | Weatherized Non-Condensing Gas | 1434 | 262 |  | 05/25/2023 | 89946 | 212006645 | 05/25/2023
Carrier Corp. - Indianapolis | Kenmore | PGD460130K**0K* | Federally-Regulated Consumer Product | Weatherized Non-Condensing Gas | 2038 | 288 |  | 05/25/2023 | 127500 | 212028283 | 05/25/2023
Carrier Corp. - Indianapolis | Kenmore | PGD430040K**0K* | Federally-Regulated Consumer Product | Weatherized Non-Condensing Gas | 1119 | 248 |  | 05/25/2023 | 40289 | 212006616 | 05/25/2023
Carrier Corp. - Indianapolis | Kenmore | PGD448115K**1K* | Federally-Regulated Consumer Product | Weatherized Non-Condensing Gas | 2156 | 293 |  | 05/25/2023 | 114957 | 212006650 | 05/25/2023
Carrier Corp. - Indianapolis | Kenmore | PGR536060K**2K* | Federally-Regulated Consumer Product | Weatherized Non-Condensing Gas | 1489 | 264 |  | 05/25/2023 | 60874 | 212410565 | 05/25/2023
Nordyne, LLC | AC PRO | R104GD-042K100U | Federally-Regulated Consumer Product | Weatherized Non-Condensing Gas | 1913 | 275 |  | 05/25/2023 | 100561 | 209551599 | 05/25/2023
Nordyne, LLC | AC PRO | KG7SC-054*-T24B* | Federally-Regulated Consumer Product | Non-Weatherized, Condensing Ga | 1537 | 263 |  | 05/25/2023 | 54478 | 204762174 | 05/25/2023
Nordyne, LLC | AC PRO | R104GD-036K072C | Federally-Regulated Consumer Product | Weatherized Non-Condensing Gas | 1032 | 244 |  | 05/25/2023 | 72437 | 209334932 | 05/25/2023
Nordyne, LLC | AC PRO | R104GD-030K045C | Federally-Regulated Consumer Product | Weatherized Non-Condensing Gas | 1024 | 244 |  | 05/25/2023 | 45216 | 209334929 | 05/25/2023
Nordyne, LLC | AC PRO | R104GD-024K072C | Federally-Regulated Consumer Product | Weatherized Non-Condensing Gas | 1280 | 255 |  | 05/25/2023 | 71272 | 209334928 | 05/25/2023
Nordyne, LLC | AC PRO | R104GD-X60K100U | Federally-Regulated Consumer Product | Weatherized Non-Condensing Gas | 2041 | 289 |  | 05/25/2023 | 101000 | 209551601 | 05/25/2023
Nordyne, LLC | AC PRO | R104GD-042K072C | Federally-Regulated Consumer Product | Weatherized Non-Condensing Gas | 1950 | 285 |  | 05/25/2023 | 72195 | 209334934 | 05/25/2023
Nordyne, LLC | AC PRO | R104GD-X60K120C | Federally-Regulated Consumer Product | Weatherized Non-Condensing Gas | 2073 | 290 |  | 05/25/2023 | 119379 | 209334941 | 05/25/2023
Nordyne, LLC | AC PRO | R104GD-030K070U | Federally-Regulated Consumer Product | Weatherized Non-Condensing Gas | 1655 | 264 |  | 05/25/2023 | 69854 | 209551597 | 05/25/2023
Nordyne, LLC | AC PRO | R104GD-036K096C | Federally-Regulated Consumer Product | Weatherized Non-Condensing Gas | 1725 | 275 |  | 05/25/2023 | 97452 | 209334933 | 05/25/2023
Nordyne, LLC | AC PRO | R104GD-042K096C | Federally-Regulated Consumer Product | Weatherized Non-Condensing Gas | 1540 | 267 |  | 05/25/2023 | 97780 | 209334936 | 05/25/2023
Nordyne, LLC | AC PRO | R104GD-048K100U | Federally-Regulated Consumer Product | Weatherized Non-Condensing Gas | 2128 | 293 |  | 05/25/2023 | 100965 | 209551600 | 05/25/2023
Nordyne, LLC | AC PRO | R104GD-X60K096C | Federally-Regulated Consumer Product | Weatherized Non-Condensing Gas | 2066 | 290 |  | 05/25/2023 | 94398 | 209334939 | 05/25/2023
Nordyne, LLC | AC PRO | R104GD-024K055U | Federally-Regulated Consumer Product | Weatherized Non-Condensing Gas | 1304 | 240 |  | 05/25/2023 | 55721 | 209551596 | 05/25/2023
Nordyne, LLC | AC PRO | R104GD-048K096C | Federally-Regulated Consumer Product | Weatherized Non-Condensing Gas | 1818 | 279 |  | 05/25/2023 | 95561 | 209334937 | 05/25/2023
Nordyne, LLC | AC PRO | R104GD-036K070U | Federally-Regulated Consumer Product | Weatherized Non-Condensing Gas | 1655 | 264 |  | 05/25/2023 | 69854 | 209551598 | 05/25/2023
Nordyne, LLC | AC PRO | R104GD-048K120C | Federally-Regulated Consumer Product | Weatherized Non-Condensing Gas | 1526 | 266 |  | 05/25/2023 | 121831 | 209334938 | 05/25/2023
Nordyne, LLC | AC PRO | R104GD-030K072C | Federally-Regulated Consumer Product | Weatherized Non-Condensing Gas | 1280 | 255 |  | 05/25/2023 | 71272 | 209334931 | 05/25/2023
Nordyne, LLC | AC PRO | R104GD-024K045C | Federally-Regulated Consumer Product | Weatherized Non-Condensing Gas | 1024 | 244 |  | 05/25/2023 | 45216 | 209334927 | 05/25/2023
Dettson Industries, Inc. | Dettson | C15-2-V | Federally-Regulated Consumer Product | Non-Weatherized, Condensing Ga | 1263 | 251 |  | 05/25/2023 | 10549 | 208676264 | 05/25/2023
Dettson Industries, Inc. | Dettson | C120-M-V* | Federally-Regulated Consumer Product | Non-Weatherized, Condensing Ga | 2025 | 283 |  | 05/25/2023 | 47930 | 8784502 | 05/25/2023
Dettson Industries, Inc. | Dettson | C60-2-V | Federally-Regulated Consumer Product | Mobile Home Non-Weatherized, C | 1301 | 251 |  | 05/25/2023 | 42154 | 7159344 | 05/25/2023
Dettson Industries, Inc. | Dettson | C45-M-S* | Federally-Regulated Consumer Product | Mobile Home Non-Weatherized, C | 855 | 231 |  | 05/25/2023 | 17836 | 201755645 | 05/25/2023
Dettson Industries, Inc. | Dettson | C45-M-S | Federally-Regulated Consumer Product | Mobile Home Non-Weatherized, C | 855 | 231 |  | 05/25/2023 | 17836 | 201755644 | 05/25/2023
Dettson Industries, Inc. | Dettson | C45-M-V* | Federally-Regulated Consumer Product | Non-Weatherized, Condensing Ga | 831 | 230 |  | 05/25/2023 | 17961 | 7489196 | 05/25/2023
Dettson Industries, Inc. | Dettson | C30-M-S* | Federally-Regulated Consumer Product | Non-Weatherized, Condensing Ga | 680 | 224 |  | 05/25/2023 | 11840 | 201755642 | 05/25/2023
Dettson Industries, Inc. | Dettson | C75-M-V* | Federally-Regulated Consumer Product | Non-Weatherized, Condensing Ga | 1537 | 262 |  | 05/25/2023 | 27188 | 8858513 | 05/25/2023
Dettson Industries, Inc. | Dettson | C105-M-V* | Federally-Regulated Consumer Product | Non-Weatherized, Condensing Ga | 2025 | 281 |  | 05/25/2023 | 41655 | 8171779 | 05/25/2023
Dettson Industries, Inc. | Dettson | C75-M-V | Federally-Regulated Consumer Product | Mobile Home Non-Weatherized, C | 1537 | 262 |  | 05/25/2023 | 27188 | 8858512 | 05/25/2023
Dettson Industries, Inc. | Dettson | C30-M-V | Federally-Regulated Consumer Product | Mobile Home Non-Weatherized, C | 716 | 224 |  | 05/25/2023 | 11776 | 8859521 | 05/25/2023
Dettson Industries, Inc. | Dettson | C45-M-V | Federally-Regulated Consumer Product | Mobile Home Non-Weatherized, C | 831 | 230 |  | 05/25/2023 | 17961 | 7170619 | 05/25/2023
Dettson Industries, Inc. | Dettson | C15-M-S* | Federally-Regulated Consumer Product | Non-Weatherized, Condensing Ga | 743 | 227 |  | 05/25/2023 | 5872 | 201755639 | 05/25/2023
Dettson Industries, Inc. | Dettson | CC15-M-V | Federally-Regulated Consumer Product | Mobile Home Non-Weatherized, C | 495 | 215 |  | 05/25/2023 | 5949 | 201755401 | 05/25/2023
Dettson Industries, Inc. | Dettson | C105-M-V | Federally-Regulated Consumer Product | Mobile Home Non-Weatherized, C | 2025 | 281 |  | 05/25/2023 | 41655 | 8171778 | 05/25/2023
Dettson Industries, Inc. | Dettson | C15-M-V | Federally-Regulated Consumer Product | Mobile Home Non-Weatherized, C | 840 | 232 |  | 05/25/2023 | 5936 | 8858813 | 05/25/2023
Dettson Industries, Inc. | Dettson | C45-2-V | Federally-Regulated Consumer Product | Mobile Home Non-Weatherized, C | 1157 | 245 |  | 05/25/2023 | 31372 | 7170683 | 05/25/2023
Dettson Industries, Inc. | Dettson | C120-M-V | Federally-Regulated Consumer Product | Mobile Home Non-Weatherized, C | 2025 | 283 |  | 05/25/2023 | 47930 | 8784501 | 05/25/2023
Dettson Industries, Inc. | Dettson | C30-M-S | Federally-Regulated Consumer Product | Mobile Home Non-Weatherized, C | 680 | 224 |  | 05/25/2023 | 11840 | 201755641 | 05/25/2023
Dettson Industries, Inc. | Dettson | C45-2-V* | Federally-Regulated Consumer Product | Non-Weatherized, Condensing Ga | 1157 | 245 |  | 05/25/2023 | 31372 | 7489195 | 05/25/2023
Dettson Industries, Inc. | Dettson | C60-M-V | Federally-Regulated Consumer Product | Mobile Home Non-Weatherized, C | 1539 | 262 |  | 05/25/2023 | 24408 | 8858510 | 05/25/2023
Dettson Industries, Inc. | Dettson | C60-2-V* | Federally-Regulated Consumer Product | Non-Weatherized, Condensing Ga | 1301 | 251 |  | 05/25/2023 | 42154 | 7489197 | 05/25/2023
Dettson Industries, Inc. | Dettson | C15-M-V* | Federally-Regulated Consumer Product | Non-Weatherized, Condensing Ga | 840 | 232 |  | 05/25/2023 | 5936 | 8858971 | 05/25/2023
Carrier Corp. - Indianapolis | Day & Night | G96CTN0802120A*D | Federally-Regulated Consumer Product | Non-Weatherized, Condensing Ga | 2095 | 287 |  | 05/25/2023 | 52507 | 203359370 | 05/25/2023
Carrier Corp. - Indianapolis | Day & Night | N96VSN0801716A | Federally-Regulated Consumer Product | Non-Weatherized, Condensing Ga | 1766 | 272 |  | 05/25/2023 | 80180 | 205822181 | 05/25/2023
Carrier Corp. - Indianapolis | Day & Night | N96VSN1202422A | Federally-Regulated Consumer Product | Non-Weatherized, Condensing Ga | 2331 | 297 |  | 05/25/2023 | 119569 | 205822247 | 05/25/2023
Carrier Corp. - Indianapolis | Day & Night | N80MSL0701716A | Federally-Regulated Consumer Product | Non-Weatherized, Non-Condensin | 1776 | 260 |  | 05/25/2023 | 65952 | 211780372 | 05/25/2023
Carrier Corp. - Indianapolis | Day & Night | N95ESN0401712A**D | Federally-Regulated Consumer Product | Mobile Home Non-Weatherized, C | 998 | 239 |  | 05/25/2023 | 40139 | 203360666 | 05/25/2023
Carrier Corp. - Indianapolis | Day & Night | G96CTN1002122A*D | Federally-Regulated Consumer Product | Non-Weatherized, Condensing Ga | 2251 | 294 |  | 05/25/2023 | 64767 | 203359371 | 05/25/2023
Carrier Corp. - Indianapolis | Day & Night | N80MSL0701716A* | Federally-Regulated Consumer Product | Non-Weatherized, Non-Condensin | 1776 | 260 |  | 05/25/2023 | 65952 | 211780388 | 05/25/2023
Carrier Corp. - Indianapolis | Day & Night | N95ESN1202422A*D | Federally-Regulated Consumer Product | Non-Weatherized, Condensing Ga | 2161 | 290 |  | 05/25/2023 | 119834 | 203360386 | 05/25/2023
Carrier Corp. - Indianapolis | Day & Night | G96CTN0801714A | Federally-Regulated Consumer Product | Non-Weatherized, Condensing Ga | 1364 | 255 |  | 05/25/2023 | 52072 | 203359364 | 05/25/2023
Carrier Corp. - Indianapolis | Day & Night | G96VTN0801716A | Federally-Regulated Consumer Product | Non-Weatherized, Condensing Ga | 1686 | 269 |  | 05/25/2023 | 51540 | 203359235 | 05/25/2023
Carrier Corp. - Indianapolis | Day & Night | G96CTN0801714A*D | Federally-Regulated Consumer Product | Non-Weatherized, Condensing Ga | 1364 | 255 |  | 05/25/2023 | 52072 | 203359369 | 05/25/2023
Carrier Corp. - Indianapolis | Day & Night | G96VTN0401712A*D | Federally-Regulated Consumer Product | Non-Weatherized, Condensing Ga | 1075 | 242 |  | 05/25/2023 | 25768 | 203359239 | 05/25/2023
Carrier Corp. - Indianapolis | Day & Night | N95ESN0801716A**D | Federally-Regulated Consumer Product | Mobile Home Non-Weatherized, C | 1771 | 273 |  | 05/25/2023 | 80331 | 203360668 | 05/25/2023
Carrier Corp. - Indianapolis | Day & Night | G80CTL0701716A* | Federally-Regulated Consumer Product | Non-Weatherized, Non-Condensin | 1458 | 246 |  | 05/25/2023 | 43592 | 203358993 | 05/25/2023
Carrier Corp. - Indianapolis | Day & Night | N96VSN1002120A*D | Federally-Regulated Consumer Product | Non-Weatherized, Condensing Ga | 2188 | 291 |  | 05/25/2023 | 99935 | 205822236 | 05/25/2023
Carrier Corp. - Indianapolis | Day & Night | N95ESN1202422A**D | Federally-Regulated Consumer Product | Mobile Home Non-Weatherized, C | 2161 | 290 |  | 05/25/2023 | 119834 | 203360671 | 05/25/2023
Carrier Corp. - Indianapolis | Day & Night | G96CTN1002122A | Federally-Regulated Consumer Product | Non-Weatherized, Condensing Ga | 2251 | 294 |  | 05/25/2023 | 64767 | 203359366 | 05/25/2023
Carrier Corp. - Indianapolis | Day & Night | N95ESN1402422A | Federally-Regulated Consumer Product | Non-Weatherized, Condensing Ga | 2328 | 297 |  | 05/25/2023 | 139741 | 203360377 | 05/25/2023
Carrier Corp. - Indianapolis | Day & Night | N92ESN0401410A | Federally-Regulated Consumer Product | Non-Weatherized, Condensing Ga | 981 | 238 |  | 05/25/2023 | 40102 | 203359632 | 05/25/2023
Carrier Corp. - Indianapolis | Day & Night | G80CTL1352422A* | Federally-Regulated Consumer Product | Non-Weatherized, Non-Condensin | 2422 | 287 |  | 05/25/2023 | 87787 | 203358998 | 05/25/2023
Carrier Corp. - Indianapolis | Day & Night | N96VSN0801716A*D | Federally-Regulated Consumer Product | Non-Weatherized, Condensing Ga | 1766 | 272 |  | 05/25/2023 | 80180 | 205822192 | 05/25/2023
Carrier Corp. - Indianapolis | Day & Night | G96VTN0601714A*D | Federally-Regulated Consumer Product | Non-Weatherized, Condensing Ga | 1459 | 259 |  | 05/25/2023 | 39051 | 203359240 | 05/25/2023
Carrier Corp. - Indianapolis | Day & Night | G80CTL1102120A* | Federally-Regulated Consumer Product | Non-Weatherized, Non-Condensin | 2281 | 282 |  | 05/25/2023 | 72565 | 203358997 | 05/25/2023
Carrier Corp. - Indianapolis | Day & Night | G96VTN0801716A*D | Federally-Regulated Consumer Product | Non-Weatherized, Condensing Ga | 1686 | 269 |  | 05/25/2023 | 51540 | 203359241 | 05/25/2023
Carrier Corp. - Indianapolis | Day & Night | PGD424040K**2G* | Federally-Regulated Consumer Product | Weatherized Non-Condensing Gas | 1361 | 257 |  | 05/25/2023 | 45745 | 206908740 | 05/25/2023
Carrier Corp. - Indianapolis | Day & Night | N92ESN0401410A* | Federally-Regulated Consumer Product | Mobile Home Non-Weatherized, C | 981 | 238 |  | 05/25/2023 | 40102 | 203359651 | 05/25/2023
Carrier Corp. - Indianapolis | Day & Night | G96CTN0601714A*D | Federally-Regulated Consumer Product | Non-Weatherized, Condensing Ga | 1364 | 255 |  | 05/25/2023 | 38749 | 203359368 | 05/25/2023
Carrier Corp. - Indianapolis | Day & Night | G95CSU1002122A | Federally-Regulated Consumer Product | Non-Weatherized, Condensing Ga | 2271 | 273 |  | 05/25/2023 | 99648 | 206349953 | 05/25/2023
Carrier Corp. - Indianapolis | Day & Night | G96VTN0601714A | Federally-Regulated Consumer Product | Non-Weatherized, Condensing Ga | 1459 | 259 |  | 05/25/2023 | 39051 | 203359234 | 05/25/2023
Carrier Corp. - Indianapolis | Day & Night | N95ESN1002120A**D | Federally-Regulated Consumer Product | Mobile Home Non-Weatherized, C | 2102 | 287 |  | 05/25/2023 | 99999 | 203360670 | 05/25/2023
Carrier Corp. - Indianapolis | Day & Night | N95ESN1402422A*D | Federally-Regulated Consumer Product | Non-Weatherized, Condensing Ga | 2328 | 297 |  | 05/25/2023 | 139741 | 203360388 | 05/25/2023
Carrier Corp. - Indianapolis | Day & Night | G96CTN0802120A | Federally-Regulated Consumer Product | Non-Weatherized, Condensing Ga | 2095 | 287 |  | 05/25/2023 | 52507 | 203359365 | 05/25/2023
Carrier Corp. - Indianapolis | Day & Night | N95ESN0601714A**D | Federally-Regulated Consumer Product | Mobile Home Non-Weatherized, C | 1346 | 254 |  | 05/25/2023 | 60102 | 203360667 | 05/25/2023
Carrier Corp. - Indianapolis | Day & Night | G96VTN0401712A | Federally-Regulated Consumer Product | Non-Weatherized, Condensing Ga | 1075 | 242 |  | 05/25/2023 | 25768 | 203359233 | 05/25/2023
Carrier Corp. - Indianapolis | Day & Night | N95ESN1002120A | Federally-Regulated Consumer Product | Non-Weatherized, Condensing Ga | 2102 | 287 |  | 05/25/2023 | 99999 | 203360373 | 05/25/2023
Carrier Corp. - Indianapolis | Day & Night | G96CTN0601714A | Federally-Regulated Consumer Product | Non-Weatherized, Condensing Ga | 1364 | 255 |  | 05/25/2023 | 38749 | 203359363 | 05/25/2023
Carrier Corp. - Syracuse | Arcoaire | RGW048KE* | Federally-Regulated Consumer Product | Weatherized Non-Condensing Gas | 2640 | 312 |  | 05/25/2023 | 73 | 202535130 | 05/25/2023
Carrier Corp. - Syracuse | Arcoaire | RGW060KR* | Federally-Regulated Consumer Product | Weatherized Non-Condensing Gas | 2694 | 302 |  | 05/25/2023 | 73 | 202535139 | 05/25/2023
Johnson Controls, Inc. | Coleman | TPLC100C20MP13 | Federally-Regulated Consumer Product | Non-Weatherized, Non-Condensin | 2229 | 274 |  | 05/25/2023 | 48317 | 10534032 | 05/25/2023
Johnson Controls, Inc. | Coleman | TPLC060A12MP13 | Federally-Regulated Consumer Product | Non-Weatherized, Non-Condensin | 1330 | 236 |  | 05/25/2023 | 30082 | 10534014 | 05/25/2023
Allied Air | Concord | 92G1UH090CE12-* | Federally-Regulated Consumer Product | Non-Weatherized, Condensing Ga | 1295 | 252 |  | 11/18/2020 | 88167 | 204183655 | 05/25/2023
Allied Air | Concord | 95G1UH135DE20-** | Federally-Regulated Consumer Product | Non-Weatherized, Condensing Ga | 2215 | 292 |  | 01/20/2022 | 130202 | 207722709 | 05/25/2023
Allied Air | Concord | 95G1UH110CE20-** | Federally-Regulated Consumer Product | Non-Weatherized, Condensing Ga | 1988 | 282 |  | 01/20/2022 | 109853 | 207722708 | 05/25/2023
Allied Air | Concord | 95G1UH070BE12-** | Federally-Regulated Consumer Product | Non-Weatherized, Condensing Ga | 1316 | 253 |  | 01/20/2022 | 66799 | 207722706 | 05/25/2023
Allied Air | Concord | PRPG*1460-108EP-** | Federally-Regulated Consumer Product | Weatherized Non-Condensing Gas | 1964 | 285 | 285 | 11/10/2022 | 107727 | 206900634 | 05/25/2023
Allied Air | Concord | PRGE1442-090EP-* | Federally-Regulated Consumer Product | Weatherized Non-Condensing Gas | 1348 | 254 | 258 | 11/10/2022 | 88991 | 204026367 | 05/25/2023
Allied Air | Concord | 92G1UH110CE20-* | Federally-Regulated Consumer Product | Non-Weatherized, Condensing Ga | 1966 | 282 |  | 11/18/2020 | 110142 | 204183661 | 05/25/2023
Allied Air | Concord | PRGE1448-126EP-* | Federally-Regulated Consumer Product | Weatherized Non-Condensing Gas | 1898 | 280 | 283 | 11/10/2022 | 126349 | 204026373 | 05/25/2023
Allied Air | Concord | 95G1UH045BE12-** | Federally-Regulated Consumer Product | Non-Weatherized, Condensing Ga | 1282 | 251 |  | 01/20/2022 | 43901 | 207722705 | 05/25/2023
Allied Air | Concord | PRGX1424-054EP-* | Federally-Regulated Consumer Product | Weatherized Non-Condensing Gas | 1049 | 243 | 245 | 11/10/2022 | 53316 | 204026345 | 05/25/2023
Allied Air | Concord | 96G2UH030BE08-* | Federally-Regulated Consumer Product | Non-Weatherized, Condensing Ga | 910 | 235 |  | 07/22/2022 | 19570 | 209240189 | 05/25/2023
Allied Air | Concord | 95G1UH090CE16-** | Federally-Regulated Consumer Product | Non-Weatherized, Condensing Ga | 1535 | 263 |  | 01/20/2022 | 88204 | 207722707 | 05/25/2023
Allied Air | Concord | 96G2DF110CV20-* | Federally-Regulated Consumer Product | Non-Weatherized, Condensing Ga | 2134 | 289 |  | 11/18/2020 | 71922 | 204388742 | 05/25/2023
Allied Air | Concord | PRGX1448-108EP-* | Federally-Regulated Consumer Product | Weatherized Non-Condensing Gas | 1751 | 276 | 276 | 11/10/2022 | 106967 | 204026371 | 05/25/2023
Allied Air | Concord | PRPG*1424-072EP-** | Federally-Regulated Consumer Product | Weatherized Non-Condensing Gas | 1100 | 247 | 247 | 11/10/2022 | 71693 | 206900610 | 05/25/2023
Allied Air | Concord | PRPG*1442-072EP-** | Federally-Regulated Consumer Product | Weatherized Non-Condensing Gas | 1299 | 256 | 256 | 11/10/2022 | 71694 | 206900622 | 05/25/2023
Allied Air | Concord | PRGE1460-108EP-* | Federally-Regulated Consumer Product | Weatherized Non-Condensing Gas | 1964 | 285 | 285 | 11/10/2022 | 107727 | 204026375 | 05/25/2023
Allied Air | Concord | 96G2UH110CV20-* | Federally-Regulated Consumer Product | Non-Weatherized, Condensing Ga | 2083 | 287 |  | 11/18/2020 | 71341 | 204388732 | 05/25/2023
Allied Air | Concord | PRGE1436-090EP-* | Federally-Regulated Consumer Product | Weatherized Non-Condensing Gas | 1382 | 260 | 260 | 11/10/2022 | 89107 | 204026361 | 05/25/2023
Allied Air | Concord | PRGX1430-054EP-* | Federally-Regulated Consumer Product | Weatherized Non-Condensing Gas | 1049 | 243 | 245 | 11/10/2022 | 53316 | 204026351 | 05/25/2023
Allied Air | Concord | PRPG*1430-072EP-** | Federally-Regulated Consumer Product | Weatherized Non-Condensing Gas | 1100 | 247 | 247 | 11/10/2022 | 71693 | 206900616 | 05/25/2023
Allied Air | Concord | 96G2DF090CV20-* | Federally-Regulated Consumer Product | Non-Weatherized, Condensing Ga | 2123 | 288 |  | 11/18/2020 | 56779 | 204388740 | 05/25/2023
Allied Air | Concord | PRGE1460-126EP-* | Federally-Regulated Consumer Product | Weatherized Non-Condensing Gas | 1881 | 282 | 282 | 11/10/2022 | 125813 | 204026379 | 05/25/2023
Allied Air | Concord | 92G1UH030BE12-* | Federally-Regulated Consumer Product | Non-Weatherized, Condensing Ga | 1311 | 253 |  | 11/18/2020 | 29941 | 204183649 | 05/25/2023
Allied Air | Concord | PRGE1430-054EP-* | Federally-Regulated Consumer Product | Weatherized Non-Condensing Gas | 1049 | 243 | 245 | 11/10/2022 | 53316 | 204026349 | 05/25/2023
Allied Air | Concord | PRGE1424-072EP-* | Federally-Regulated Consumer Product | Weatherized Non-Condensing Gas | 1100 | 247 | 247 | 11/10/2022 | 71693 | 204026347 | 05/25/2023
Allied Air | Concord | 92G1DF070BE12-* | Federally-Regulated Consumer Product | Non-Weatherized, Condensing Ga | 1331 | 254 |  | 11/18/2020 | 66519 | 204183665 | 05/25/2023
Allied Air | Concord | 96G2UH135DV20-* | Federally-Regulated Consumer Product | Non-Weatherized, Condensing Ga | 2135 | 289 |  | 11/18/2020 | 86786 | 204388735 | 05/25/2023
Allied Air | Concord | PRGE1442-072EP-* | Federally-Regulated Consumer Product | Weatherized Non-Condensing Gas | 1299 | 256 | 256 | 11/10/2022 | 71694 | 204026363 | 05/25/2023
Allied Air | Concord | PRPG*1448-072EP-** | Federally-Regulated Consumer Product | Weatherized Non-Condensing Gas | 1641 | 270 | 271 | 11/10/2022 | 71465 | 207430389 | 05/25/2023
Allied Air | Concord | PRPG*1460-072EP-** | Federally-Regulated Consumer Product | Weatherized Non-Condensing Gas | 1872 | 270 | 281 | 11/10/2022 | 72143 | 207430393 | 05/25/2023
Allied Air | Concord | 96G2UH090CV12-* | Federally-Regulated Consumer Product | Non-Weatherized, Condensing Ga | 1395 | 256 |  | 11/18/2020 | 57347 | 204388728 | 05/25/2023
Allied Air | Concord | PRPG*1436-090EP-** | Federally-Regulated Consumer Product | Weatherized Non-Condensing Gas | 1382 | 260 | 260 | 11/10/2022 | 89107 | 206901250 | 05/25/2023
Allied Air | Concord | PRPG*1448-108EP-** | Federally-Regulated Consumer Product | Weatherized Non-Condensing Gas | 1751 | 276 | 276 | 11/10/2022 | 106967 | 206900628 | 05/25/2023
Allied Air | Concord | PRGX1460-108EP-* | Federally-Regulated Consumer Product | Weatherized Non-Condensing Gas | 1964 | 285 | 285 | 11/10/2022 | 107727 | 204026377 | 05/25/2023
Allied Air | Concord | PRPG*1424-054EP-** | Federally-Regulated Consumer Product | Weatherized Non-Condensing Gas | 1049 | 243 | 245 | 11/10/2022 | 53316 | 206900596 | 05/25/2023
Allied Air | Concord | 92G1UH090CE16-* | Federally-Regulated Consumer Product | Non-Weatherized, Condensing Ga | 1652 | 268 |  | 11/18/2020 | 87424 | 204183657 | 05/25/2023
Allied Air | Concord | 92G1UH110CE16-* | Federally-Regulated Consumer Product | Non-Weatherized, Condensing Ga | 1574 | 264 |  | 11/18/2020 | 109805 | 204183659 | 05/25/2023
Allied Air | Concord | PRGE1436-054EP-* | Federally-Regulated Consumer Product | Weatherized Non-Condensing Gas | 1343 | 258 | 258 | 11/10/2022 | 54039 | 204026355 | 05/25/2023
Allied Air | Concord | 92G1DF090CE16-* | Federally-Regulated Consumer Product | Non-Weatherized, Condensing Ga | 1659 | 268 |  | 11/18/2020 | 87251 | 204183667 | 05/25/2023
Allied Air | Concord | PRGE1448-108EP-* | Federally-Regulated Consumer Product | Weatherized Non-Condensing Gas | 1751 | 276 | 276 | 11/10/2022 | 106967 | 204026369 | 05/25/2023
Allied Air | Concord | PRGE1430-072EP-* | Federally-Regulated Consumer Product | Weatherized Non-Condensing Gas | 1100 | 247 | 247 | 11/10/2022 | 71693 | 204026353 | 05/25/2023
Allied Air | Concord | 92G1UH070BE12-* | Federally-Regulated Consumer Product | Non-Weatherized, Condensing Ga | 1277 | 251 |  | 11/18/2020 | 65742 | 204183653 | 05/25/2023
Allied Air | Concord | 96G2UH045BV12-* | Federally-Regulated Consumer Product | Non-Weatherized, Condensing Ga | 1310 | 253 |  | 11/18/2020 | 28806 | 204388723 | 05/25/2023
Allied Air | Concord | 96G2UH090CV20-* | Federally-Regulated Consumer Product | Non-Weatherized, Condensing Ga | 2215 | 292 |  | 11/18/2020 | 56766 | 204388730 | 05/25/2023
Allied Air | Concord | PRPG*1460-126EP-** | Federally-Regulated Consumer Product | Weatherized Non-Condensing Gas | 1881 | 282 | 282 | 11/10/2022 | 125813 | 206900633 | 05/25/2023
Allied Air | Concord | 96G2UH070BV12-* | Federally-Regulated Consumer Product | Non-Weatherized, Condensing Ga | 1413 | 257 |  | 11/18/2020 | 43058 | 204388725 | 05/25/2023
Allied Air | Concord | PRPG*1436-054EP-** | Federally-Regulated Consumer Product | Weatherized Non-Condensing Gas | 1219 | 250 | 253 | 11/10/2022 | 53532 | 207430385 | 05/25/2023
Allied Air | Concord | PRPG*1430-054EP-** | Federally-Regulated Consumer Product | Weatherized Non-Condensing Gas | 1049 | 243 | 245 | 11/10/2022 | 53316 | 206900613 | 05/25/2023
Allied Air | Concord | 92G1UH045BE12-* | Federally-Regulated Consumer Product | Non-Weatherized, Condensing Ga | 1276 | 251 |  | 11/18/2020 | 44281 | 204183651 | 05/25/2023
Allied Air | Concord | 96G2DF070BV16-* | Federally-Regulated Consumer Product | Non-Weatherized, Condensing Ga | 1882 | 278 |  | 11/18/2020 | 43013 | 204388738 | 05/25/2023
Allied Air | Concord | PRGX1442-072EP-* | Federally-Regulated Consumer Product | Weatherized Non-Condensing Gas | 1299 | 256 | 256 | 11/10/2022 | 71694 | 204026365 | 05/25/2023
Allied Air | Concord | 92G1DF045BE12-* | Federally-Regulated Consumer Product | Non-Weatherized, Condensing Ga | 1307 | 253 |  | 11/18/2020 | 43616 | 204183663 | 05/25/2023
Allied Air | Concord | PRPG*1442-090EP-** | Federally-Regulated Consumer Product | Weatherized Non-Condensing Gas | 1348 | 254 | 258 | 11/10/2022 | 88991 | 206900625 | 05/25/2023
Allied Air | Concord | PRGE1424-054EP-* | Federally-Regulated Consumer Product | Weatherized Non-Condensing Gas | 1049 | 243 | 245 | 11/10/2022 | 53316 | 204026343 | 05/25/2023
Allied Air | GE | NF96U045V3B-* | Federally-Regulated Consumer Product | Non-Weatherized, Condensing Ga | 1310 | 253 |  | 05/25/2023 | 28806 | 208733610 | 05/25/2023
Allied Air | GE | NF80U090S5C-* | Federally-Regulated Consumer Product | Non-Weatherized, Non-Condensin | 2081 | 274 |  | 05/25/2023 | 87931 | 208733639 | 05/25/2023
Allied Air | GE | NF96D070V4B-* | Federally-Regulated Consumer Product | Non-Weatherized, Condensing Ga | 1882 | 278 |  | 05/25/2023 | 43013 | 208733619 | 05/25/2023
Allied Air | GE | NF80U090V4B-* | Federally-Regulated Consumer Product | Non-Weatherized, Non-Condensin | 1811 | 262 |  | 05/25/2023 | 57033 | 208733631 | 05/25/2023
Allied Air | GE | NP14G42S090-* | Federally-Regulated Consumer Product | Weatherized Non-Condensing Gas | 1348 | 254 |  | 05/25/2023 | 88991 | 208694573 | 05/25/2023
Allied Air | GE | NP14G36S090-* | Federally-Regulated Consumer Product | Weatherized Non-Condensing Gas | 1382 | 260 |  | 05/25/2023 | 89107 | 208694559 | 05/25/2023
Allied Air | GE | NF97U090M4C-* | Federally-Regulated Consumer Product | Non-Weatherized, Condensing Ga | 1892 | 278 |  | 05/25/2023 | 35773 | 208733599 | 05/25/2023
Allied Air | GE | NF80U135S5D-* | Federally-Regulated Consumer Product | Non-Weatherized, Non-Condensin | 2248 | 281 |  | 05/25/2023 | 132455 | 208733642 | 05/25/2023
Allied Air | GE | NF97U090M3C-* | Federally-Regulated Consumer Product | Non-Weatherized, Condensing Ga | 1469 | 260 |  | 05/25/2023 | 35645 | 208733597 | 05/25/2023
Allied Air | GE | NP14G30S072-* | Federally-Regulated Consumer Product | Weatherized Non-Condensing Gas | 1100 | 247 |  | 05/25/2023 | 71693 | 208694557 | 05/25/2023
Allied Air | GE | NF80D110S5C-* | Federally-Regulated Consumer Product | Non-Weatherized, Non-Condensin | 2147 | 276 |  | 05/25/2023 | 111057 | 208733650 | 05/25/2023
Allied Air | GE | NP14L48S108-* | Federally-Regulated Consumer Product | Weatherized Non-Condensing Gas | 1751 | 276 |  | 05/25/2023 | 106967 | 208694564 | 05/25/2023
Allied Air | GE | NP14L24S054-* | Federally-Regulated Consumer Product | Weatherized Non-Condensing Gas | 1049 | 243 |  | 05/25/2023 | 53316 | 208694560 | 05/25/2023
Allied Air | GE | NF80D070S3B-* | Federally-Regulated Consumer Product | Non-Weatherized, Non-Condensin | 1369 | 242 |  | 05/25/2023 | 66107 | 208733647 | 05/25/2023
Allied Air | GE | NF96D090V5C-* | Federally-Regulated Consumer Product | Non-Weatherized, Condensing Ga | 2123 | 288 |  | 05/25/2023 | 56779 | 208733620 | 05/25/2023
Allied Air | GE | NF96U135V5D-* | Federally-Regulated Consumer Product | Non-Weatherized, Condensing Ga | 2135 | 289 |  | 05/25/2023 | 86786 | 208733617 | 05/25/2023
Allied Air | GE | NP14X30S054-* | Federally-Regulated Consumer Product | Weatherized Non-Condensing Gas | 1049 | 243 |  | 05/25/2023 | 53316 | 208694567 | 05/25/2023
Allied Air | GE | NF96D045S3B-* | Federally-Regulated Consumer Product | Non-Weatherized, Condensing Ga | 1250 | 250 |  | 05/25/2023 | 44206 | 208733653 | 05/25/2023
Allied Air | GE | NF96U090V3C-* | Federally-Regulated Consumer Product | Non-Weatherized, Condensing Ga | 1395 | 256 |  | 05/25/2023 | 57347 | 208733613 | 05/25/2023
Allied Air | GE | NF95X060S3B-* | Federally-Regulated Consumer Product | Non-Weatherized, Condensing Ga | 1313 | 253 |  | 05/25/2023 | 60222 | 208733625 | 05/25/2023
Allied Air | GE | NF97U090M5C-* | Federally-Regulated Consumer Product | Non-Weatherized, Condensing Ga | 2103 | 288 |  | 05/25/2023 | 35270 | 208733600 | 05/25/2023
Allied Air | GE | NF80U045S3A-* | Federally-Regulated Consumer Product | Non-Weatherized, Non-Condensin | 1249 | 175 |  | 05/25/2023 | 43950 | 208733634 | 05/25/2023
Allied Air | GE | NF96U070V3B-* | Federally-Regulated Consumer Product | Non-Weatherized, Condensing Ga | 1413 | 257 |  | 05/25/2023 | 43058 | 208733611 | 05/25/2023
Allied Air | GE | NF80D045S3A-* | Federally-Regulated Consumer Product | Non-Weatherized, Non-Condensin | 1233 | 236 |  | 05/25/2023 | 44020 | 208733644 | 05/25/2023
Allied Air | GE | NF96U090V5C-* | Federally-Regulated Consumer Product | Non-Weatherized, Condensing Ga | 2215 | 292 |  | 05/25/2023 | 56766 | 208733614 | 05/25/2023
Allied Air | GE | NP14G60S108-* | Federally-Regulated Consumer Product | Weatherized Non-Condensing Gas | 1964 | 285 |  | 05/25/2023 | 107727 | 208694578 | 05/25/2023
Allied Air | GE | NF80L045S3A-* | Federally-Regulated Consumer Product | Non-Weatherized, Non-Condensin | 1249 | 175 |  | 05/25/2023 | 43950 | 208733651 | 05/25/2023
Allied Air | GE | NF97U070M3B-* | Federally-Regulated Consumer Product | Non-Weatherized, Condensing Ga | 1528 | 262 |  | 05/25/2023 | 26717 | 208733595 | 05/25/2023
Allied Air | GE | NP14G60S126-* | Federally-Regulated Consumer Product | Weatherized Non-Condensing Gas | 1881 | 282 |  | 05/25/2023 | 125813 | 208694579 | 05/25/2023
Allied Air | GE | NF95X080S4C-* | Federally-Regulated Consumer Product | Non-Weatherized, Condensing Ga | 1573 | 264 |  | 05/25/2023 | 80908 | 208733626 | 05/25/2023
Allied Air | GE | NP14X36S054-* | Federally-Regulated Consumer Product | Weatherized Non-Condensing Gas | 1219 | 250 |  | 05/25/2023 | 53532 | 208694568 | 05/25/2023
Allied Air | GE | NP14L60S108-* | Federally-Regulated Consumer Product | Weatherized Non-Condensing Gas | 1964 | 285 |  | 05/25/2023 | 107727 | 208694565 | 05/25/2023
Allied Air | GE | NF80U070S3A-* | Federally-Regulated Consumer Product | Non-Weatherized, Non-Condensin | 1317 | 240 |  | 05/25/2023 | 65588 | 208733635 | 05/25/2023
Allied Air | GE | NF97D110M5C-* | Federally-Regulated Consumer Product | Non-Weatherized, Condensing Ga | 2138 | 289 |  | 05/25/2023 | 44067 | 208733608 | 05/25/2023
Allied Air | GE | NP16G36V090-* | Federally-Regulated Consumer Product | Weatherized Non-Condensing Gas | 1342 | 258 |  | 05/25/2023 | 66873 | 208694574 | 05/25/2023
Allied Air | GE | NF97D070M3B-* | Federally-Regulated Consumer Product | Non-Weatherized, Condensing Ga | 1551 | 263 |  | 05/25/2023 | 26216 | 208733605 | 05/25/2023
Allied Air | GE | NF96U110V5C-* | Federally-Regulated Consumer Product | Non-Weatherized, Condensing Ga | 2083 | 287 |  | 05/25/2023 | 71341 | 208733615 | 05/25/2023
Allied Air | GE | NF80U090S4B-* | Federally-Regulated Consumer Product | Non-Weatherized, Non-Condensin | 1628 | 254 |  | 05/25/2023 | 87272 | 208733638 | 05/25/2023
Allied Air | GE | NP14G24S072-* | Federally-Regulated Consumer Product | Weatherized Non-Condensing Gas | 1100 | 247 |  | 05/25/2023 | 71693 | 208694556 | 05/25/2023
Allied Air | GE | NF95X040S3B-* | Federally-Regulated Consumer Product | Non-Weatherized, Condensing Ga | 1288 | 252 |  | 05/25/2023 | 40446 | 208733623 | 05/25/2023
Allied Air | GE | NF96D070S4B-* | Federally-Regulated Consumer Product | Non-Weatherized, Condensing Ga | 1473 | 260 |  | 05/25/2023 | 66322 | 208733654 | 05/25/2023
Allied Air | GE | NF96D110V5C-* | Federally-Regulated Consumer Product | Non-Weatherized, Condensing Ga | 2134 | 289 |  | 05/25/2023 | 71922 | 208733622 | 05/25/2023
Allied Air | GE | NF80U110V5C-* | Federally-Regulated Consumer Product | Non-Weatherized, Non-Condensin | 2230 | 280 |  | 05/25/2023 | 72566 | 208733632 | 05/25/2023
Allied Air | GE | NP14L42S072-* | Federally-Regulated Consumer Product | Weatherized Non-Condensing Gas | 1299 | 256 |  | 05/25/2023 | 71694 | 208694563 | 05/25/2023
Allied Air | GE | NP14X48S072-* | Federally-Regulated Consumer Product | Weatherized Non-Condensing Gas | 1641 | 270 |  | 05/25/2023 | 71465 | 208694570 | 05/25/2023
Allied Air | GE | NF80U110S5C-* | Federally-Regulated Consumer Product | Non-Weatherized, Non-Condensin | 2053 | 272 |  | 05/25/2023 | 109478 | 208733641 | 05/25/2023
Allied Air | GE | NP16G36V072-* | Federally-Regulated Consumer Product | Weatherized Non-Condensing Gas | 1341 | 258 |  | 05/25/2023 | 53633 | 209843670 | 05/25/2023
Allied Air | GE | NF97U110M5C-* | Federally-Regulated Consumer Product | Non-Weatherized, Condensing Ga | 2042 | 285 |  | 05/25/2023 | 43915 | 208733602 | 05/25/2023
Allied Air | GE | NP14G24S054-* | Federally-Regulated Consumer Product | Weatherized Non-Condensing Gas | 1049 | 243 |  | 05/25/2023 | 53316 | 208694555 | 05/25/2023
Allied Air | GE | NF80U070S3B-* | Federally-Regulated Consumer Product | Non-Weatherized, Non-Condensin | 1361 | 242 |  | 05/25/2023 | 65645 | 208733636 | 05/25/2023
Allied Air | GE | NP14X42S072-* | Federally-Regulated Consumer Product | Weatherized Non-Condensing Gas | 1299 | 256 |  | 05/25/2023 | 71694 | 208694569 | 05/25/2023
Allied Air | GE | NP16G60V126-* | Federally-Regulated Consumer Product | Weatherized Non-Condensing Gas | 2027 | 288 |  | 05/25/2023 | 93995 | 208694576 | 05/25/2023
Allied Air | GE | NP14L30S054-* | Federally-Regulated Consumer Product | Weatherized Non-Condensing Gas | 1049 | 243 |  | 05/25/2023 | 53316 | 208694561 | 05/25/2023
Allied Air | GE | NP14X24S054-* | Federally-Regulated Consumer Product | Weatherized Non-Condensing Gas | 1049 | 243 |  | 05/25/2023 | 53316 | 208694566 | 05/25/2023
Allied Air | GE | NF80U070V3A-* | Federally-Regulated Consumer Product | Non-Weatherized, Non-Condensin | 1336 | 241 |  | 05/25/2023 | 43159 | 208733629 | 05/25/2023
Allied Air | GE | NF97D090M4C-* | Federally-Regulated Consumer Product | Non-Weatherized, Condensing Ga | 1805 | 274 |  | 05/25/2023 | 35203 | 208733606 | 05/25/2023
Allied Air | GE | NF80D090S4B-* | Federally-Regulated Consumer Product | Non-Weatherized, Non-Condensin | 1639 | 254 |  | 05/25/2023 | 87767 | 208733648 | 05/25/2023
Allied Air | GE | NP16G24V072-* | Federally-Regulated Consumer Product | Weatherized Non-Condensing Gas | 1330 | 254 |  | 05/25/2023 | 53940 | 208694572 | 05/25/2023
Allied Air | GE | NP16G48V108-* | Federally-Regulated Consumer Product | Weatherized Non-Condensing Gas | 1765 | 277 |  | 05/25/2023 | 80501 | 208694575 | 05/25/2023
Allied Air | GE | NP14G48S108-* | Federally-Regulated Consumer Product | Weatherized Non-Condensing Gas | 1751 | 276 |  | 05/25/2023 | 106967 | 208694577 | 05/25/2023
Allied Air | GE | NF96D090S4C-* | Federally-Regulated Consumer Product | Non-Weatherized, Condensing Ga | 1542 | 263 |  | 05/25/2023 | 88229 | 208733656 | 05/25/2023
Allied Air | GE | NP14X60S072-* | Federally-Regulated Consumer Product | Weatherized Non-Condensing Gas | 1872 | 270 |  | 05/25/2023 | 72143 | 208694571 | 05/25/2023
Allied Air | GE | NF80D070S3A-* | Federally-Regulated Consumer Product | Non-Weatherized, Non-Condensin | 1312 | 240 |  | 05/25/2023 | 66105 | 208733645 | 05/25/2023
Allied Air | GE | NF95X100S5C-* | Federally-Regulated Consumer Product | Non-Weatherized, Condensing Ga | 1967 | 282 |  | 05/25/2023 | 100411 | 208733628 | 05/25/2023
Lennox Industries Inc. | Century | GUH96C110C5M | Federally-Regulated Consumer Product | Non-Weatherized, Condensing Ga | 2018 | 284 |  | 05/25/2023 | 110619 | 212396516 | 05/25/2023
Lennox Industries Inc. | Century | GUH96C045B3M | Federally-Regulated Consumer Product | Non-Weatherized, Condensing Ga | 1284 | 251 |  | 05/25/2023 | 44162 | 212396510 | 05/25/2023
Lennox Industries Inc. | Century | GUH80X100C5M* | Federally-Regulated Consumer Product | Non-Weatherized, Non-Condensin | 2162 | 277 |  | 05/25/2023 | 100221 | 211899384 | 05/25/2023
Lennox Industries Inc. | Century | GUH80X080B4M-* | Federally-Regulated Consumer Product | Non-Weatherized, Non-Condensin | 1688 | 256 |  | 05/25/2023 | 79662 | 211899383 | 05/25/2023
Lennox Industries Inc. | Century | GUH96C135D5M | Federally-Regulated Consumer Product | Non-Weatherized, Condensing Ga | 2388 | 300 |  | 05/25/2023 | 132320 | 212396518 | 05/25/2023
Lennox Industries Inc. | Century | GUH80X040A3M-* | Federally-Regulated Consumer Product | Non-Weatherized, Non-Condensin | 1322 | 240 |  | 05/25/2023 | 40067 | 211899381 | 05/25/2023
Lennox Industries Inc. | Century | GUH80X060A3M-* | Federally-Regulated Consumer Product | Non-Weatherized, Non-Condensin | 1277 | 238 |  | 05/25/2023 | 59863 | 211899382 | 05/25/2023
Lennox Industries Inc. | Century | GDD96C070B4M | Federally-Regulated Consumer Product | Non-Weatherized, Condensing Ga | 1473 | 260 |  | 05/25/2023 | 66322 | 212396522 | 05/25/2023
Lennox Industries Inc. | Century | GUH96C070B3M | Federally-Regulated Consumer Product | Non-Weatherized, Condensing Ga | 1298 | 252 |  | 05/25/2023 | 65683 | 212396512 | 05/25/2023
Lennox Industries Inc. | Century | GDD96C045B3M | Federally-Regulated Consumer Product | Non-Weatherized, Condensing Ga | 1250 | 250 |  | 05/25/2023 | 44206 | 212396520 | 05/25/2023
Lennox Industries Inc. | Century | GDD96C110C5M | Federally-Regulated Consumer Product | Non-Weatherized, Condensing Ga | 2033 | 284 |  | 05/25/2023 | 111365 | 212396526 | 05/25/2023
Lennox Industries Inc. | Century | GUH96C090C4M | Federally-Regulated Consumer Product | Non-Weatherized, Condensing Ga | 1566 | 264 |  | 05/25/2023 | 87748 | 212396514 | 05/25/2023
Lennox Industries Inc. | Century | GDD96C090C4M | Federally-Regulated Consumer Product | Non-Weatherized, Condensing Ga | 1542 | 263 |  | 05/25/2023 | 88229 | 212396524 | 05/25/2023
Carrier Corp. - Indianapolis | Kenmore | N96MSN0601716A**D | Federally-Regulated Consumer Product | Mobile Home Non-Weatherized, C | 1611 | 266 |  | 05/25/2023 | 59946 | 211779302 | 05/25/2023
Carrier Corp. - Indianapolis | Kenmore | N92ESN1202420A | Federally-Regulated Consumer Product | Non-Weatherized, Condensing Ga | 1904 | 279 |  | 05/25/2023 | 119302 | 203359884 | 05/25/2023
Carrier Corp. - Indianapolis | Kenmore | N95ESN0601412A* | Federally-Regulated Consumer Product | Mobile Home Non-Weatherized, C | 1176 | 247 |  | 05/25/2023 | 59961 | 203924798 | 05/25/2023
Carrier Corp. - Indianapolis | Kenmore | N80MSL1352420A | Federally-Regulated Consumer Product | Non-Weatherized, Non-Condensin | 1907 | 266 |  | 05/25/2023 | 131914 | 211780113 | 05/25/2023
Carrier Corp. - Indianapolis | Kenmore | N92ESN0401712A* | Federally-Regulated Consumer Product | Mobile Home Non-Weatherized, C | 1024 | 240 |  | 05/25/2023 | 39894 | 203359695 | 05/25/2023
Carrier Corp. - Indianapolis | Kenmore | N80MSL0902116A | Federally-Regulated Consumer Product | Non-Weatherized, Non-Condensin | 1569 | 251 |  | 05/25/2023 | 87754 | 211780109 | 05/25/2023
Carrier Corp. - Indianapolis | Kenmore | F97CMN0602120A*D | Federally-Regulated Consumer Product | Non-Weatherized, Condensing Ga | 1897 | 278 |  | 05/25/2023 | 24235 | 203924616 | 05/25/2023
Carrier Corp. - Indianapolis | Kenmore | N95ESN0261410A | Federally-Regulated Consumer Product | Non-Weatherized, Condensing Ga | 890 | 234 |  | 05/25/2023 | 26050 | 203360461 | 05/25/2023
Carrier Corp. - Indianapolis | Kenmore | G80VTL0701716A | Federally-Regulated Consumer Product | Non-Weatherized, Non-Condensin | 1813 | 262 |  | 05/25/2023 | 43434 | 207207258 | 05/25/2023
Carrier Corp. - Indianapolis | Kenmore | G97CMN1002122A*D | Federally-Regulated Consumer Product | Non-Weatherized, Condensing Ga | 2192 | 291 |  | 05/25/2023 | 39903 | 203924668 | 05/25/2023
Carrier Corp. - Indianapolis | Kenmore | G97CMN0602120A*D | Federally-Regulated Consumer Product | Non-Weatherized, Condensing Ga | 1897 | 278 |  | 05/25/2023 | 24235 | 203924644 | 05/25/2023
Carrier Corp. - Indianapolis | Kenmore | N80MSL1102420A* | Federally-Regulated Consumer Product | Non-Weatherized, Non-Condensin | 2053 | 272 |  | 05/25/2023 | 110206 | 211780227 | 05/25/2023
Carrier Corp. - Indianapolis | Kenmore | F80VTL0701716A* | Federally-Regulated Consumer Product | Non-Weatherized, Non-Condensin | 1813 | 262 |  | 05/25/2023 | 43434 | 207207187 | 05/25/2023
Carrier Corp. - Indianapolis | Kenmore | F97CMN0601714A*D | Federally-Regulated Consumer Product | Non-Weatherized, Condensing Ga | 1392 | 256 |  | 05/25/2023 | 23828 | 203924613 | 05/25/2023
Carrier Corp. - Indianapolis | Kenmore | F97CMN0602120A | Federally-Regulated Consumer Product | Non-Weatherized, Condensing Ga | 1897 | 278 |  | 05/25/2023 | 24235 | 203924553 | 05/25/2023
Carrier Corp. - Indianapolis | Kenmore | N80MSL0902120A | Federally-Regulated Consumer Product | Non-Weatherized, Non-Condensin | 2438 | 289 |  | 05/25/2023 | 88368 | 211780110 | 05/25/2023
Carrier Corp. - Indianapolis | Kenmore | N95ESN1002122A* | Federally-Regulated Consumer Product | Mobile Home Non-Weatherized, C | 2017 | 283 |  | 05/25/2023 | 99705 | 205169246 | 05/25/2023
Carrier Corp. - Indianapolis | Kenmore | F80VTL0451412A | Federally-Regulated Consumer Product | Non-Weatherized, Non-Condensin | 1205 | 235 |  | 05/25/2023 | 28909 | 207207184 | 05/25/2023
Carrier Corp. - Indianapolis | Kenmore | G97CMN0601714A*D | Federally-Regulated Consumer Product | Non-Weatherized, Condensing Ga | 1392 | 256 |  | 05/25/2023 | 23828 | 203924636 | 05/25/2023
Carrier Corp. - Indianapolis | Kenmore | N80VSL0702120A* | Federally-Regulated Consumer Product | Non-Weatherized, Non-Condensin | 2147 | 275 |  | 05/25/2023 | 65668 | 204278426 | 05/25/2023
Carrier Corp. - Indianapolis | Kenmore | F97CMN1202422A | Federally-Regulated Consumer Product | Non-Weatherized, Condensing Ga | 2271 | 295 |  | 05/25/2023 | 48091 | 203924562 | 05/25/2023
Carrier Corp. - Indianapolis | Kenmore | G97CMN0602120A | Federally-Regulated Consumer Product | Non-Weatherized, Condensing Ga | 1897 | 278 |  | 05/25/2023 | 24235 | 203924578 | 05/25/2023
Carrier Corp. - Indianapolis | Kenmore | PGD424040K**2G* | Federally-Regulated Consumer Product | Weatherized Non-Condensing Gas | 1361 | 257 |  | 05/25/2023 | 45745 | 206908756 | 05/25/2023
Carrier Corp. - Indianapolis | Kenmore | N92MSN0401412A* | Federally-Regulated Consumer Product | Mobile Home Non-Weatherized, C | 1089 | 243 |  | 05/25/2023 | 39846 | 211778859 | 05/25/2023
Carrier Corp. - Indianapolis | Kenmore | F80VTL0701716A | Federally-Regulated Consumer Product | Non-Weatherized, Non-Condensin | 1813 | 262 |  | 05/25/2023 | 43434 | 207207186 | 05/25/2023
Carrier Corp. - Indianapolis | Kenmore | N92ESN0601714A* | Federally-Regulated Consumer Product | Mobile Home Non-Weatherized, C | 1205 | 248 |  | 05/25/2023 | 60119 | 203359769 | 05/25/2023
Carrier Corp. - Indianapolis | Kenmore | N92ESN0801716A* | Federally-Regulated Consumer Product | Mobile Home Non-Weatherized, C | 1390 | 256 |  | 05/25/2023 | 79599 | 203359803 | 05/25/2023
Carrier Corp. - Indianapolis | Kenmore | N80ESL0901714A | Federally-Regulated Consumer Product | Non-Weatherized, Non-Condensin | 1238 | 236 |  | 05/25/2023 | 88097 | 203360088 | 05/25/2023
Carrier Corp. - Indianapolis | Kenmore | N92MSN0802120A | Federally-Regulated Consumer Product | Non-Weatherized, Condensing Ga | 2018 | 284 |  | 05/25/2023 | 81104 | 211778940 | 05/25/2023
Carrier Corp. - Indianapolis | Kenmore | N92ESN1002122A* | Federally-Regulated Consumer Product | Mobile Home Non-Weatherized, C | 1993 | 282 |  | 05/25/2023 | 99627 | 205001057 | 05/25/2023
Carrier Corp. - Indianapolis | Kenmore | N80ESN0902420A | Federally-Regulated Consumer Product | Non-Weatherized, Non-Condensin | 1987 | 269 |  | 05/25/2023 | 88320 | 203359839 | 05/25/2023
Carrier Corp. - Indianapolis | Kenmore | N80ESL1102420A | Federally-Regulated Consumer Product | Non-Weatherized, Non-Condensin | 2027 | 271 |  | 05/25/2023 | 109826 | 203360093 | 05/25/2023
Carrier Corp. - Indianapolis | Kenmore | N80ESN0701712A | Federally-Regulated Consumer Product | Non-Weatherized, Non-Condensin | 1051 | 228 |  | 05/25/2023 | 65904 | 203359829 | 05/25/2023
Carrier Corp. - Indianapolis | Kenmore | G96VTN1002122A | Federally-Regulated Consumer Product | Non-Weatherized, Condensing Ga | 2219 | 292 |  | 05/25/2023 | 64715 | 205169295 | 05/25/2023
Carrier Corp. - Indianapolis | Kenmore | N96MSN0601412A*D | Federally-Regulated Consumer Product | Non-Weatherized, Condensing Ga | 1218 | 249 |  | 05/25/2023 | 60319 | 211779275 | 05/25/2023
Carrier Corp. - Indianapolis | Kenmore | N92MSN0401712A | Federally-Regulated Consumer Product | Non-Weatherized, Condensing Ga | 1092 | 243 |  | 05/25/2023 | 39895 | 211778868 | 05/25/2023
Carrier Corp. - Indianapolis | Kenmore | G80VTL0701716A* | Federally-Regulated Consumer Product | Non-Weatherized, Non-Condensin | 1813 | 262 |  | 05/25/2023 | 43434 | 207207259 | 05/25/2023
Carrier Corp. - Indianapolis | Kenmore | N80ESL0701712A | Federally-Regulated Consumer Product | Non-Weatherized, Non-Condensin | 1051 | 228 |  | 05/25/2023 | 65904 | 203360086 | 05/25/2023
Carrier Corp. - Indianapolis | Kenmore | F96VTN1002122A*D | Federally-Regulated Consumer Product | Non-Weatherized, Condensing Ga | 2219 | 292 |  | 05/25/2023 | 64715 | 205169280 | 05/25/2023
Carrier Corp. - Indianapolis | Kenmore | N80ESL1102420A* | Federally-Regulated Consumer Product | Non-Weatherized, Non-Condensin | 2027 | 271 |  | 05/25/2023 | 109826 | 203360313 | 05/25/2023
Carrier Corp. - Indianapolis | Kenmore | PDD460115K**0K* | Federally-Regulated Consumer Product | Weatherized Non-Condensing Gas | 2156 | 294 |  | 05/25/2023 | 115163 | 212038638 | 05/25/2023
Carrier Corp. - Indianapolis | Kenmore | F80VTL0902120A* | Federally-Regulated Consumer Product | Non-Weatherized, Non-Condensin | 2025 | 271 |  | 05/25/2023 | 57947 | 207207189 | 05/25/2023
Carrier Corp. - Indianapolis | Kenmore | N92ESN0802120A* | Federally-Regulated Consumer Product | Mobile Home Non-Weatherized, C | 1832 | 276 |  | 05/25/2023 | 79860 | 203359834 | 05/25/2023
Carrier Corp. - Indianapolis | Kenmore | N92ESN1002120A* | Federally-Regulated Consumer Product | Mobile Home Non-Weatherized, C | 1821 | 275 |  | 05/25/2023 | 99460 | 203359866 | 05/25/2023
Carrier Corp. - Indianapolis | Kenmore | N80ESL0902420A | Federally-Regulated Consumer Product | Non-Weatherized, Non-Condensin | 1987 | 269 |  | 05/25/2023 | 88320 | 203360091 | 05/25/2023
Carrier Corp. - Indianapolis | Kenmore | N92ESN1202420A* | Federally-Regulated Consumer Product | Mobile Home Non-Weatherized, C | 1904 | 279 |  | 05/25/2023 | 119302 | 203359902 | 05/25/2023
Carrier Corp. - Indianapolis | Kenmore | N92ESN0601412A* | Federally-Regulated Consumer Product | Mobile Home Non-Weatherized, C | 945 | 237 |  | 05/25/2023 | 59375 | 203359731 | 05/25/2023
Carrier Corp. - Indianapolis | Kenmore | N96MSN0802120A | Federally-Regulated Consumer Product | Non-Weatherized, Condensing Ga | 2169 | 290 |  | 05/25/2023 | 79638 | 211779338 | 05/25/2023
Carrier Corp. - Indianapolis | Kenmore | N95ESN0601714A* | Federally-Regulated Consumer Product | Mobile Home Non-Weatherized, C | 1346 | 254 |  | 05/25/2023 | 60102 | 203360697 | 05/25/2023
Carrier Corp. - Indianapolis | Kenmore | N80VSL0902420A* | Federally-Regulated Consumer Product | Non-Weatherized, Non-Condensin | 2057 | 271 |  | 05/25/2023 | 88097 | 204278428 | 05/25/2023
Carrier Corp. - Indianapolis | Kenmore | N96MSN1002120A* | Federally-Regulated Consumer Product | Mobile Home Non-Weatherized, C | 2215 | 292 |  | 05/25/2023 | 99728 | 211779383 | 05/25/2023
Carrier Corp. - Indianapolis | Kenmore | N92MSN1002120A | Federally-Regulated Consumer Product | Non-Weatherized, Condensing Ga | 1931 | 280 |  | 05/25/2023 | 100411 | 211778958 | 05/25/2023
Carrier Corp. - Indianapolis | Kenmore | N95ESN0401410A**D | Federally-Regulated Consumer Product | Mobile Home Non-Weatherized, C | 950 | 237 |  | 05/25/2023 | 40146 | 203924795 | 05/25/2023
Carrier Corp. - Indianapolis | Kenmore | G97CMN0802120A | Federally-Regulated Consumer Product | Non-Weatherized, Condensing Ga | 2026 | 284 |  | 05/25/2023 | 31724 | 203924594 | 05/25/2023
Carrier Corp. - Indianapolis | Kenmore | G80VTL0451412A | Federally-Regulated Consumer Product | Non-Weatherized, Non-Condensin | 1205 | 235 |  | 05/25/2023 | 28909 | 207207256 | 05/25/2023
Carrier Corp. - Indianapolis | Kenmore | N95ESN1002120A*D | Federally-Regulated Consumer Product | Non-Weatherized, Condensing Ga | 2102 | 287 |  | 05/25/2023 | 99999 | 203360815 | 05/25/2023
Carrier Corp. - Indianapolis | Kenmore | N80VSL0451716A | Federally-Regulated Consumer Product | Non-Weatherized, Non-Condensin | 1431 | 244 |  | 05/25/2023 | 44106 | 204278358 | 05/25/2023
Carrier Corp. - Indianapolis | Kenmore | N80VSL0701716A | Federally-Regulated Consumer Product | Non-Weatherized, Non-Condensin | 1842 | 262 |  | 05/25/2023 | 65738 | 204278359 | 05/25/2023
Carrier Corp. - Indianapolis | Kenmore | N95ESN1002122A**D | Federally-Regulated Consumer Product | Mobile Home Non-Weatherized, C | 2017 | 283 |  | 05/25/2023 | 99705 | 205169233 | 05/25/2023
Carrier Corp. - Indianapolis | Kenmore | N80ESL0902420A* | Federally-Regulated Consumer Product | Non-Weatherized, Non-Condensin | 1987 | 269 |  | 05/25/2023 | 88320 | 203360309 | 05/25/2023
Carrier Corp. - Indianapolis | Kenmore | G96VTN1002122A*D | Federally-Regulated Consumer Product | Non-Weatherized, Condensing Ga | 2219 | 292 |  | 05/25/2023 | 64715 | 205169296 | 05/25/2023
Carrier Corp. - Indianapolis | Kenmore | N95ESN0802120A* | Federally-Regulated Consumer Product | Mobile Home Non-Weatherized, C | 1837 | 276 |  | 05/25/2023 | 79777 | 203360699 | 05/25/2023
Carrier Corp. - Indianapolis | Kenmore | F96VTN0601412A*D | Federally-Regulated Consumer Product | Non-Weatherized, Condensing Ga | 1238 | 249 |  | 05/25/2023 | 39205 | 203924828 | 05/25/2023
Carrier Corp. - Indianapolis | Kenmore | N95ESN0261410A*D | Federally-Regulated Consumer Product | Non-Weatherized, Condensing Ga | 890 | 234 |  | 05/25/2023 | 26050 | 203360473 | 05/25/2023
Carrier Corp. - Indianapolis | Kenmore | G80VTL1102122A* | Federally-Regulated Consumer Product | Non-Weatherized, Non-Condensin | 2435 | 289 |  | 05/25/2023 | 72702 | 207207263 | 05/25/2023
Carrier Corp. - Indianapolis | Kenmore | F80VTL1102122A | Federally-Regulated Consumer Product | Non-Weatherized, Non-Condensin | 2435 | 289 |  | 05/25/2023 | 72702 | 207207190 | 05/25/2023
Carrier Corp. - Indianapolis | Kenmore | N92ESN0801716A | Federally-Regulated Consumer Product | Non-Weatherized, Condensing Ga | 1390 | 256 |  | 05/25/2023 | 79599 | 203359787 | 05/25/2023
Carrier Corp. - Indianapolis | Kenmore | N80VSL0701716A* | Federally-Regulated Consumer Product | Non-Weatherized, Non-Condensin | 1842 | 262 |  | 05/25/2023 | 65738 | 204278425 | 05/25/2023
Carrier Corp. - Indianapolis | Kenmore | N80ESL0902116A | Federally-Regulated Consumer Product | Non-Weatherized, Non-Condensin | 1450 | 246 |  | 05/25/2023 | 87792 | 203360089 | 05/25/2023
Carrier Corp. - Indianapolis | Kenmore | N95ESN0401712A* | Federally-Regulated Consumer Product | Mobile Home Non-Weatherized, C | 998 | 239 |  | 05/25/2023 | 40139 | 203360696 | 05/25/2023
Carrier Corp. - Indianapolis | Kenmore | N80ESN1352420A | Federally-Regulated Consumer Product | Non-Weatherized, Non-Condensin | 1887 | 265 |  | 05/25/2023 | 131482 | 203359846 | 05/25/2023
Carrier Corp. - Indianapolis | Kenmore | F80VTL0902120A | Federally-Regulated Consumer Product | Non-Weatherized, Non-Condensin | 2025 | 271 |  | 05/25/2023 | 57947 | 207207188 | 05/25/2023
Carrier Corp. - Indianapolis | Kenmore | F96VTN0601412A | Federally-Regulated Consumer Product | Non-Weatherized, Condensing Ga | 1238 | 249 |  | 05/25/2023 | 39205 | 203924826 | 05/25/2023
Johnson Controls, Inc. | EVCON BY JOHNSON CONTROLS | PHG4A240752X4 | Federally-Regulated Consumer Product | Weatherized Non-Condensing Gas | 1298 | 255 |  | 05/25/2023 | 75357 | 206338234 | 05/25/2023
Johnson Controls, Inc. | EVCON BY JOHNSON CONTROLS | RGF1L040AE12MP12 | Federally-Regulated Consumer Product | Non-Weatherized, Non-Condensin | 1303 | 235 |  | 05/25/2023 | 39958 | 203324399 | 05/25/2023
Johnson Controls, Inc. | EVCON BY JOHNSON CONTROLS | PCG4A360752X4 | Federally-Regulated Consumer Product | Weatherized Non-Condensing Gas | 1506 | 264 |  | 05/25/2023 | 74580 | 206077417 | 05/25/2023
Johnson Controls, Inc. | EVCON BY JOHNSON CONTROLS | PHG4A300752X4 | Federally-Regulated Consumer Product | Weatherized Non-Condensing Gas | 1378 | 258 |  | 05/25/2023 | 75000 | 206338241 | 05/25/2023
Johnson Controls, Inc. | EVCON BY JOHNSON CONTROLS | RL18080C16MPS1 | Federally-Regulated Consumer Product | Non-Weatherized, Non-Condensin | 1687 | 255 |  | 05/25/2023 | 79867 | 211900268 | 05/25/2023
Johnson Controls, Inc. | EVCON BY JOHNSON CONTROLS | DGAX070BDT* | Federally-Regulated Consumer Product | Mobile Home Non-Weatherized, N | 1581 | 328 |  | 05/25/2023 | 70616 | 203420390 | 05/25/2023
Johnson Controls, Inc. | EVCON BY JOHNSON CONTROLS | RGF1L080BE12MP12 | Federally-Regulated Consumer Product | Non-Weatherized, Non-Condensin | 1290 | 234 |  | 05/25/2023 | 79548 | 203324401 | 05/25/2023
Johnson Controls, Inc. | EVCON BY JOHNSON CONTROLS | RL18080B12MPS1 | Federally-Regulated Consumer Product | Non-Weatherized, Non-Condensin | 1601 | 251 |  | 05/25/2023 | 80463 | 211900267 | 05/25/2023
Johnson Controls, Inc. | EVCON BY JOHNSON CONTROLS | RL18100C20MPS1 | Federally-Regulated Consumer Product | Non-Weatherized, Non-Condensin | 1937 | 266 |  | 05/25/2023 | 99769 | 211900272 | 05/25/2023
Johnson Controls, Inc. | EVCON BY JOHNSON CONTROLS | PCG4A240502X4 | Federally-Regulated Consumer Product | Weatherized Non-Condensing Gas | 1157 | 249 |  | 05/25/2023 | 50486 | 206077366 | 05/25/2023
Johnson Controls, Inc. | EVCON BY JOHNSON CONTROLS | PCG4A240752X4 | Federally-Regulated Consumer Product | Weatherized Non-Condensing Gas | 1221 | 251 |  | 05/25/2023 | 75841 | 206077376 | 05/25/2023
Johnson Controls, Inc. | EVCON BY JOHNSON CONTROLS | RL18060A12MPS1 | Federally-Regulated Consumer Product | Non-Weatherized, Non-Condensin | 1336 | 240 |  | 05/25/2023 | 60538 | 211900266 | 05/25/2023
Johnson Controls, Inc. | EVCON BY JOHNSON CONTROLS | RGF1L120CE16MP12 | Federally-Regulated Consumer Product | Non-Weatherized, Non-Condensin | 1719 | 252 |  | 05/25/2023 | 118964 | 203324407 | 05/25/2023
Johnson Controls, Inc. | EVCON BY JOHNSON CONTROLS | PCG4A300502X4 | Federally-Regulated Consumer Product | Weatherized Non-Condensing Gas | 1205 | 251 |  | 05/25/2023 | 50202 | 206077387 | 05/25/2023
Johnson Controls, Inc. | EVCON BY JOHNSON CONTROLS | PCG4B601002X4 | Federally-Regulated Consumer Product | Weatherized Non-Condensing Gas | 2310 | 299 |  | 05/25/2023 | 99590 | 206077578 | 05/25/2023
Johnson Controls, Inc. | EVCON BY JOHNSON CONTROLS | PCG4A360502X4 | Federally-Regulated Consumer Product | Weatherized Non-Condensing Gas | 1645 | 270 |  | 05/25/2023 | 50100 | 206077406 | 05/25/2023
Johnson Controls, Inc. | EVCON BY JOHNSON CONTROLS | PHG4B481002X4 | Federally-Regulated Consumer Product | Weatherized Non-Condensing Gas | 1939 | 283 |  | 05/25/2023 | 100440 | 206338269 | 05/25/2023
Johnson Controls, Inc. | EVCON BY JOHNSON CONTROLS | RGF1L080CE16MP12 | Federally-Regulated Consumer Product | Non-Weatherized, Non-Condensin | 1616 | 248 |  | 05/25/2023 | 79634 | 203324402 | 05/25/2023
Johnson Controls, Inc. | EVCON BY JOHNSON CONTROLS | RGF1L080CE20MP12 | Federally-Regulated Consumer Product | Non-Weatherized, Non-Condensin | 2104 | 269 |  | 05/25/2023 | 80073 | 203324403 | 05/25/2023
Johnson Controls, Inc. | EVCON BY JOHNSON CONTROLS | RL18130D20MPS1 | Federally-Regulated Consumer Product | Non-Weatherized, Non-Condensin | 2041 | 270 |  | 05/25/2023 | 131773 | 211900275 | 05/25/2023
Johnson Controls, Inc. | EVCON BY JOHNSON CONTROLS | PCG4A361002X4 | Federally-Regulated Consumer Product | Weatherized Non-Condensing Gas | 1579 | 267 |  | 05/25/2023 | 99090 | 206077426 | 05/25/2023
Johnson Controls, Inc. | EVCON BY JOHNSON CONTROLS | PHG4B420652X4 | Federally-Regulated Consumer Product | Weatherized Non-Condensing Gas | 1679 | 272 |  | 05/25/2023 | 65170 | 206338255 | 05/25/2023
Johnson Controls, Inc. | EVCON BY JOHNSON CONTROLS | PCG4B601252X4 | Federally-Regulated Consumer Product | Weatherized Non-Condensing Gas | 2356 | 301 |  | 05/25/2023 | 124100 | 206077585 | 05/25/2023
Johnson Controls, Inc. | EVCON BY JOHNSON CONTROLS | RGF1L130DE20MP12 | Federally-Regulated Consumer Product | Non-Weatherized, Non-Condensin | 2178 | 272 |  | 05/25/2023 | 130606 | 203324409 | 05/25/2023
Johnson Controls, Inc. | EVCON BY JOHNSON CONTROLS | RL18040A12MPS1 | Federally-Regulated Consumer Product | Non-Weatherized, Non-Condensin | 1353 | 240 |  | 05/25/2023 | 40218 | 211900265 | 05/25/2023
Johnson Controls, Inc. | EVCON BY JOHNSON CONTROLS | DGAX077BDT* | Federally-Regulated Consumer Product | Mobile Home Non-Weatherized, N | 1550 | 325 |  | 05/25/2023 | 76860 | 203420391 | 05/25/2023
Johnson Controls, Inc. | EVCON BY JOHNSON CONTROLS | PCG4B481002X4 | Federally-Regulated Consumer Product | Weatherized Non-Condensing Gas | 1965 | 284 |  | 05/25/2023 | 99130 | 206077557 | 05/25/2023
Johnson Controls, Inc. | EVCON BY JOHNSON CONTROLS | PHG4B481252X4 | Federally-Regulated Consumer Product | Weatherized Non-Condensing Gas | 2057 | 288 |  | 05/25/2023 | 125500 | 206338276 | 05/25/2023
Johnson Controls, Inc. | EVCON BY JOHNSON CONTROLS | PCG4B481252X4 | Federally-Regulated Consumer Product | Weatherized Non-Condensing Gas | 2013 | 286 |  | 05/25/2023 | 125150 | 206077564 | 05/25/2023
Johnson Controls, Inc. | EVCON BY JOHNSON CONTROLS | PHG4B601252X4 | Federally-Regulated Consumer Product | Weatherized Non-Condensing Gas | 2272 | 297 |  | 05/25/2023 | 124490 | 206338283 | 05/25/2023
Johnson Controls, Inc. | EVCON BY JOHNSON CONTROLS | PHG4B421002X4 | Federally-Regulated Consumer Product | Weatherized Non-Condensing Gas | 1590 | 268 |  | 05/25/2023 | 98490 | 206338262 | 05/25/2023
Johnson Controls, Inc. | EVCON BY JOHNSON CONTROLS | PCG4B600652L1 | Federally-Regulated Consumer Product | Weatherized Non-Condensing Gas | 2399 | 303 |  | 05/25/2023 | 65483 | 205963024 | 05/25/2023
Johnson Controls, Inc. | EVCON BY JOHNSON CONTROLS | DGAX090BDT* | Federally-Regulated Consumer Product | Mobile Home Non-Weatherized, N | 1603 | 329 |  | 05/25/2023 | 90482 | 203420392 | 05/25/2023
Johnson Controls, Inc. | EVCON BY JOHNSON CONTROLS | PCG4A421002X4 | Federally-Regulated Consumer Product | Weatherized Non-Condensing Gas | 1919 | 282 |  | 05/25/2023 | 99730 | 206077446 | 05/25/2023
Johnson Controls, Inc. | EVCON BY JOHNSON CONTROLS | RGF1L100CE16MP12 | Federally-Regulated Consumer Product | Non-Weatherized, Non-Condensin | 1717 | 252 |  | 05/25/2023 | 99043 | 203324405 | 05/25/2023
Johnson Controls, Inc. | EVCON BY JOHNSON CONTROLS | PHG4B361002X4 | Federally-Regulated Consumer Product | Weatherized Non-Condensing Gas | 1564 | 266 |  | 05/25/2023 | 99580 | 206338248 | 05/25/2023
Johnson Controls, Inc. | EVCON BY JOHNSON CONTROLS | PCG4A300752X4 | Federally-Regulated Consumer Product | Weatherized Non-Condensing Gas | 1418 | 260 |  | 05/25/2023 | 75070 | 206077397 | 05/25/2023
Johnson Controls, Inc. | EVCON BY JOHNSON CONTROLS | RL18120C16MPS1 | Federally-Regulated Consumer Product | Non-Weatherized, Non-Condensin | 2014 | 269 |  | 05/25/2023 | 120343 | 211900273 | 05/25/2023
Johnson Controls, Inc. | EVCON BY JOHNSON CONTROLS | PCG4B480652X4 | Federally-Regulated Consumer Product | Weatherized Non-Condensing Gas | 1990 | 285 |  | 05/25/2023 | 65280 | 206077550 | 05/25/2023
Johnson Controls, Inc. | EVCON BY JOHNSON CONTROLS | PCG4A240502L1 | Federally-Regulated Consumer Product | Weatherized Non-Condensing Gas | 1178 | 250 |  | 05/25/2023 | 50589 | 205963009 | 05/25/2023
Johnson Controls, Inc. | EVCON BY JOHNSON CONTROLS | RL18120C20MPS1 | Federally-Regulated Consumer Product | Non-Weatherized, Non-Condensin | 1968 | 267 |  | 05/25/2023 | 119627 | 211900274 | 05/25/2023
Johnson Controls, Inc. | EVCON BY JOHNSON CONTROLS | RL18100C16MPS1 | Federally-Regulated Consumer Product | Non-Weatherized, Non-Condensin | 1748 | 258 |  | 05/25/2023 | 101093 | 211900271 | 05/25/2023
Johnson Controls, Inc. | EVCON BY JOHNSON CONTROLS | PCG4B480652L1 | Federally-Regulated Consumer Product | Weatherized Non-Condensing Gas | 2004 | 286 |  | 05/25/2023 | 65012 | 205963019 | 05/25/2023
Johnson Controls, Inc. | EVCON BY JOHNSON CONTROLS | RL18080C20MPS1 | Federally-Regulated Consumer Product | Non-Weatherized, Non-Condensin | 1904 | 264 |  | 05/25/2023 | 79768 | 211900269 | 05/25/2023
Johnson Controls, Inc. | EVCON BY JOHNSON CONTROLS | PCG4A360502L1 | Federally-Regulated Consumer Product | Weatherized Non-Condensing Gas | 1495 | 263 |  | 05/25/2023 | 50177 | 205963014 | 05/25/2023
Johnson Controls, Inc. | EVCON BY JOHNSON CONTROLS | PCG4B600652X4 | Federally-Regulated Consumer Product | Weatherized Non-Condensing Gas | 2322 | 300 |  | 05/25/2023 | 64850 | 206077571 | 05/25/2023
Johnson Controls, Inc. | EVCON BY JOHNSON CONTROLS | RGF1L100BE12MP12 | Federally-Regulated Consumer Product | Non-Weatherized, Non-Condensin | 1560 | 246 |  | 05/25/2023 | 100501 | 203324404 | 05/25/2023
Johnson Controls, Inc. | EVCON BY JOHNSON CONTROLS | RGF1L120CE20MP12 | Federally-Regulated Consumer Product | Non-Weatherized, Non-Condensin | 2201 | 273 |  | 05/25/2023 | 119730 | 203324408 | 05/25/2023
Johnson Controls, Inc. | EVCON BY JOHNSON CONTROLS | RGF1L060AE12MP12 | Federally-Regulated Consumer Product | Non-Weatherized, Non-Condensin | 1311 | 235 |  | 05/25/2023 | 60267 | 203324400 | 05/25/2023
Johnson Controls, Inc. | EVCON BY JOHNSON CONTROLS | PCG4A420752X4 | Federally-Regulated Consumer Product | Weatherized Non-Condensing Gas | 2008 | 286 |  | 05/25/2023 | 74590 | 206077436 | 05/25/2023
Johnson Controls, Inc. | EVCON BY JOHNSON CONTROLS | RGF1L100CE20MP12 | Federally-Regulated Consumer Product | Non-Weatherized, Non-Condensin | 2196 | 273 |  | 05/25/2023 | 99867 | 203324406 | 05/25/2023
Johnson Controls, Inc. | EVCON BY JOHNSON CONTROLS | RL18100B12MPS1 | Federally-Regulated Consumer Product | Non-Weatherized, Non-Condensin | 1557 | 249 |  | 05/25/2023 | 100520 | 211900270 | 05/25/2023
Johnson Controls, Inc. | EVCON BY JOHNSON CONTROLS | DGAX056BDT* | Federally-Regulated Consumer Product | Mobile Home Non-Weatherized, N | 1571 | 327 |  | 05/25/2023 | 56246 | 203420389 | 05/25/2023
Lennox Industries Inc. | AC PRO | 80G1UH040AE12X-* | Federally-Regulated Consumer Product | Non-Weatherized, Non-Condensin | 1322 | 240 |  | 05/25/2023 | 40067 | 204032292 | 05/25/2023
Lennox Industries Inc. | AC PRO | A80UH1E080B16X-* | Federally-Regulated Consumer Product | Non-Weatherized, Non-Condensin | 1688 | 256 |  | 05/25/2023 | 79662 | 204032290 | 05/25/2023
Lennox Industries Inc. | AC PRO | A97US2V040B12X-*-* | Federally-Regulated Consumer Product | Non-Weatherized, Condensing Ga | 1397 | 256 |  | 05/25/2023 | 25747 | 204032276 | 05/25/2023
Lennox Industries Inc. | AC PRO | A97US2V080C16X-*-* | Federally-Regulated Consumer Product | Non-Weatherized, Condensing Ga | 1789 | 274 |  | 05/25/2023 | 52127 | 204032278 | 05/25/2023
Lennox Industries Inc. | AC PRO | 80G1UH060AE12X-* | Federally-Regulated Consumer Product | Non-Weatherized, Non-Condensin | 1277 | 238 |  | 05/25/2023 | 59863 | 204032293 | 05/25/2023
Lennox Industries Inc. | AC PRO | A97US2V060B12X-** | Federally-Regulated Consumer Product | Non-Weatherized, Condensing Ga | 1502 | 261 |  | 05/25/2023 | 38935 | 204032277 | 05/25/2023
Lennox Industries Inc. | AC PRO | 95G1UH040BE12X-* | Federally-Regulated Consumer Product | Non-Weatherized, Condensing Ga | 1288 | 252 |  | 05/25/2023 | 40446 | 204032280 | 05/25/2023
Lennox Industries Inc. | AC PRO | 95G1UH100CE20X-* | Federally-Regulated Consumer Product | Non-Weatherized, Condensing Ga | 1957 | 281 |  | 05/25/2023 | 80908 | 204032283 | 05/25/2023
Lennox Industries Inc. | AC PRO | 80G1UH080BE16X-* | Federally-Regulated Consumer Product | Non-Weatherized, Non-Condensin | 1688 | 256 |  | 05/25/2023 | 79662 | 204032294 | 05/25/2023
Lennox Industries Inc. | AC PRO | A80UH1E100C20X-* | Federally-Regulated Consumer Product | Non-Weatherized, Non-Condensin | 2162 | 277 |  | 05/25/2023 | 100221 | 204032291 | 05/25/2023
Lennox Industries Inc. | AC PRO | A80US2V080C20X-** | Federally-Regulated Consumer Product | Non-Weatherized, Non-Condensin | 2330 | 285 |  | 05/25/2023 | 52501 | 204032287 | 05/25/2023
Lennox Industries Inc. | AC PRO | A97US2V080C20X-*-* | Federally-Regulated Consumer Product | Non-Weatherized, Condensing Ga | 2327 | 297 |  | 05/25/2023 | 51978 | 204032279 | 05/25/2023
Lennox Industries Inc. | AC PRO | A80UH1E040A12X-* | Federally-Regulated Consumer Product | Non-Weatherized, Non-Condensin | 1322 | 240 |  | 05/25/2023 | 40067 | 204032284 | 05/25/2023
Lennox Industries Inc. | AC PRO | A80US2V100C20X-** | Federally-Regulated Consumer Product | Non-Weatherized, Non-Condensin | 2180 | 278 |  | 05/25/2023 | 65611 | 204032288 | 05/25/2023
Lennox Industries Inc. | AC PRO | 95G1UH060BE12X-* | Federally-Regulated Consumer Product | Non-Weatherized, Condensing Ga | 1313 | 253 |  | 05/25/2023 | 60222 | 204032281 | 05/25/2023
Lennox Industries Inc. | AC PRO | A80US2V060A12X-** | Federally-Regulated Consumer Product | Non-Weatherized, Non-Condensin | 1366 | 242 |  | 05/25/2023 | 39546 | 204032285 | 05/25/2023
Lennox Industries Inc. | AC PRO | 80G1UH100CE20X-* | Federally-Regulated Consumer Product | Non-Weatherized, Non-Condensin | 2162 | 277 |  | 05/25/2023 | 100221 | 204032295 | 05/25/2023
Lennox Industries Inc. | AC PRO | A80US2V080B16X-** | Federally-Regulated Consumer Product | Non-Weatherized, Non-Condensin | 1760 | 259 |  | 05/25/2023 | 51919 | 204032286 | 05/25/2023
Lennox Industries Inc. | AC PRO | 95G1UH080CE16X-* | Federally-Regulated Consumer Product | Non-Weatherized, Condensing Ga | 1573 | 264 |  | 05/25/2023 | 60222 | 204032282 | 05/25/2023
Lennox Industries Inc. | AC PRO | A80UH1E060A12X-* | Federally-Regulated Consumer Product | Non-Weatherized, Non-Condensin | 1277 | 238 |  | 05/25/2023 | 59863 | 204032289 | 05/25/2023
Johnson Controls, Inc. | YORK BY JOHNSON CONTROLS | TM9E120D20MP12 | Federally-Regulated Consumer Product | Non-Weatherized, Condensing Ga | 2082 | 281 |  | 05/25/2023 | 121927 | 203324418 | 05/25/2023
Johnson Controls, Inc. | YORK BY JOHNSON CONTROLS | PHG4A300752X4 | Federally-Regulated Consumer Product | Weatherized Non-Condensing Gas | 1378 | 258 |  | 05/25/2023 | 75000 | 206338236 | 05/25/2023
Johnson Controls, Inc. | YORK BY JOHNSON CONTROLS | Y81E100C20SMPS1 | Federally-Regulated Consumer Product | Non-Weatherized, Non-Condensin | 1937 | 266 |  | 05/25/2023 | 99769 | 211900156 | 05/25/2023
Johnson Controls, Inc. | YORK BY JOHNSON CONTROLS | TM9E100C16MP12 | Federally-Regulated Consumer Product | Non-Weatherized, Condensing Ga | 1672 | 263 |  | 05/25/2023 | 99431 | 203324416 | 05/25/2023
Johnson Controls, Inc. | YORK BY JOHNSON CONTROLS | PCG4A240502X4 | Federally-Regulated Consumer Product | Weatherized Non-Condensing Gas | 1157 | 249 |  | 05/25/2023 | 50486 | 206077358 | 05/25/2023
Johnson Controls, Inc. | YORK BY JOHNSON CONTROLS | PHG6B601252X4 | Federally-Regulated Consumer Product | Weatherized Non-Condensing Gas | 1911 | 282 |  | 05/25/2023 | 82710 | 207887374 | 05/25/2023
Johnson Controls, Inc. | YORK BY JOHNSON CONTROLS | YP9C100C16MP13 | Federally-Regulated Consumer Product | Non-Weatherized, Condensing Ga | 1816 | 269 |  | 05/25/2023 | 34745 | 10533810 | 05/25/2023
Johnson Controls, Inc. | YORK BY JOHNSON CONTROLS | PCG4B601252X4 | Federally-Regulated Consumer Product | Weatherized Non-Condensing Gas | 2356 | 301 |  | 05/25/2023 | 124100 | 206077580 | 05/25/2023
Johnson Controls, Inc. | YORK BY JOHNSON CONTROLS | TM9E080C20MP12 | Federally-Regulated Consumer Product | Non-Weatherized, Condensing Ga | 1871 | 272 |  | 05/25/2023 | 78901 | 203324415 | 05/25/2023
Johnson Controls, Inc. | YORK BY JOHNSON CONTROLS | TM9Y040A10MP11 | Federally-Regulated Consumer Product | Non-Weatherized, Condensing Ga | 1080 | 238 |  | 05/25/2023 | 26037 | 8412961 | 05/25/2023
Johnson Controls, Inc. | YORK BY JOHNSON CONTROLS | PCG4A240752X4 | Federally-Regulated Consumer Product | Weatherized Non-Condensing Gas | 1221 | 251 |  | 05/25/2023 | 75841 | 206077368 | 05/25/2023
Johnson Controls, Inc. | YORK BY JOHNSON CONTROLS | TM9E100C20MP12 | Federally-Regulated Consumer Product | Non-Weatherized, Condensing Ga | 2077 | 281 |  | 05/25/2023 | 99242 | 203324417 | 05/25/2023
Johnson Controls, Inc. | YORK BY JOHNSON CONTROLS | TP9C120D20MP13 | Federally-Regulated Consumer Product | Non-Weatherized, Condensing Ga | 2141 | 283 |  | 05/25/2023 | 41869 | 10533801 | 05/25/2023
Johnson Controls, Inc. | YORK BY JOHNSON CONTROLS | PCG4A240502L1 | Federally-Regulated Consumer Product | Weatherized Non-Condensing Gas | 1178 | 250 |  | 05/25/2023 | 50589 | 205962803 | 05/25/2023
Johnson Controls, Inc. | YORK BY JOHNSON CONTROLS | TP9C060B12MP13 | Federally-Regulated Consumer Product | Non-Weatherized, Condensing Ga | 1359 | 250 |  | 05/25/2023 | 21059 | 10533796 | 05/25/2023
Johnson Controls, Inc. | YORK BY JOHNSON CONTROLS | TM9Y080B12MP11 | Federally-Regulated Consumer Product | Non-Weatherized, Condensing Ga | 1336 | 249 |  | 05/25/2023 | 52156 | 8412958 | 05/25/2023
Johnson Controls, Inc. | YORK BY JOHNSON CONTROLS | PHG6B361002X4 | Federally-Regulated Consumer Product | Weatherized Non-Condensing Gas | 1437 | 261 |  | 05/25/2023 | 64860 | 207887371 | 05/25/2023
Johnson Controls, Inc. | YORK BY JOHNSON CONTROLS | Y81E040A12LMPS1 | Federally-Regulated Consumer Product | Non-Weatherized, Non-Condensin | 1353 | 240 |  | 05/25/2023 | 40218 | 211900210 | 05/25/2023
Johnson Controls, Inc. | YORK BY JOHNSON CONTROLS | PCG6A240502X4 | Federally-Regulated Consumer Product | Weatherized Non-Condensing Gas | 1106 | 246 |  | 05/25/2023 | 32930 | 206136935 | 05/25/2023
Johnson Controls, Inc. | YORK BY JOHNSON CONTROLS | J03ZE*10A1******** | Federally-Regulated Consumer Product | Weatherized Non-Condensing Gas | 1591 | 269 |  | 05/25/2023 | 100000 | 203975792 | 05/25/2023
Johnson Controls, Inc. | YORK BY JOHNSON CONTROLS | PHG4A240752X4 | Federally-Regulated Consumer Product | Weatherized Non-Condensing Gas | 1298 | 255 |  | 05/25/2023 | 75357 | 206338229 | 05/25/2023
Johnson Controls, Inc. | YORK BY JOHNSON CONTROLS | PHG4B421002X4 | Federally-Regulated Consumer Product | Weatherized Non-Condensing Gas | 1590 | 268 |  | 05/25/2023 | 98490 | 206338257 | 05/25/2023
Johnson Controls, Inc. | YORK BY JOHNSON CONTROLS | TMLE080C16MP11 | Federally-Regulated Consumer Product | Non-Weatherized, Non-Condensin | 1616 | 248 |  | 05/25/2023 | 79634 | 203489609 | 05/25/2023
Johnson Controls, Inc. | YORK BY JOHNSON CONTROLS | TL8E100C20UH11 | Federally-Regulated Consumer Product | Non-Weatherized, Non-Condensin | 1956 | 263 |  | 05/25/2023 | 100850 | 204463268 | 05/25/2023
Johnson Controls, Inc. | YORK BY JOHNSON CONTROLS | TP9C100C20MP13 | Federally-Regulated Consumer Product | Non-Weatherized, Condensing Ga | 2115 | 282 |  | 05/25/2023 | 35610 | 10533800 | 05/25/2023
Johnson Controls, Inc. | YORK BY JOHNSON CONTROLS | PHG6A240752X4 | Federally-Regulated Consumer Product | Weatherized Non-Condensing Gas | 1176 | 249 |  | 05/25/2023 | 48600 | 207887370 | 05/25/2023
Johnson Controls, Inc. | YORK BY JOHNSON CONTROLS | TL9E080C16UH11 | Federally-Regulated Consumer Product | Non-Weatherized, Condensing Ga | 1604 | 260 |  | 05/25/2023 | 81007 | 203324251 | 05/25/2023
Johnson Controls, Inc. | YORK BY JOHNSON CONTROLS | Y81E080B12SMPS1 | Federally-Regulated Consumer Product | Non-Weatherized, Non-Condensin | 1601 | 251 |  | 05/25/2023 | 80463 | 211900151 | 05/25/2023
Johnson Controls, Inc. | YORK BY JOHNSON CONTROLS | TM9V060B12MP12 | Federally-Regulated Consumer Product | Non-Weatherized, Condensing Ga | 1344 | 249 |  | 05/25/2023 | 40471 | 10533785 | 05/25/2023
Johnson Controls, Inc. | YORK BY JOHNSON CONTROLS | TPLC100C20MP13 | Federally-Regulated Consumer Product | Non-Weatherized, Non-Condensin | 2229 | 274 |  | 05/25/2023 | 48317 | 10533981 | 05/25/2023
Johnson Controls, Inc. | YORK BY JOHNSON CONTROLS | TM8E080B12MP11 | Federally-Regulated Consumer Product | Non-Weatherized, Non-Condensin | 1290 | 234 |  | 05/25/2023 | 79548 | 203324322 | 05/25/2023
Johnson Controls, Inc. | YORK BY JOHNSON CONTROLS | ZE036*10A1******** | Federally-Regulated Consumer Product | Weatherized Non-Condensing Gas | 1591 | 269 |  | 05/25/2023 | 100000 | 203975752 | 05/25/2023
Johnson Controls, Inc. | YORK BY JOHNSON CONTROLS | TM9Y100C20MP11 | Federally-Regulated Consumer Product | Non-Weatherized, Condensing Ga | 1827 | 270 |  | 05/25/2023 | 65485 | 8412956 | 05/25/2023
Johnson Controls, Inc. | YORK BY JOHNSON CONTROLS | TPLC120C20MP13 | Federally-Regulated Consumer Product | Non-Weatherized, Non-Condensin | 2162 | 272 |  | 05/25/2023 | 59868 | 10533806 | 05/25/2023
Johnson Controls, Inc. | YORK BY JOHNSON CONTROLS | TM8E040A12MP11 | Federally-Regulated Consumer Product | Non-Weatherized, Non-Condensin | 1303 | 235 |  | 05/25/2023 | 39958 | 203324320 | 05/25/2023
Johnson Controls, Inc. | YORK BY JOHNSON CONTROLS | Y81E060A12LMPS1 | Federally-Regulated Consumer Product | Non-Weatherized, Non-Condensin | 1336 | 240 |  | 05/25/2023 | 60538 | 211900211 | 05/25/2023
Johnson Controls, Inc. | YORK BY JOHNSON CONTROLS | PCG4B600652L1 | Federally-Regulated Consumer Product | Weatherized Non-Condensing Gas | 2399 | 303 |  | 05/25/2023 | 65483 | 205962806 | 05/25/2023
Johnson Controls, Inc. | YORK BY JOHNSON CONTROLS | PCG4B480652L1 | Federally-Regulated Consumer Product | Weatherized Non-Condensing Gas | 2004 | 286 |  | 05/25/2023 | 65012 | 205962805 | 05/25/2023
Johnson Controls, Inc. | YORK BY JOHNSON CONTROLS | J04ZE*07A1******** | Federally-Regulated Consumer Product | Weatherized Non-Condensing Gas | 2163 | 294 |  | 05/25/2023 | 75000 | 203975793 | 05/25/2023
Johnson Controls, Inc. | YORK BY JOHNSON CONTROLS | TPLC080B12MP13 | Federally-Regulated Consumer Product | Non-Weatherized, Non-Condensin | 1599 | 247 |  | 05/25/2023 | 40519 | 10533803 | 05/25/2023
Johnson Controls, Inc. | YORK BY JOHNSON CONTROLS | PCG4B481002X4 | Federally-Regulated Consumer Product | Weatherized Non-Condensing Gas | 1965 | 284 |  | 05/25/2023 | 99130 | 206077552 | 05/25/2023
Johnson Controls, Inc. | YORK BY JOHNSON CONTROLS | TPLC100C16MP13 | Federally-Regulated Consumer Product | Non-Weatherized, Non-Condensin | 1706 | 252 |  | 05/25/2023 | 50511 | 10533805 | 05/25/2023
Johnson Controls, Inc. | YORK BY JOHNSON CONTROLS | TM8E130D20MP11 | Federally-Regulated Consumer Product | Non-Weatherized, Non-Condensin | 2178 | 272 |  | 05/25/2023 | 130606 | 203324330 | 05/25/2023
Johnson Controls, Inc. | YORK BY JOHNSON CONTROLS | TM8V080C16MP12 | Federally-Regulated Consumer Product | Non-Weatherized, Non-Condensin | 1715 | 252 |  | 05/25/2023 | 52202 | 10533780 | 05/25/2023
Johnson Controls, Inc. | YORK BY JOHNSON CONTROLS | TM8V060A12MP12 | Federally-Regulated Consumer Product | Non-Weatherized, Non-Condensin | 1387 | 238 |  | 05/25/2023 | 39193 | 10533778 | 05/25/2023
Johnson Controls, Inc. | YORK BY JOHNSON CONTROLS | PCG4A420752X4 | Federally-Regulated Consumer Product | Weatherized Non-Condensing Gas | 2008 | 286 |  | 05/25/2023 | 74590 | 206077429 | 05/25/2023
Johnson Controls, Inc. | YORK BY JOHNSON CONTROLS | PCG6B481252X4 | Federally-Regulated Consumer Product | Weatherized Non-Condensing Gas | 1911 | 282 |  | 05/25/2023 | 82020 | 206136970 | 05/25/2023
Johnson Controls, Inc. | YORK BY JOHNSON CONTROLS | Y81E100B12SMPS1 | Federally-Regulated Consumer Product | Non-Weatherized, Non-Condensin | 1557 | 249 |  | 05/25/2023 | 100520 | 211900154 | 05/25/2023
Johnson Controls, Inc. | YORK BY JOHNSON CONTROLS | Y81E120C20SMPS1 | Federally-Regulated Consumer Product | Non-Weatherized, Non-Condensin | 1968 | 267 |  | 05/25/2023 | 119627 | 211900158 | 05/25/2023
Johnson Controls, Inc. | YORK BY JOHNSON CONTROLS | PHG4B361002X4 | Federally-Regulated Consumer Product | Weatherized Non-Condensing Gas | 1564 | 266 |  | 05/25/2023 | 99580 | 206338243 | 05/25/2023
Johnson Controls, Inc. | YORK BY JOHNSON CONTROLS | TMLE120C16MP11 | Federally-Regulated Consumer Product | Non-Weatherized, Non-Condensin | 1719 | 252 |  | 05/25/2023 | 118964 | 203489639 | 05/25/2023
Johnson Controls, Inc. | YORK BY JOHNSON CONTROLS | YP9C080C16MP13 | Federally-Regulated Consumer Product | Non-Weatherized, Condensing Ga | 1794 | 268 |  | 05/25/2023 | 29263 | 10533809 | 05/25/2023
Johnson Controls, Inc. | YORK BY JOHNSON CONTROLS | TL8E080C16UH11 | Federally-Regulated Consumer Product | Non-Weatherized, Non-Condensin | 1616 | 248 |  | 05/25/2023 | 79486 | 203324240 | 05/25/2023
Johnson Controls, Inc. | YORK BY JOHNSON CONTROLS | TM8E060A12MP11 | Federally-Regulated Consumer Product | Non-Weatherized, Non-Condensin | 1311 | 235 |  | 05/25/2023 | 60267 | 203324321 | 05/25/2023
Johnson Controls, Inc. | YORK BY JOHNSON CONTROLS | TM9V120D20MP12 | Federally-Regulated Consumer Product | Non-Weatherized, Condensing Ga | 2284 | 290 |  | 05/25/2023 | 78422 | 10533790 | 05/25/2023
Johnson Controls, Inc. | YORK BY JOHNSON CONTROLS | PCG4A360502X4 | Federally-Regulated Consumer Product | Weatherized Non-Condensing Gas | 1645 | 270 |  | 05/25/2023 | 50100 | 206077399 | 05/25/2023
Johnson Controls, Inc. | YORK BY JOHNSON CONTROLS | PCG6A240752X4 | Federally-Regulated Consumer Product | Weatherized Non-Condensing Gas | 1137 | 248 |  | 05/25/2023 | 49870 | 206136942 | 05/25/2023
Johnson Controls, Inc. | YORK BY JOHNSON CONTROLS | PCG6A361002X4 | Federally-Regulated Consumer Product | Weatherized Non-Condensing Gas | 1620 | 269 |  | 05/25/2023 | 64980 | 206168425 | 05/25/2023
Johnson Controls, Inc. | YORK BY JOHNSON CONTROLS | PCG4A300752X4 | Federally-Regulated Consumer Product | Weatherized Non-Condensing Gas | 1418 | 260 |  | 05/25/2023 | 75070 | 206077390 | 05/25/2023
Johnson Controls, Inc. | YORK BY JOHNSON CONTROLS | Y81E080C16SMPS1 | Federally-Regulated Consumer Product | Non-Weatherized, Non-Condensin | 1687 | 255 |  | 05/25/2023 | 79867 | 211900152 | 05/25/2023
Johnson Controls, Inc. | YORK BY JOHNSON CONTROLS | Y81E130D20SMPS1 | Federally-Regulated Consumer Product | Non-Weatherized, Non-Condensin | 2041 | 270 |  | 05/25/2023 | 131773 | 211900159 | 05/25/2023
Johnson Controls, Inc. | YORK BY JOHNSON CONTROLS | PHG6B481002X4 | Federally-Regulated Consumer Product | Weatherized Non-Condensing Gas | 1694 | 272 |  | 05/25/2023 | 65340 | 207887372 | 05/25/2023
Johnson Controls, Inc. | YORK BY JOHNSON CONTROLS | Y81E080B12LMPS1 | Federally-Regulated Consumer Product | Non-Weatherized, Non-Condensin | 1601 | 251 |  | 05/25/2023 | 80463 | 211900212 | 05/25/2023
Johnson Controls, Inc. | YORK BY JOHNSON CONTROLS | TM9Y080C16MP11 | Federally-Regulated Consumer Product | Non-Weatherized, Condensing Ga | 1404 | 252 |  | 05/25/2023 | 52617 | 8412959 | 05/25/2023
Johnson Controls, Inc. | YORK BY JOHNSON CONTROLS | TM8V120C20MP12 | Federally-Regulated Consumer Product | Non-Weatherized, Non-Condensin | 2418 | 283 |  | 05/25/2023 | 78381 | 10533783 | 05/25/2023
Johnson Controls, Inc. | YORK BY JOHNSON CONTROLS | TM8V100C16MP12 | Federally-Regulated Consumer Product | Non-Weatherized, Non-Condensin | 1931 | 262 |  | 05/25/2023 | 65180 | 10533781 | 05/25/2023
Johnson Controls, Inc. | YORK BY JOHNSON CONTROLS | Y81E130D20LMPS1 | Federally-Regulated Consumer Product | Non-Weatherized, Non-Condensin | 2041 | 270 |  | 05/25/2023 | 131773 | 211900220 | 05/25/2023
Johnson Controls, Inc. | YORK BY JOHNSON CONTROLS | PCG4A360752X4 | Federally-Regulated Consumer Product | Weatherized Non-Condensing Gas | 1506 | 264 |  | 05/25/2023 | 74580 | 206077410 | 05/25/2023
Johnson Controls, Inc. | YORK BY JOHNSON CONTROLS | TM9V080C16MP12 | Federally-Regulated Consumer Product | Non-Weatherized, Condensing Ga | 1918 | 274 |  | 05/25/2023 | 52257 | 10533787 | 05/25/2023
Johnson Controls, Inc. | YORK BY JOHNSON CONTROLS | PCG4A361002X4 | Federally-Regulated Consumer Product | Weatherized Non-Condensing Gas | 1579 | 267 |  | 05/25/2023 | 99090 | 206077420 | 05/25/2023
Johnson Controls, Inc. | YORK BY JOHNSON CONTROLS | TM9Y120D20MP11 | Federally-Regulated Consumer Product | Non-Weatherized, Condensing Ga | 1931 | 274 |  | 05/25/2023 | 78281 | 8412955 | 05/25/2023
Johnson Controls, Inc. | YORK BY JOHNSON CONTROLS | TM8Y080C16MP11 | Federally-Regulated Consumer Product | Non-Weatherized, Non-Condensin | 1628 | 249 |  | 05/25/2023 | 51991 | 8412953 | 05/25/2023
Johnson Controls, Inc. | YORK BY JOHNSON CONTROLS | TP9C080B12MP13 | Federally-Regulated Consumer Product | Non-Weatherized, Condensing Ga | 1425 | 253 |  | 05/25/2023 | 30285 | 10533797 | 05/25/2023
Johnson Controls, Inc. | YORK BY JOHNSON CONTROLS | TPLC060A12MP13 | Federally-Regulated Consumer Product | Non-Weatherized, Non-Condensin | 1330 | 236 |  | 05/25/2023 | 30082 | 10533802 | 05/25/2023
Johnson Controls, Inc. | YORK BY JOHNSON CONTROLS | PCG6B480652X4 | Federally-Regulated Consumer Product | Weatherized Non-Condensing Gas | 1912 | 282 |  | 05/25/2023 | 42790 | 206136956 | 05/25/2023
Johnson Controls, Inc. | YORK BY JOHNSON CONTROLS | YPLC080C16MP13 | Federally-Regulated Consumer Product | Non-Weatherized, Non-Condensin | 1657 | 250 |  | 05/25/2023 | 38933 | 10533815 | 05/25/2023
Johnson Controls, Inc. | YORK BY JOHNSON CONTROLS | PCG4B480652X4 | Federally-Regulated Consumer Product | Weatherized Non-Condensing Gas | 1990 | 285 |  | 05/25/2023 | 65280 | 206077545 | 05/25/2023
Johnson Controls, Inc. | YORK BY JOHNSON CONTROLS | TM8E120C20MP11 | Federally-Regulated Consumer Product | Non-Weatherized, Non-Condensin | 2201 | 273 |  | 05/25/2023 | 119730 | 203324329 | 05/25/2023
Johnson Controls, Inc. | YORK BY JOHNSON CONTROLS | TM8E120C16MP11 | Federally-Regulated Consumer Product | Non-Weatherized, Non-Condensin | 1719 | 252 |  | 05/25/2023 | 118964 | 203324328 | 05/25/2023
Johnson Controls, Inc. | YORK BY JOHNSON CONTROLS | PCG4A421002X4 | Federally-Regulated Consumer Product | Weatherized Non-Condensing Gas | 1919 | 282 |  | 05/25/2023 | 99730 | 206077439 | 05/25/2023
Johnson Controls, Inc. | YORK BY JOHNSON CONTROLS | PCG6B601002X4 | Federally-Regulated Consumer Product | Weatherized Non-Condensing Gas | 2182 | 294 |  | 05/25/2023 | 65270 | 206136984 | 05/25/2023
Johnson Controls, Inc. | YORK BY JOHNSON CONTROLS | TM8V080B12MP12 | Federally-Regulated Consumer Product | Non-Weatherized, Non-Condensin | 1479 | 242 |  | 05/25/2023 | 51960 | 10533779 | 05/25/2023
Johnson Controls, Inc. | YORK BY JOHNSON CONTROLS | TM9Y060B12MP11 | Federally-Regulated Consumer Product | Non-Weatherized, Condensing Ga | 1273 | 246 |  | 05/25/2023 | 38955 | 8412957 | 05/25/2023
Johnson Controls, Inc. | YORK BY JOHNSON CONTROLS | PCG4B601002X4 | Federally-Regulated Consumer Product | Weatherized Non-Condensing Gas | 2310 | 299 |  | 05/25/2023 | 99590 | 206077573 | 05/25/2023
Johnson Controls, Inc. | YORK BY JOHNSON CONTROLS | Y81E080C16LMPS1 | Federally-Regulated Consumer Product | Non-Weatherized, Non-Condensin | 1687 | 255 |  | 05/25/2023 | 79867 | 211900213 | 05/25/2023
Johnson Controls, Inc. | YORK BY JOHNSON CONTROLS | PCG4B481252X4 | Federally-Regulated Consumer Product | Weatherized Non-Condensing Gas | 2013 | 286 |  | 05/25/2023 | 125150 | 206077559 | 05/25/2023
Johnson Controls, Inc. | YORK BY JOHNSON CONTROLS | TM8Y060A12MP11 | Federally-Regulated Consumer Product | Non-Weatherized, Non-Condensin | 1332 | 236 |  | 05/25/2023 | 39003 | 8412954 | 05/25/2023
Johnson Controls, Inc. | YORK BY JOHNSON CONTROLS | TM8Y100C16MP11 | Federally-Regulated Consumer Product | Non-Weatherized, Non-Condensin | 1600 | 247 |  | 05/25/2023 | 65143 | 8412950 | 05/25/2023
Johnson Controls, Inc. | YORK BY JOHNSON CONTROLS | TM9E080B12MP12 | Federally-Regulated Consumer Product | Non-Weatherized, Condensing Ga | 1468 | 254 |  | 05/25/2023 | 80561 | 203324413 | 05/25/2023
Johnson Controls, Inc. | YORK BY JOHNSON CONTROLS | TM9E040A10MP12 | Federally-Regulated Consumer Product | Non-Weatherized, Condensing Ga | 1058 | 237 |  | 05/25/2023 | 39882 | 203324410 | 05/25/2023
Johnson Controls, Inc. | YORK BY JOHNSON CONTROLS | TP9C100C16MP13 | Federally-Regulated Consumer Product | Non-Weatherized, Condensing Ga | 1816 | 269 |  | 05/25/2023 | 34745 | 10533799 | 05/25/2023
Johnson Controls, Inc. | YORK BY JOHNSON CONTROLS | TM8E080C16MP11 | Federally-Regulated Consumer Product | Non-Weatherized, Non-Condensin | 1616 | 248 |  | 05/25/2023 | 79634 | 203324323 | 05/25/2023
Johnson Controls, Inc. | YORK BY JOHNSON CONTROLS | TM9V100C16MP12 | Federally-Regulated Consumer Product | Non-Weatherized, Condensing Ga | 1806 | 269 |  | 05/25/2023 | 64540 | 10533788 | 05/25/2023
Carrier Corp. - Indianapolis | Arcoaire | N96MSN0801716A*D | Federally-Regulated Consumer Product | Non-Weatherized, Condensing Ga | 1671 | 269 |  | 05/25/2023 | 79335 | 211779323 | 05/25/2023
Carrier Corp. - Indianapolis | Arcoaire | N95MSU0401712A | Federally-Regulated Consumer Product | Non-Weatherized, Condensing Ga | 1244 | 250 |  | 05/25/2023 | 40132 | 211781269 | 05/25/2023
Carrier Corp. - Indianapolis | Arcoaire | PGD460090K**0G* | Federally-Regulated Consumer Product | Weatherized Non-Condensing Gas | 2222 | 297 |  | 05/25/2023 | 90150 | 204037501 | 05/25/2023
Carrier Corp. - Indianapolis | Arcoaire | PGD424040K**1G* | Federally-Regulated Consumer Product | Weatherized Non-Condensing Gas | 1217 | 253 |  | 05/25/2023 | 40800 | 204037504 | 05/25/2023
Carrier Corp. - Indianapolis | Arcoaire | PDD460130K**1K* | Federally-Regulated Consumer Product | Weatherized Non-Condensing Gas | 2038 | 289 |  | 05/25/2023 | 126976 | 212038600 | 05/25/2023
Carrier Corp. - Indianapolis | Arcoaire | N80MSN0451714A | Federally-Regulated Consumer Product | Non-Weatherized, Non-Condensin | 1343 | 241 |  | 05/25/2023 | 43896 | 211779925 | 05/25/2023
Carrier Corp. - Indianapolis | Arcoaire | N96MSN0401410A | Federally-Regulated Consumer Product | Non-Weatherized, Condensing Ga | 1017 | 240 |  | 05/25/2023 | 40102 | 211779170 | 05/25/2023
Carrier Corp. - Indianapolis | Arcoaire | N80MSU1002120A | Federally-Regulated Consumer Product | Non-Weatherized, Non-Condensin | 2444 | 290 |  | 05/25/2023 | 99795 | 211781257 | 05/25/2023
Carrier Corp. - Indianapolis | Arcoaire | N92MSN0801716A* | Federally-Regulated Consumer Product | Mobile Home Non-Weatherized, C | 1845 | 276 |  | 05/25/2023 | 80520 | 211778925 | 05/25/2023
Carrier Corp. - Indianapolis | Arcoaire | N80VSL0702120A | Federally-Regulated Consumer Product | Non-Weatherized, Non-Condensin | 2147 | 275 |  | 05/25/2023 | 65668 | 204278324 | 05/25/2023
Carrier Corp. - Indianapolis | Arcoaire | N92MSN0601714A* | Federally-Regulated Consumer Product | Mobile Home Non-Weatherized, C | 1381 | 256 |  | 05/25/2023 | 60143 | 211778907 | 05/25/2023
Carrier Corp. - Indianapolis | Arcoaire | N80MSL1102120A* | Federally-Regulated Consumer Product | Non-Weatherized, Non-Condensin | 2444 | 290 |  | 05/25/2023 | 110371 | 211780166 | 05/25/2023
Carrier Corp. - Indianapolis | Arcoaire | N92MSN0601412A* | Federally-Regulated Consumer Product | Mobile Home Non-Weatherized, C | 1277 | 251 |  | 05/25/2023 | 60142 | 211778889 | 05/25/2023
Carrier Corp. - Indianapolis | Arcoaire | PDD460115K**0K* | Federally-Regulated Consumer Product | Weatherized Non-Condensing Gas | 2156 | 294 |  | 05/25/2023 | 115163 | 212038595 | 05/25/2023
Carrier Corp. - Indianapolis | Arcoaire | N95ESN0401712A**D | Federally-Regulated Consumer Product | Mobile Home Non-Weatherized, C | 998 | 239 |  | 05/25/2023 | 40139 | 203360642 | 05/25/2023
Carrier Corp. - Indianapolis | Arcoaire | N80MSN0902420A | Federally-Regulated Consumer Product | Non-Weatherized, Non-Condensin | 2131 | 276 |  | 05/25/2023 | 87422 | 211779932 | 05/25/2023
Carrier Corp. - Indianapolis | Arcoaire | N80MSL1552420A* | Federally-Regulated Consumer Product | Non-Weatherized, Non-Condensin | 2004 | 270 |  | 05/25/2023 | 153757 | 211780169 | 05/25/2023
Carrier Corp. - Indianapolis | Arcoaire | F80CTL0902120A* | Federally-Regulated Consumer Product | Non-Weatherized, Non-Condensin | 2488 | 291 |  | 05/25/2023 | 57811 | 203358958 | 05/25/2023
Carrier Corp. - Indianapolis | Arcoaire | N96MSN0401712A | Federally-Regulated Consumer Product | Non-Weatherized, Condensing Ga | 1097 | 243 |  | 05/25/2023 | 40216 | 211779206 | 05/25/2023
Carrier Corp. - Indianapolis | Arcoaire | N96MSN0601412A**D | Federally-Regulated Consumer Product | Mobile Home Non-Weatherized, C | 1218 | 249 |  | 05/25/2023 | 60319 | 211779260 | 05/25/2023
Carrier Corp. - Indianapolis | Arcoaire | N95MSU1002120A | Federally-Regulated Consumer Product | Non-Weatherized, Condensing Ga | 2049 | 285 |  | 05/25/2023 | 100109 | 211781302 | 05/25/2023
Carrier Corp. - Indianapolis | Arcoaire | N96MSN0601716A**D | Federally-Regulated Consumer Product | Mobile Home Non-Weatherized, C | 1611 | 266 |  | 05/25/2023 | 59946 | 211779296 | 05/25/2023
Carrier Corp. - Indianapolis | Arcoaire | PDD430060K**1K* | Federally-Regulated Consumer Product | Weatherized Non-Condensing Gas | 1118 | 248 |  | 05/25/2023 | 60738 | 210589529 | 05/25/2023
Carrier Corp. - Indianapolis | Arcoaire | N80MSL1102120A | Federally-Regulated Consumer Product | Non-Weatherized, Non-Condensin | 2444 | 290 |  | 05/25/2023 | 110371 | 211780051 | 05/25/2023
Carrier Corp. - Indianapolis | Arcoaire | N92MSN0601412A | Federally-Regulated Consumer Product | Non-Weatherized, Condensing Ga | 1277 | 251 |  | 05/25/2023 | 60142 | 211778880 | 05/25/2023
Carrier Corp. - Indianapolis | Arcoaire | PGS460115K**0G* | Federally-Regulated Consumer Product | Weatherized Non-Condensing Gas | 2187 | 295 |  | 05/25/2023 | 115163 | 204037528 | 05/25/2023
Carrier Corp. - Indianapolis | Arcoaire | N95MSU0802120A | Federally-Regulated Consumer Product | Non-Weatherized, Condensing Ga | 2132 | 289 |  | 05/25/2023 | 80309 | 211781291 | 05/25/2023
Carrier Corp. - Indianapolis | Arcoaire | N80MSL0451412A* | Federally-Regulated Consumer Product | Non-Weatherized, Non-Condensin | 1161 | 233 |  | 05/25/2023 | 44099 | 211780158 | 05/25/2023
Carrier Corp. - Indianapolis | Arcoaire | N92MSN0401412A* | Federally-Regulated Consumer Product | Mobile Home Non-Weatherized, C | 1089 | 243 |  | 05/25/2023 | 39846 | 211778853 | 05/25/2023
Carrier Corp. - Indianapolis | Arcoaire | N96MSN0801716A**D | Federally-Regulated Consumer Product | Mobile Home Non-Weatherized, C | 1671 | 269 |  | 05/25/2023 | 79335 | 211779314 | 05/25/2023
Carrier Corp. - Indianapolis | Arcoaire | N80MSL0902120A | Federally-Regulated Consumer Product | Non-Weatherized, Non-Condensin | 2438 | 289 |  | 05/25/2023 | 88368 | 211780050 | 05/25/2023
Carrier Corp. - Indianapolis | Arcoaire | N96MSN0801716A* | Federally-Regulated Consumer Product | Mobile Home Non-Weatherized, C | 1671 | 269 |  | 05/25/2023 | 79335 | 211780737 | 05/25/2023
Carrier Corp. - Indianapolis | Arcoaire | F80CTL0702120A | Federally-Regulated Consumer Product | Non-Weatherized, Non-Condensin | 2239 | 281 |  | 05/25/2023 | 43857 | 203358861 | 05/25/2023
Carrier Corp. - Indianapolis | Arcoaire | F80CTL0701716A | Federally-Regulated Consumer Product | Non-Weatherized, Non-Condensin | 1458 | 246 |  | 05/25/2023 | 43592 | 203358860 | 05/25/2023
Carrier Corp. - Indianapolis | Arcoaire | F80CTL0451712A | Federally-Regulated Consumer Product | Non-Weatherized, Non-Condensin | 1379 | 243 |  | 05/25/2023 | 29039 | 203358858 | 05/25/2023
Carrier Corp. - Indianapolis | Arcoaire | N80MSL0901714A* | Federally-Regulated Consumer Product | Non-Weatherized, Non-Condensin | 1592 | 252 |  | 05/25/2023 | 88547 | 211780163 | 05/25/2023
Carrier Corp. - Indianapolis | Arcoaire | F80CTL1352422A* | Federally-Regulated Consumer Product | Non-Weatherized, Non-Condensin | 2422 | 287 |  | 05/25/2023 | 87787 | 203358960 | 05/25/2023
Carrier Corp. - Indianapolis | Arcoaire | N80MSL0701412A | Federally-Regulated Consumer Product | Non-Weatherized, Non-Condensin | 1170 | 233 |  | 05/25/2023 | 65912 | 211780045 | 05/25/2023
Carrier Corp. - Indianapolis | Arcoaire | N80MSN1102120A | Federally-Regulated Consumer Product | Non-Weatherized, Non-Condensin | 2444 | 290 |  | 05/25/2023 | 110371 | 211779933 | 05/25/2023
Carrier Corp. - Indianapolis | Arcoaire | N92MSN1002120A | Federally-Regulated Consumer Product | Non-Weatherized, Condensing Ga | 1931 | 280 |  | 05/25/2023 | 100411 | 211778952 | 05/25/2023
Carrier Corp. - Indianapolis | Arcoaire | N80MSN0701412A | Federally-Regulated Consumer Product | Non-Weatherized, Non-Condensin | 1170 | 233 |  | 05/25/2023 | 65912 | 211779926 | 05/25/2023
Carrier Corp. - Indianapolis | Arcoaire | N80MSL0701712A* | Federally-Regulated Consumer Product | Non-Weatherized, Non-Condensin | 1209 | 235 |  | 05/25/2023 | 65992 | 211780161 | 05/25/2023
Carrier Corp. - Indianapolis | Arcoaire | N80VSL0702120A* | Federally-Regulated Consumer Product | Non-Weatherized, Non-Condensin | 2147 | 275 |  | 05/25/2023 | 65668 | 204278390 | 05/25/2023
Carrier Corp. - Indianapolis | Arcoaire | N80MSN0701716A | Federally-Regulated Consumer Product | Non-Weatherized, Non-Condensin | 1776 | 260 |  | 05/25/2023 | 65952 | 211780352 | 05/25/2023
Carrier Corp. - Indianapolis | Arcoaire | N80VSL0451716A | Federally-Regulated Consumer Product | Non-Weatherized, Non-Condensin | 1431 | 244 |  | 05/25/2023 | 44106 | 204278322 | 05/25/2023
Carrier Corp. - Indianapolis | Arcoaire | N80MSL0451714A* | Federally-Regulated Consumer Product | Non-Weatherized, Non-Condensin | 1343 | 241 |  | 05/25/2023 | 43896 | 211780159 | 05/25/2023
Carrier Corp. - Indianapolis | Arcoaire | F80CTL1102120A* | Federally-Regulated Consumer Product | Non-Weatherized, Non-Condensin | 2281 | 282 |  | 05/25/2023 | 72565 | 203358959 | 05/25/2023
Carrier Corp. - Indianapolis | Arcoaire | F80CTL0901716A | Federally-Regulated Consumer Product | Non-Weatherized, Non-Condensin | 1632 | 254 |  | 05/25/2023 | 58169 | 203358862 | 05/25/2023
Carrier Corp. - Indianapolis | Arcoaire | N95ESN1002120A*D | Federally-Regulated Consumer Product | Non-Weatherized, Condensing Ga | 2102 | 287 |  | 05/25/2023 | 99999 | 203360810 | 05/25/2023
Carrier Corp. - Indianapolis | Arcoaire | N92MSN0401712A | Federally-Regulated Consumer Product | Non-Weatherized, Condensing Ga | 1092 | 243 |  | 05/25/2023 | 39895 | 211778862 | 05/25/2023
Carrier Corp. - Indianapolis | Arcoaire | PGR548090K**1G* | Federally-Regulated Consumer Product | Weatherized Non-Condensing Gas | 1918 | 283 |  | 05/25/2023 | 58473 | 204037565 | 05/25/2023
Carrier Corp. - Indianapolis | Arcoaire | N80MSU0802120A | Federally-Regulated Consumer Product | Non-Weatherized, Non-Condensin | 2436 | 289 |  | 05/25/2023 | 80342 | 211781354 | 05/25/2023
Carrier Corp. - Indianapolis | Arcoaire | N80MSU0401712A | Federally-Regulated Consumer Product | Non-Weatherized, Non-Condensin | 1440 | 245 |  | 05/25/2023 | 40185 | 211781241 | 05/25/2023
Carrier Corp. - Indianapolis | Arcoaire | N80ESN1102120A | Federally-Regulated Consumer Product | Non-Weatherized, Non-Condensin | 2177 | 278 |  | 05/25/2023 | 110527 | 203359706 | 05/25/2023
Carrier Corp. - Indianapolis | Arcoaire | F80CTL0902120A | Federally-Regulated Consumer Product | Non-Weatherized, Non-Condensin | 2488 | 291 |  | 05/25/2023 | 57811 | 203358863 | 05/25/2023
Carrier Corp. - Indianapolis | Arcoaire | N96MSN0801716A | Federally-Regulated Consumer Product | Non-Weatherized, Condensing Ga | 1671 | 269 |  | 05/25/2023 | 79335 | 211780728 | 05/25/2023
Carrier Corp. - Indianapolis | Arcoaire | PDD460115K**1K* | Federally-Regulated Consumer Product | Weatherized Non-Condensing Gas | 2156 | 294 |  | 05/25/2023 | 115163 | 212038599 | 05/25/2023
Carrier Corp. - Indianapolis | Arcoaire | F80CTL1352422A | Federally-Regulated Consumer Product | Non-Weatherized, Non-Condensin | 2422 | 287 |  | 05/25/2023 | 87787 | 203358865 | 05/25/2023
Carrier Corp. - Indianapolis | Arcoaire | PDD460115K**0G* | Federally-Regulated Consumer Product | Weatherized Non-Condensing Gas | 2187 | 295 |  | 05/25/2023 | 115163 | 204037450 | 05/25/2023
Carrier Corp. - Indianapolis | Arcoaire | N92MSN1002120A* | Federally-Regulated Consumer Product | Mobile Home Non-Weatherized, C | 1931 | 280 |  | 05/25/2023 | 100411 | 211778961 | 05/25/2023
Carrier Corp. - Indianapolis | Arcoaire | N80ESL0451712A | Federally-Regulated Consumer Product | Non-Weatherized, Non-Condensin | 1206 | 235 |  | 05/25/2023 | 44058 | 203360015 | 05/25/2023
Carrier Corp. - Indianapolis | Arcoaire | N96MSN1202422A* | Federally-Regulated Consumer Product | Mobile Home Non-Weatherized, C | 2308 | 297 |  | 05/25/2023 | 119661 | 211779449 | 05/25/2023
Carrier Corp. - Indianapolis | Arcoaire | N96MSN0601716A* | Federally-Regulated Consumer Product | Mobile Home Non-Weatherized, C | 1611 | 266 |  | 05/25/2023 | 59946 | 211779287 | 05/25/2023
Carrier Corp. - Indianapolis | Arcoaire | N96MSN0601716A*D | Federally-Regulated Consumer Product | Non-Weatherized, Condensing Ga | 1611 | 266 |  | 05/25/2023 | 59946 | 211779305 | 05/25/2023
Carrier Corp. - Indianapolis | Arcoaire | N80MSN0702116A | Federally-Regulated Consumer Product | Non-Weatherized, Non-Condensin | 1949 | 268 |  | 05/25/2023 | 66143 | 211779928 | 05/25/2023
Nordyne, LLC | Moss Mechanical | FG7SC-072D-T24BP | Federally-Regulated Consumer Product | Non-Weatherized, Condensing Ga | 1603 | 266 |  | 05/25/2023 | 71640 | 208105442 | 05/25/2023
Nordyne, LLC | Moss Mechanical | KG7TN-060D-E24BP | Federally-Regulated Consumer Product | Non-Weatherized, Condensing Ga | 1304 | 252 |  | 05/25/2023 | 39517 | 208105478 | 05/25/2023
Nordyne, LLC | Moss Mechanical | R8GE-036K096C1 | Federally-Regulated Consumer Product | Weatherized Non-Condensing Gas | 1704 | 274 |  | 05/25/2023 | 97452 | 208105406 | 05/25/2023
Nordyne, LLC | Moss Mechanical | R8GE-X60K100U1 | Federally-Regulated Consumer Product | Weatherized Non-Condensing Gas | 2041 | 289 |  | 05/25/2023 | 101000 | 208105432 | 05/25/2023
Nordyne, LLC | Moss Mechanical | R104GD-024K045C | Federally-Regulated Consumer Product | Weatherized Non-Condensing Gas | 1024 | 244 |  | 05/25/2023 | 45216 | 209335224 | 05/25/2023
Nordyne, LLC | Moss Mechanical | R104GD-030K045C | Federally-Regulated Consumer Product | Weatherized Non-Condensing Gas | 1024 | 244 |  | 05/25/2023 | 45216 | 209335227 | 05/25/2023
Nordyne, LLC | Moss Mechanical | FG7SC-072*-T35C* | Federally-Regulated Consumer Product | Non-Weatherized, Condensing Ga | 1360 | 255 |  | 05/25/2023 | 72522 | 208105421 | 05/25/2023
Nordyne, LLC | Moss Mechanical | FG8SD-050U-T23A* | Federally-Regulated Consumer Product | Non-Weatherized, Condensing Ga | 1446 | 259 |  | 05/25/2023 | 50148 | 208105424 | 05/25/2023
Nordyne, LLC | Moss Mechanical | R8GE-X60K120C1 | Federally-Regulated Consumer Product | Weatherized Non-Condensing Gas | 2073 | 290 |  | 05/25/2023 | 119379 | 208105404 | 05/25/2023
Nordyne, LLC | Moss Mechanical | KG7TN-100D-E35CP | Federally-Regulated Consumer Product | Non-Weatherized, Condensing Ga | 1711 | 270 |  | 05/25/2023 | 65214 | 208105472 | 05/25/2023
Nordyne, LLC | Moss Mechanical | R104GD-036K096C | Federally-Regulated Consumer Product | Weatherized Non-Condensing Gas | 1725 | 275 |  | 05/25/2023 | 97452 | 209335231 | 05/25/2023
Nordyne, LLC | Moss Mechanical | FG7SA-054C-T23AP | Federally-Regulated Consumer Product | Non-Weatherized, Non-Condensin | 1278 | 238 |  | 05/25/2023 | 52950 | 208105441 | 05/25/2023
Nordyne, LLC | Moss Mechanical | KG7TA-060C-E23AP | Federally-Regulated Consumer Product | Non-Weatherized, Non-Condensin | 1266 | 238 |  | 05/25/2023 | 39577 | 208105459 | 05/25/2023
Nordyne, LLC | Moss Mechanical | FG7TN-080D-V35CP | Federally-Regulated Consumer Product | Non-Weatherized, Condensing Ga | 1785 | 274 |  | 05/25/2023 | 52907 | 208105471 | 05/25/2023
Nordyne, LLC | Moss Mechanical | R104GD-048K120C | Federally-Regulated Consumer Product | Weatherized Non-Condensing Gas | 1526 | 266 |  | 05/25/2023 | 121831 | 209335236 | 05/25/2023
Nordyne, LLC | Moss Mechanical | FG8SA-100U-T35CP | Federally-Regulated Consumer Product | Non-Weatherized, Non-Condensin | 2074 | 273 |  | 05/25/2023 | 101891 | 208105436 | 05/25/2023
Nordyne, LLC | Moss Mechanical | R8GE-042K072C1 | Federally-Regulated Consumer Product | Weatherized Non-Condensing Gas | 1817 | 279 |  | 05/25/2023 | 72195 | 208105407 | 05/25/2023
Nordyne, LLC | Moss Mechanical | FG8SA-055U-T23AP | Federally-Regulated Consumer Product | Non-Weatherized, Non-Condensin | 1100 | 230 |  | 05/25/2023 | 54989 | 208105438 | 05/25/2023
Nordyne, LLC | Moss Mechanical | R8GE-X60K096C1 | Federally-Regulated Consumer Product | Weatherized Non-Condensing Gas | 2028 | 288 |  | 05/25/2023 | 94398 | 208105409 | 05/25/2023
Nordyne, LLC | Moss Mechanical | FG7SA-090C-T35CP | Federally-Regulated Consumer Product | Non-Weatherized, Non-Condensin | 1992 | 270 |  | 05/25/2023 | 85266 | 208105448 | 05/25/2023
Nordyne, LLC | Moss Mechanical | DF6SF-X36K100CB | Federally-Regulated Consumer Product | Weatherized Non-Condensing Gas | 1575 | 268 |  | 05/25/2023 | 65500 | 208105401 | 05/25/2023
Nordyne, LLC | Moss Mechanical | FG7SC-090D-T35CP | Federally-Regulated Consumer Product | Non-Weatherized, Condensing Ga | 1980 | 282 |  | 05/25/2023 | 90343 | 208105450 | 05/25/2023
Nordyne, LLC | Moss Mechanical | KG7TC-080D-E35CP | Federally-Regulated Consumer Product | Non-Weatherized, Condensing Ga | 1686 | 269 |  | 05/25/2023 | 51925 | 208105463 | 05/25/2023
Nordyne, LLC | Moss Mechanical | R8GE-024K055U1 | Federally-Regulated Consumer Product | Weatherized Non-Condensing Gas | 1304 | 240 |  | 05/25/2023 | 55721 | 208105427 | 05/25/2023
Nordyne, LLC | Moss Mechanical | FG7TA-060C-V23AP | Federally-Regulated Consumer Product | Non-Weatherized, Non-Condensin | 1266 | 238 |  | 05/25/2023 | 39577 | 208105460 | 05/25/2023
Nordyne, LLC | Moss Mechanical | FG7SD-054D-T24BP | Federally-Regulated Consumer Product | Non-Weatherized, Condensing Ga | 1478 | 260 |  | 05/25/2023 | 54229 | 208105490 | 05/25/2023
Nordyne, LLC | Moss Mechanical | R104GD-024K072C | Federally-Regulated Consumer Product | Weatherized Non-Condensing Gas | 1280 | 255 |  | 05/25/2023 | 71272 | 209335226 | 05/25/2023
Nordyne, LLC | Moss Mechanical | R104GD-036K072C | Federally-Regulated Consumer Product | Weatherized Non-Condensing Gas | 1032 | 244 |  | 05/25/2023 | 72437 | 209335230 | 05/25/2023
Nordyne, LLC | Moss Mechanical | FG7SD-090D-T35CP | Federally-Regulated Consumer Product | Non-Weatherized, Condensing Ga | 1982 | 282 |  | 05/25/2023 | 86025 | 208105496 | 05/25/2023
Nordyne, LLC | Moss Mechanical | KG8SA-070U-T24BP | Federally-Regulated Consumer Product | Non-Weatherized, Non-Condensin | 1597 | 252 |  | 05/25/2023 | 70859 | 208105446 | 05/25/2023
Nordyne, LLC | Moss Mechanical | FG7SC-038*-T23AP | Federally-Regulated Consumer Product | Non-Weatherized, Condensing Ga | 1252 | 250 |  | 05/25/2023 | 37844 | 208105489 | 05/25/2023
Nordyne, LLC | Moss Mechanical | FG7TC-080D-V35CP | Federally-Regulated Consumer Product | Non-Weatherized, Condensing Ga | 1873 | 277 |  | 05/25/2023 | 50261 | 208105464 | 05/25/2023
Nordyne, LLC | Moss Mechanical | FG7SK-054C-T23AP | Federally-Regulated Consumer Product | Non-Weatherized, Non-Condensin | 1338 | 241 |  | 05/25/2023 | 52857 | 208105444 | 05/25/2023
Nordyne, LLC | Moss Mechanical | FG7SK-072C-T24BP | Federally-Regulated Consumer Product | Non-Weatherized, Non-Condensin | 1723 | 258 |  | 05/25/2023 | 73937 | 208105454 | 05/25/2023
Nordyne, LLC | Moss Mechanical | FG7SC-108*-T45D* | Federally-Regulated Consumer Product | Non-Weatherized, Condensing Ga | 1956 | 281 |  | 05/25/2023 | 107378 | 208105419 | 05/25/2023
Nordyne, LLC | Moss Mechanical | KG7TC-100D-E35CP | Federally-Regulated Consumer Product | Non-Weatherized, Condensing Ga | 1763 | 273 |  | 05/25/2023 | 64473 | 208105465 | 05/25/2023
Nordyne, LLC | Moss Mechanical | KG8SA-100U-T35CP | Federally-Regulated Consumer Product | Non-Weatherized, Non-Condensin | 2074 | 273 |  | 05/25/2023 | 101892 | 208105437 | 05/25/2023
Nordyne, LLC | Moss Mechanical | FG7TN-100D-V35CP | Federally-Regulated Consumer Product | Non-Weatherized, Condensing Ga | 2208 | 292 |  | 05/25/2023 | 64085 | 208105500 | 05/25/2023
Nordyne, LLC | Moss Mechanical | FG7TE-080D-E35CP | Federally-Regulated Consumer Product | Non-Weatherized, Condensing Ga | 1764 | 273 |  | 05/25/2023 | 52933 | 208105475 | 05/25/2023
Nordyne, LLC | Moss Mechanical | R8GE-048K096C1 | Federally-Regulated Consumer Product | Weatherized Non-Condensing Gas | 1818 | 279 |  | 05/25/2023 | 95561 | 208105411 | 05/25/2023
Nordyne, LLC | Moss Mechanical | FG7SA-126C-T45D* | Federally-Regulated Consumer Product | Non-Weatherized, Non-Condensin | 2213 | 279 |  | 05/25/2023 | 120195 | 208105417 | 05/25/2023
Nordyne, LLC | Moss Mechanical | FG7SD-108D-T45DP | Federally-Regulated Consumer Product | Non-Weatherized, Condensing Ga | 2046 | 272 |  | 05/25/2023 | 107992 | 208105492 | 05/25/2023
Nordyne, LLC | Moss Mechanical | FG7SC-054*-T24B* | Federally-Regulated Consumer Product | Non-Weatherized, Condensing Ga | 1537 | 263 |  | 05/25/2023 | 54478 | 208105413 | 05/25/2023
Nordyne, LLC | Moss Mechanical | FG7SA-045C-T23AP | Federally-Regulated Consumer Product | Non-Weatherized, Non-Condensin | 1249 | 235 |  | 05/25/2023 | 45676 | 208105455 | 05/25/2023
Nordyne, LLC | Moss Mechanical | R8GE-030K072C1 | Federally-Regulated Consumer Product | Weatherized Non-Condensing Gas | 1280 | 255 |  | 05/25/2023 | 71272 | 208105403 | 05/25/2023
Nordyne, LLC | Moss Mechanical | FG7TC-100D-V35CP | Federally-Regulated Consumer Product | Non-Weatherized, Condensing Ga | 1826 | 275 |  | 05/25/2023 | 64473 | 208105466 | 05/25/2023
Nordyne, LLC | Moss Mechanical | FG7TA-100C-V35CP | Federally-Regulated Consumer Product | Non-Weatherized, Non-Condensin | 1795 | 261 |  | 05/25/2023 | 65499 | 208105457 | 05/25/2023
Nordyne, LLC | Moss Mechanical | FG7TN-115D-V45CP | Federally-Regulated Consumer Product | Non-Weatherized, Condensing Ga | 1798 | 274 |  | 05/25/2023 | 74070 | 208105474 | 05/25/2023
Nordyne, LLC | Moss Mechanical | FG7TC-060D-V24BP | Federally-Regulated Consumer Product | Non-Weatherized, Condensing Ga | 1339 | 254 |  | 05/25/2023 | 38422 | 208105462 | 05/25/2023
Nordyne, LLC | Moss Mechanical | FG7TC-120D-E45DP | Federally-Regulated Consumer Product | Non-Weatherized, Condensing Ga | 2160 | 290 |  | 05/25/2023 | 77603 | 208105508 | 05/25/2023
Nordyne, LLC | Moss Mechanical | KG7TC-060D-E24BP | Federally-Regulated Consumer Product | Non-Weatherized, Condensing Ga | 1222 | 249 |  | 05/25/2023 | 39014 | 208105461 | 05/25/2023
Nordyne, LLC | Moss Mechanical | R8GE-042K096C1 | Federally-Regulated Consumer Product | Weatherized Non-Condensing Gas | 1540 | 267 |  | 05/25/2023 | 97780 | 208105410 | 05/25/2023
Nordyne, LLC | Moss Mechanical | FG7SD-072D-T35C* | Federally-Regulated Consumer Product | Non-Weatherized, Condensing Ga | 1826 | 275 |  | 05/25/2023 | 72142 | 208105423 | 05/25/2023
Nordyne, LLC | Moss Mechanical | FG8SA-070U-T24BP | Federally-Regulated Consumer Product | Non-Weatherized, Non-Condensin | 1597 | 252 |  | 05/25/2023 | 70859 | 208105443 | 05/25/2023
Nordyne, LLC | Moss Mechanical | FG7TA-080C-V24BP | Federally-Regulated Consumer Product | Non-Weatherized, Non-Condensin | 1277 | 238 |  | 05/25/2023 | 52213 | 208105435 | 05/25/2023
Nordyne, LLC | Moss Mechanical | KG7TA-080C-E24BP | Federally-Regulated Consumer Product | Non-Weatherized, Non-Condensin | 1277 | 238 |  | 05/25/2023 | 52213 | 208105433 | 05/25/2023
Nordyne, LLC | Moss Mechanical | R8GE-042K100U1 | Federally-Regulated Consumer Product | Weatherized Non-Condensing Gas | 1913 | 275 |  | 05/25/2023 | 100561 | 208105430 | 05/25/2023
Nordyne, LLC | Moss Mechanical | FG7SA-090C-T24BP | Federally-Regulated Consumer Product | Non-Weatherized, Non-Condensin | 1544 | 250 |  | 05/25/2023 | 89091 | 208105440 | 05/25/2023
Nordyne, LLC | Moss Mechanical | FG7TE-060D-E24BP | Federally-Regulated Consumer Product | Non-Weatherized, Condensing Ga | 1315 | 252 |  | 05/25/2023 | 38212 | 208105487 | 05/25/2023
Nordyne, LLC | Moss Mechanical | R8GE-030K070U1 | Federally-Regulated Consumer Product | Weatherized Non-Condensing Gas | 1655 | 264 |  | 05/25/2023 | 69854 | 208105428 | 05/25/2023
Nordyne, LLC | Moss Mechanical | R8GE-048K120C1 | Federally-Regulated Consumer Product | Weatherized Non-Condensing Gas | 1991 | 287 |  | 05/25/2023 | 121831 | 208105405 | 05/25/2023
Nordyne, LLC | Moss Mechanical | FG7TA-120C-V35CP | Federally-Regulated Consumer Product | Non-Weatherized, Non-Condensin | 2383 | 287 |  | 05/25/2023 | 76546 | 208105458 | 05/25/2023
Nordyne, LLC | Moss Mechanical | FG7SK-090C-T24BP | Federally-Regulated Consumer Product | Non-Weatherized, Non-Condensin | 1564 | 251 |  | 05/25/2023 | 90265 | 208105449 | 05/25/2023
Nordyne, LLC | Moss Mechanical | FG7TE-080D-V35CP | Federally-Regulated Consumer Product | Non-Weatherized, Condensing Ga | 1829 | 275 |  | 05/25/2023 | 52182 | 208105476 | 05/25/2023
Nordyne, LLC | Moss Mechanical | FG8SD-100U-T35C* | Federally-Regulated Consumer Product | Non-Weatherized, Condensing Ga | 2088 | 287 |  | 05/25/2023 | 100330 | 208105425 | 05/25/2023
Nordyne, LLC | Moss Mechanical | FG7TE-115D-V45DP | Federally-Regulated Consumer Product | Non-Weatherized, Condensing Ga | 1999 | 283 |  | 05/25/2023 | 74875 | 208105502 | 05/25/2023
Nordyne, LLC | Moss Mechanical | FG7SC-120*-T45D* | Federally-Regulated Consumer Product | Non-Weatherized, Condensing Ga | 2047 | 272 |  | 05/25/2023 | 120160 | 208105416 | 05/25/2023
Nordyne, LLC | Moss Mechanical | R104GD-X60K120C | Federally-Regulated Consumer Product | Weatherized Non-Condensing Gas | 2073 | 290 |  | 05/25/2023 | 119379 | 209335238 | 05/25/2023
Nordyne, LLC | Moss Mechanical | R8GE-048K100U1 | Federally-Regulated Consumer Product | Weatherized Non-Condensing Gas | 1913 | 275 |  | 05/25/2023 | 100561 | 208105431 | 05/25/2023
Nordyne, LLC | Moss Mechanical | FG7TN-060D-V24BP | Federally-Regulated Consumer Product | Non-Weatherized, Condensing Ga | 1405 | 257 |  | 05/25/2023 | 38964 | 208105479 | 05/25/2023
Nordyne, LLC | Moss Mechanical | KG7TC-120D-E45DP | Federally-Regulated Consumer Product | Non-Weatherized, Condensing Ga | 2160 | 290 |  | 05/25/2023 | 77603 | 208105467 | 05/25/2023
Nordyne, LLC | Moss Mechanical | KG7TE-060D-E24BP | Federally-Regulated Consumer Product | Non-Weatherized, Condensing Ga | 1315 | 252 |  | 05/25/2023 | 38212 | 208105488 | 05/25/2023
Nordyne, LLC | Moss Mechanical | KG7TN-115D-E45DP | Federally-Regulated Consumer Product | Non-Weatherized, Condensing Ga | 2198 | 292 |  | 05/25/2023 | 75317 | 208105473 | 05/25/2023
Nordyne, LLC | Moss Mechanical | FG7SA-072C-T35CP | Federally-Regulated Consumer Product | Non-Weatherized, Non-Condensin | 1719 | 257 |  | 05/25/2023 | 73962 | 208105453 | 05/25/2023
Nordyne, LLC | Moss Mechanical | FG8SD-070U-T24B* | Federally-Regulated Consumer Product | Non-Weatherized, Condensing Ga | 1626 | 267 |  | 05/25/2023 | 68900 | 208105426 | 05/25/2023
Nordyne, LLC | Moss Mechanical | FG7TE-060D-V24BP | Federally-Regulated Consumer Product | Non-Weatherized, Condensing Ga | 1334 | 254 |  | 05/25/2023 | 38697 | 208105499 | 05/25/2023
Nordyne, LLC | Moss Mechanical | R8GE-036K072C1 | Federally-Regulated Consumer Product | Weatherized Non-Condensing Gas | 1349 | 258 |  | 05/25/2023 | 72437 | 208105408 | 05/25/2023
Nordyne, LLC | Moss Mechanical | FG7SK-108C-T35CP | Federally-Regulated Consumer Product | Non-Weatherized, Non-Condensin | 2216 | 280 |  | 05/25/2023 | 109081 | 208105452 | 05/25/2023
Nordyne, LLC | Moss Mechanical | FG7TE-100D-V35CP | Federally-Regulated Consumer Product | Non-Weatherized, Condensing Ga | 1819 | 275 |  | 05/25/2023 | 65338 | 208105498 | 05/25/2023
Nordyne, LLC | Moss Mechanical | R8GE-024K072C1 | Federally-Regulated Consumer Product | Weatherized Non-Condensing Gas | 1280 | 255 |  | 05/25/2023 | 71272 | 208105402 | 05/25/2023
Nordyne, LLC | Moss Mechanical | KG7TE-100D-E35CP | Federally-Regulated Consumer Product | Non-Weatherized, Condensing Ga | 1783 | 273 |  | 05/25/2023 | 64758 | 208105469 | 05/25/2023
Nordyne, LLC | Moss Mechanical | R104GD-030K072C | Federally-Regulated Consumer Product | Weatherized Non-Condensing Gas | 1280 | 255 |  | 05/25/2023 | 71272 | 209335228 | 05/25/2023
Nordyne, LLC | Moss Mechanical | R104GD-048K096C | Federally-Regulated Consumer Product | Weatherized Non-Condensing Gas | 1818 | 279 |  | 05/25/2023 | 95561 | 209335234 | 05/25/2023
Nordyne, LLC | Moss Mechanical | FG7SD-120D-T45DP | Federally-Regulated Consumer Product | Non-Weatherized, Condensing Ga | 1860 | 277 |  | 05/25/2023 | 113408 | 208105503 | 05/25/2023
Nordyne, LLC | Moss Mechanical | KG7TN-080D-E35CP | Federally-Regulated Consumer Product | Non-Weatherized, Condensing Ga | 1718 | 271 |  | 05/25/2023 | 52461 | 208105470 | 05/25/2023
Nordyne, LLC | Moss Mechanical | R104GD-042K072C | Federally-Regulated Consumer Product | Weatherized Non-Condensing Gas | 1950 | 285 |  | 05/25/2023 | 72195 | 209335232 | 05/25/2023
Nordyne, LLC | Moss Mechanical | KG7TE-080D-E35CP | Federally-Regulated Consumer Product | Non-Weatherized, Condensing Ga | 1764 | 273 |  | 05/25/2023 | 52933 | 208105477 | 05/25/2023
Nordyne, LLC | Moss Mechanical | FG7SD-038D-T24BP | Federally-Regulated Consumer Product | Non-Weatherized, Condensing Ga | 1486 | 260 |  | 05/25/2023 | 37931 | 208105494 | 05/25/2023
Nordyne, LLC | Moss Mechanical | FG7SK-126C-T45DP | Federally-Regulated Consumer Product | Non-Weatherized, Non-Condensin | 1904 | 266 |  | 05/25/2023 | 119921 | 208105456 | 05/25/2023
Nordyne, LLC | Moss Mechanical | KG7TA-100C-E35CP | Federally-Regulated Consumer Product | Non-Weatherized, Non-Condensin | 1668 | 255 |  | 05/25/2023 | 63969 | 208105434 | 05/25/2023
Nordyne, LLC | Moss Mechanical | KG8SA-055U-T23AP | Federally-Regulated Consumer Product | Non-Weatherized, Non-Condensin | 1100 | 230 |  | 05/25/2023 | 54989 | 208105439 | 05/25/2023
Nordyne, LLC | Moss Mechanical | FG7TE-100D-E35CP | Federally-Regulated Consumer Product | Non-Weatherized, Condensing Ga | 1783 | 273 |  | 05/25/2023 | 64758 | 208105468 | 05/25/2023
Nordyne, LLC | Moss Mechanical | FG7SA-072C-T24BP | Federally-Regulated Consumer Product | Non-Weatherized, Non-Condensin | 1457 | 246 |  | 05/25/2023 | 69586 | 208105451 | 05/25/2023
Nordyne, LLC | Moss Mechanical | FG7TE-035D-E23AP | Federally-Regulated Consumer Product | Non-Weatherized, Condensing Ga | 1240 | 250 |  | 05/25/2023 | 22621 | 208105505 | 05/25/2023
Nordyne, LLC | Moss Mechanical | R104GD-X60K096C | Federally-Regulated Consumer Product | Weatherized Non-Condensing Gas | 2066 | 290 |  | 05/25/2023 | 94398 | 209335237 | 05/25/2023
Nordyne, LLC | Moss Mechanical | R104GD-042K096C | Federally-Regulated Consumer Product | Weatherized Non-Condensing Gas | 1540 | 267 |  | 05/25/2023 | 97780 | 209335233 | 05/25/2023
Nordyne, LLC | Moss Mechanical | R8GE-036K070U1 | Federally-Regulated Consumer Product | Weatherized Non-Condensing Gas | 1655 | 264 |  | 05/25/2023 | 69854 | 208105429 | 05/25/2023
Nordyne, LLC | Moss Mechanical | FG7TE-115D-E45DP | Federally-Regulated Consumer Product | Non-Weatherized, Condensing Ga | 1999 | 283 |  | 05/25/2023 | 74875 | 208105501 | 05/25/2023
Nordyne, LLC | Moss Mechanical | FG7SA-108C-T35CP | Federally-Regulated Consumer Product | Non-Weatherized, Non-Condensin | 2230 | 238 |  | 05/25/2023 | 108250 | 208105445 | 05/25/2023
Rheem Sales Company, Inc. | Weatherking | RGEA14042AJT101AC | Federally-Regulated Consumer Product | Weatherized Non-Condensing Gas | 1494 | 265 |  | 05/25/2023 | 99609 | 206606649 | 05/26/2023
Rheem Sales Company, Inc. | Weatherking | W95TC0401317MSA | Federally-Regulated Consumer Product | Non-Weatherized, Condensing Ga | 1107 | 244 |  | 05/25/2023 | 41877 | 8934609 | 05/26/2023
Rheem Sales Company, Inc. | Weatherking | W95TC1151524MSA | Federally-Regulated Consumer Product | Non-Weatherized, Condensing Ga | 2041 | 285 |  | 05/25/2023 | 111488 | 8934629 | 05/26/2023
Rheem Sales Company, Inc. | Weatherking | W801CA075417MSA | Federally-Regulated Consumer Product | Non-Weatherized, Non-Condensin | 1496 | 248 |  | 05/25/2023 | 75177 | 203327141 | 05/26/2023
Rheem Sales Company, Inc. | Weatherking | RGEA15030AJV06XAB | Federally-Regulated Consumer Product | Weatherized Non-Condensing Gas | 1402 | 261 |  | 05/25/2023 | 80658 | 203404532 | 05/26/2023
Rheem Sales Company, Inc. | Weatherking | RGEA15030AJV061AB | Federally-Regulated Consumer Product | Weatherized Non-Condensing Gas | 1402 | 261 |  | 05/25/2023 | 80658 | 203404528 | 05/26/2023
Rheem Sales Company, Inc. | Weatherking | W95TC0701317MSA | Federally-Regulated Consumer Product | Non-Weatherized, Condensing Ga | 1362 | 255 |  | 05/25/2023 | 69960 | 8934617 | 05/26/2023
Rheem Sales Company, Inc. | Weatherking | W96VA0702317MSA | Federally-Regulated Consumer Product | Non-Weatherized, Condensing Ga | 1290 | 252 |  | 05/25/2023 | 48940 | 6715489 | 05/26/2023
Rheem Sales Company, Inc. | Weatherking | W802TA075417MXA | Federally-Regulated Consumer Product | Non-Weatherized, Non-Condensin | 1884 | 265 |  | 05/25/2023 | 52545 | 204099268 | 05/26/2023
Rheem Sales Company, Inc. | Weatherking | W802TA150524MSA | Federally-Regulated Consumer Product | Non-Weatherized, Non-Condensin | 2092 | 274 |  | 05/25/2023 | 104565 | 204007886 | 05/26/2023
Rheem Sales Company, Inc. | Weatherking | W801CA075417MXA | Federally-Regulated Consumer Product | Non-Weatherized, Non-Condensin | 1496 | 248 |  | 05/25/2023 | 75177 | 203327144 | 05/26/2023
Rheem Sales Company, Inc. | Weatherking | W801TA050317MUA | Federally-Regulated Consumer Product | Non-Weatherized, Non-Condensin | 1165 | 233 |  | 05/25/2023 | 49157 | 202132852 | 05/26/2023
Rheem Sales Company, Inc. | Weatherking | W802TA100417MSA | Federally-Regulated Consumer Product | Non-Weatherized, Non-Condensin | 1730 | 258 |  | 05/25/2023 | 70020 | 204007877 | 05/26/2023
Rheem Sales Company, Inc. | Weatherking | W96VA0702521MSA | Federally-Regulated Consumer Product | Non-Weatherized, Condensing Ga | 1923 | 280 |  | 05/25/2023 | 49235 | 206342107 | 05/26/2023
Rheem Sales Company, Inc. | Weatherking | W801TA070317MUA | Federally-Regulated Consumer Product | Non-Weatherized, Non-Condensin | 1189 | 234 |  | 05/25/2023 | 70542 | 202132853 | 05/26/2023
Rheem Sales Company, Inc. | Weatherking | W801CA125524ZSA | Federally-Regulated Consumer Product | Non-Weatherized, Non-Condensin | 1835 | 263 |  | 05/25/2023 | 124289 | 203327183 | 05/26/2023
Rheem Sales Company, Inc. | Weatherking | W801CA075521ZXA | Federally-Regulated Consumer Product | Non-Weatherized, Non-Condensin | 1892 | 265 |  | 05/25/2023 | 99827 | 203327174 | 05/26/2023
Rheem Sales Company, Inc. | Weatherking | W801CA125524ZXA | Federally-Regulated Consumer Product | Non-Weatherized, Non-Condensin | 1835 | 263 |  | 05/25/2023 | 124289 | 203327186 | 05/26/2023
Rheem Sales Company, Inc. | Weatherking | W802TA100521MSA | Federally-Regulated Consumer Product | Non-Weatherized, Non-Condensin | 1952 | 268 |  | 05/25/2023 | 70078 | 204007880 | 05/26/2023
Rheem Sales Company, Inc. | Weatherking | W96VA1002521MSA | Federally-Regulated Consumer Product | Non-Weatherized, Condensing Ga | 1858 | 277 |  | 05/25/2023 | 68679 | 6715491 | 05/26/2023
Rheem Sales Company, Inc. | Weatherking | W801CA075521ZSA | Federally-Regulated Consumer Product | Non-Weatherized, Non-Condensin | 1892 | 265 |  | 05/25/2023 | 99827 | 203327171 | 05/26/2023
Rheem Sales Company, Inc. | Weatherking | W801CA050314MXA | Federally-Regulated Consumer Product | Non-Weatherized, Non-Condensin | 1388 | 184 |  | 05/25/2023 | 49660 | 203327138 | 05/26/2023
Rheem Sales Company, Inc. | Weatherking | W96VA0602317MSA | Federally-Regulated Consumer Product | Non-Weatherized, Condensing Ga | 1372 | 255 |  | 05/25/2023 | 37932 | 6715488 | 05/26/2023
Rheem Sales Company, Inc. | Weatherking | W802TA125524MXA | Federally-Regulated Consumer Product | Non-Weatherized, Non-Condensin | 1899 | 266 |  | 05/25/2023 | 87546 | 204099279 | 05/26/2023
Rheem Sales Company, Inc. | Weatherking | W801CA100521ZXA | Federally-Regulated Consumer Product | Non-Weatherized, Non-Condensin | 1895 | 265 |  | 05/25/2023 | 100302 | 203327180 | 05/26/2023
Rheem Sales Company, Inc. | Weatherking | RGEA14048AJT08XAB | Federally-Regulated Consumer Product | Weatherized Non-Condensing Gas | 1809 | 279 |  | 05/25/2023 | 99189 | 203404492 | 05/26/2023
Rheem Sales Company, Inc. | Weatherking | W801TB100521MUA | Federally-Regulated Consumer Product | Non-Weatherized, Non-Condensin | 2096 | 274 |  | 05/25/2023 | 100583 | 204501689 | 05/26/2023
Rheem Sales Company, Inc. | Weatherking | W802TA075417MSA | Federally-Regulated Consumer Product | Non-Weatherized, Non-Condensin | 1884 | 265 |  | 05/25/2023 | 52545 | 204007874 | 05/26/2023
Rheem Sales Company, Inc. | Weatherking | W801CA075421MXA | Federally-Regulated Consumer Product | Non-Weatherized, Non-Condensin | 1634 | 254 |  | 05/25/2023 | 75736 | 203327150 | 05/26/2023
Rheem Sales Company, Inc. | Weatherking | RGEA14036AJT061AC | Federally-Regulated Consumer Product | Weatherized Non-Condensing Gas | 1430 | 262 |  | 05/25/2023 | 99665 | 206606613 | 05/26/2023
Rheem Sales Company, Inc. | Weatherking | W95TC1001521MSA | Federally-Regulated Consumer Product | Non-Weatherized, Condensing Ga | 2066 | 286 |  | 05/25/2023 | 98023 | 8934625 | 05/26/2023
Rheem Sales Company, Inc. | Weatherking | W95TC0701521MSA | Federally-Regulated Consumer Product | Non-Weatherized, Condensing Ga | 1983 | 279 |  | 05/25/2023 | 70360 | 203261702 | 05/26/2023
Rheem Sales Company, Inc. | Weatherking | W95TC0851521MSA | Federally-Regulated Consumer Product | Non-Weatherized, Condensing Ga | 1929 | 280 |  | 05/25/2023 | 84515 | 8934621 | 05/26/2023
Rheem Sales Company, Inc. | Weatherking | W802W1255A24UHS | Federally-Regulated Consumer Product | Non-Weatherized, Non-Condensin | 2073 | 273 |  | 05/25/2023 | 87500 | 208243368 | 05/26/2023
Rheem Sales Company, Inc. | Weatherking | W801CA125524MSA | Federally-Regulated Consumer Product | Non-Weatherized, Non-Condensin | 1991 | 270 |  | 05/25/2023 | 123598 | 203327159 | 05/26/2023
Rheem Sales Company, Inc. | Weatherking | W96VA0852521MSB | Federally-Regulated Consumer Product | Non-Weatherized, Condensing Ga | 1947 | 281 |  | 05/25/2023 | 58053 | 7086391 | 05/26/2023
Rheem Sales Company, Inc. | Weatherking | W802TA125524MSA | Federally-Regulated Consumer Product | Non-Weatherized, Non-Condensin | 1899 | 266 |  | 05/25/2023 | 87546 | 204007883 | 05/26/2023
Rheem Sales Company, Inc. | Weatherking | W802TA075317MXA | Federally-Regulated Consumer Product | Non-Weatherized, Non-Condensin | 1539 | 250 |  | 05/25/2023 | 52505 | 204099265 | 05/26/2023
Rheem Sales Company, Inc. | Weatherking | W801TA050417MUA | Federally-Regulated Consumer Product | Non-Weatherized, Non-Condensin | 1502 | 248 |  | 05/25/2023 | 50342 | 204501683 | 05/26/2023
Rheem Sales Company, Inc. | Weatherking | W801TA100521MUA | Federally-Regulated Consumer Product | Non-Weatherized, Non-Condensin | 1861 | 264 |  | 05/25/2023 | 98348 | 202132854 | 05/26/2023
Rheem Sales Company, Inc. | Weatherking | W801TA070417MUA | Federally-Regulated Consumer Product | Non-Weatherized, Non-Condensin | 1823 | 262 |  | 05/25/2023 | 70109 | 204501686 | 05/26/2023
Rheem Sales Company, Inc. | Weatherking | W801CA100521ZSA | Federally-Regulated Consumer Product | Non-Weatherized, Non-Condensin | 1895 | 265 |  | 05/25/2023 | 100302 | 203327177 | 05/26/2023
Rheem Sales Company, Inc. | Weatherking | W801CA075421MSA | Federally-Regulated Consumer Product | Non-Weatherized, Non-Condensin | 1634 | 254 |  | 05/25/2023 | 75736 | 203327147 | 05/26/2023
Rheem Sales Company, Inc. | Weatherking | RGEA14030AJT08XAC | Federally-Regulated Consumer Product | Weatherized Non-Condensing Gas | 1147 | 249 |  | 05/25/2023 | 79965 | 206606609 | 05/26/2023
Rheem Sales Company, Inc. | Weatherking | W802TA100521MXA | Federally-Regulated Consumer Product | Non-Weatherized, Non-Condensin | 1952 | 268 |  | 05/25/2023 | 70078 | 204099276 | 05/26/2023
Rheem Sales Company, Inc. | Weatherking | RGEA14030AJT081AC | Federally-Regulated Consumer Product | Weatherized Non-Condensing Gas | 1147 | 249 |  | 05/25/2023 | 79965 | 206606604 | 05/26/2023
Rheem Sales Company, Inc. | Weatherking | RGEA14036AJT101AC | Federally-Regulated Consumer Product | Weatherized Non-Condensing Gas | 1430 | 262 |  | 05/25/2023 | 99665 | 206606631 | 05/26/2023
Rheem Sales Company, Inc. | Weatherking | W802TA100417MXA | Federally-Regulated Consumer Product | Non-Weatherized, Non-Condensin | 1730 | 258 |  | 05/25/2023 | 70020 | 204099272 | 05/26/2023
Rheem Sales Company, Inc. | Weatherking | W802TA050314MXA | Federally-Regulated Consumer Product | Non-Weatherized, Non-Condensin | 1260 | 237 |  | 05/25/2023 | 35654 | 204099261 | 05/26/2023
Rheem Sales Company, Inc. | Weatherking | W801CA050314MSA | Federally-Regulated Consumer Product | Non-Weatherized, Non-Condensin | 1388 | 184 |  | 05/25/2023 | 49660 | 203327135 | 05/26/2023
Rheem Sales Company, Inc. | Weatherking | W95TC0601317MSA | Federally-Regulated Consumer Product | Non-Weatherized, Condensing Ga | 1156 | 246 |  | 05/25/2023 | 55624 | 8934613 | 05/26/2023
Rheem Sales Company, Inc. | Weatherking | W92TA0701521MSA | Federally-Regulated Consumer Product | Non-Weatherized, Condensing Ga | 1983 | 282 |  | 05/25/2023 | 70360 | 207177333 | 05/26/2023
Rheem Sales Company, Inc. | Weatherking | W801CA100521MSA | Federally-Regulated Consumer Product | Non-Weatherized, Non-Condensin | 1812 | 262 |  | 05/25/2023 | 99863 | 203327153 | 05/26/2023
Rheem Sales Company, Inc. | Weatherking | RGEA14030AJT061AC | Federally-Regulated Consumer Product | Weatherized Non-Condensing Gas | 1147 | 249 |  | 05/25/2023 | 79965 | 206606595 | 05/26/2023
Rheem Sales Company, Inc. | Weatherking | W801CA100521MXA | Federally-Regulated Consumer Product | Non-Weatherized, Non-Condensin | 1812 | 262 |  | 05/25/2023 | 99863 | 203327156 | 05/26/2023
Rheem Sales Company, Inc. | Weatherking | W801CA125524MXA | Federally-Regulated Consumer Product | Non-Weatherized, Non-Condensin | 1991 | 270 |  | 05/25/2023 | 123598 | 203327162 | 05/26/2023
Rheem Sales Company, Inc. | Weatherking | RGEA14048AJT101AB | Federally-Regulated Consumer Product | Weatherized Non-Condensing Gas | 1809 | 279 |  | 05/25/2023 | 99189 | 203404496 | 05/26/2023
Rheem Sales Company, Inc. | Weatherking | W802TA075317MSA | Federally-Regulated Consumer Product | Non-Weatherized, Non-Condensin | 1539 | 250 |  | 05/25/2023 | 52505 | 204007871 | 05/26/2023
Rheem Sales Company, Inc. | Weatherking | W96VA0402317MSA | Federally-Regulated Consumer Product | Non-Weatherized, Condensing Ga | 1248 | 250 |  | 05/25/2023 | 29623 | 7502135 | 05/26/2023
Rheem Sales Company, Inc. | Weatherking | W802TA150524MXA | Federally-Regulated Consumer Product | Non-Weatherized, Non-Condensin | 2092 | 274 |  | 05/25/2023 | 104565 | 204099283 | 05/26/2023
Rheem Sales Company, Inc. | Weatherking | RGEA14036AJT081AC | Federally-Regulated Consumer Product | Weatherized Non-Condensing Gas | 1430 | 262 |  | 05/25/2023 | 99665 | 206606622 | 05/26/2023
Rheem Sales Company, Inc. | Weatherking | RGEA14036AJT06XAC | Federally-Regulated Consumer Product | Weatherized Non-Condensing Gas | 1430 | 262 |  | 05/25/2023 | 99665 | 206606618 | 05/26/2023
Rheem Sales Company, Inc. | Weatherking | RGEA15030AJV08XAB | Federally-Regulated Consumer Product | Weatherized Non-Condensing Gas | 1402 | 261 |  | 05/25/2023 | 80658 | 203404540 | 05/26/2023
Rheem Sales Company, Inc. | Weatherking | RGEA14048AJT10XAB | Federally-Regulated Consumer Product | Weatherized Non-Condensing Gas | 1809 | 279 |  | 05/25/2023 | 99189 | 203404500 | 05/26/2023
Rheem Sales Company, Inc. | Weatherking | RGEA15048AJV08XAB | Federally-Regulated Consumer Product | Weatherized Non-Condensing Gas | 1720 | 275 |  | 05/25/2023 | 99897 | 203404592 | 05/26/2023
Rheem Sales Company, Inc. | Weatherking | RGEA14036AJT10XAC | Federally-Regulated Consumer Product | Weatherized Non-Condensing Gas | 1430 | 262 |  | 05/25/2023 | 99665 | 206606636 | 05/26/2023
Rheem Sales Company, Inc. | Weatherking | RGEA15030AJV081AB | Federally-Regulated Consumer Product | Weatherized Non-Condensing Gas | 1402 | 261 |  | 05/25/2023 | 80658 | 203404536 | 05/26/2023
Rheem Sales Company, Inc. | Weatherking | RGEA15048AJV081AB | Federally-Regulated Consumer Product | Weatherized Non-Condensing Gas | 1720 | 275 |  | 05/25/2023 | 99897 | 203404588 | 05/26/2023
Rheem Sales Company, Inc. | Weatherking | RGEA14030AJT06XAC | Federally-Regulated Consumer Product | Weatherized Non-Condensing Gas | 1147 | 249 |  | 05/25/2023 | 79965 | 206606600 | 05/26/2023
Rheem Sales Company, Inc. | Weatherking | RGEA14036AJT08XAC | Federally-Regulated Consumer Product | Weatherized Non-Condensing Gas | 1430 | 262 |  | 05/25/2023 | 99665 | 206606627 | 05/26/2023
Rheem Sales Company, Inc. | Weatherking | RGEA14048AJT081AB | Federally-Regulated Consumer Product | Weatherized Non-Condensing Gas | 1809 | 279 |  | 05/25/2023 | 99189 | 203404488 | 05/26/2023
Rheem Sales Company, Inc. | Weatherking | RGEA15048AJV101AB | Federally-Regulated Consumer Product | Weatherized Non-Condensing Gas | 1720 | 275 |  | 05/25/2023 | 99897 | 203404596 | 05/26/2023
Rheem Sales Company, Inc. | Weatherking | RGEA15060AJV10XAB | Federally-Regulated Consumer Product | Weatherized Non-Condensing Gas | 2166 | 294 |  | 05/25/2023 | 100081 | 203404608 | 05/26/2023
Rheem Sales Company, Inc. | Weatherking | RGEA15048AJV10XAB | Federally-Regulated Consumer Product | Weatherized Non-Condensing Gas | 1720 | 275 |  | 05/25/2023 | 99897 | 203404600 | 05/26/2023
Rheem Sales Company, Inc. | Weatherking | RGEA14042AJT081AC | Federally-Regulated Consumer Product | Weatherized Non-Condensing Gas | 1494 | 265 |  | 05/25/2023 | 99609 | 206606640 | 05/26/2023
Rheem Sales Company, Inc. | Weatherking | RGEA14042AJT10XAC | Federally-Regulated Consumer Product | Weatherized Non-Condensing Gas | 1494 | 265 |  | 05/25/2023 | 99609 | 206606653 | 05/26/2023
Rheem Sales Company, Inc. | Weatherking | RGEA14042AJT08XAC | Federally-Regulated Consumer Product | Weatherized Non-Condensing Gas | 1494 | 265 |  | 05/25/2023 | 99609 | 206606644 | 05/26/2023
Rheem Sales Company, Inc. | Weatherking | RGEA15060AJV101AB | Federally-Regulated Consumer Product | Weatherized Non-Condensing Gas | 2166 | 294 |  | 05/25/2023 | 100081 | 203404604 | 05/26/2023
Rheem Sales Company, Inc. | Weatherking | RGEA14042AJT101AC | Federally-Regulated Consumer Product | Weatherized Non-Condensing Gas | 1494 | 265 |  | 05/25/2023 | 99609 | 206606649 | 05/26/2023
Rheem Sales Company, Inc. | Weatherking | W95TC0401317MSA | Federally-Regulated Consumer Product | Non-Weatherized, Condensing Ga | 1107 | 244 |  | 05/25/2023 | 41877 | 8934609 | 05/26/2023
Rheem Sales Company, Inc. | Weatherking | W95TC1151524MSA | Federally-Regulated Consumer Product | Non-Weatherized, Condensing Ga | 2041 | 285 |  | 05/25/2023 | 111488 | 8934629 | 05/26/2023
Rheem Sales Company, Inc. | Weatherking | W801CA075417MSA | Federally-Regulated Consumer Product | Non-Weatherized, Non-Condensin | 1496 | 248 |  | 05/25/2023 | 75177 | 203327141 | 05/26/2023
Rheem Sales Company, Inc. | Weatherking | RGEA15030AJV06XAB | Federally-Regulated Consumer Product | Weatherized Non-Condensing Gas | 1402 | 261 |  | 05/25/2023 | 80658 | 203404532 | 05/26/2023
Rheem Sales Company, Inc. | Weatherking | RGEA15030AJV061AB | Federally-Regulated Consumer Product | Weatherized Non-Condensing Gas | 1402 | 261 |  | 05/25/2023 | 80658 | 203404528 | 05/26/2023
Rheem Sales Company, Inc. | Weatherking | W95TC0701317MSA | Federally-Regulated Consumer Product | Non-Weatherized, Condensing Ga | 1362 | 255 |  | 05/25/2023 | 69960 | 8934617 | 05/26/2023
Rheem Sales Company, Inc. | Weatherking | W96VA0702317MSA | Federally-Regulated Consumer Product | Non-Weatherized, Condensing Ga | 1290 | 252 |  | 05/25/2023 | 48940 | 6715489 | 05/26/2023
Rheem Sales Company, Inc. | Weatherking | W802TA075417MXA | Federally-Regulated Consumer Product | Non-Weatherized, Non-Condensin | 1884 | 265 |  | 05/25/2023 | 52545 | 204099268 | 05/26/2023
Rheem Sales Company, Inc. | Weatherking | W802TA150524MSA | Federally-Regulated Consumer Product | Non-Weatherized, Non-Condensin | 2092 | 274 |  | 05/25/2023 | 104565 | 204007886 | 05/26/2023
Rheem Sales Company, Inc. | Weatherking | W801CA075417MXA | Federally-Regulated Consumer Product | Non-Weatherized, Non-Condensin | 1496 | 248 |  | 05/25/2023 | 75177 | 203327144 | 05/26/2023
Rheem Sales Company, Inc. | Weatherking | W801TA050317MUA | Federally-Regulated Consumer Product | Non-Weatherized, Non-Condensin | 1165 | 233 |  | 05/25/2023 | 49157 | 202132852 | 05/26/2023
Rheem Sales Company, Inc. | Weatherking | W802TA100417MSA | Federally-Regulated Consumer Product | Non-Weatherized, Non-Condensin | 1730 | 258 |  | 05/25/2023 | 70020 | 204007877 | 05/26/2023
Rheem Sales Company, Inc. | Weatherking | W96VA0702521MSA | Federally-Regulated Consumer Product | Non-Weatherized, Condensing Ga | 1923 | 280 |  | 05/25/2023 | 49235 | 206342107 | 05/26/2023
Rheem Sales Company, Inc. | Weatherking | W801TA070317MUA | Federally-Regulated Consumer Product | Non-Weatherized, Non-Condensin | 1189 | 234 |  | 05/25/2023 | 70542 | 202132853 | 05/26/2023
Rheem Sales Company, Inc. | Weatherking | W801CA125524ZSA | Federally-Regulated Consumer Product | Non-Weatherized, Non-Condensin | 1835 | 263 |  | 05/25/2023 | 124289 | 203327183 | 05/26/2023
Rheem Sales Company, Inc. | Weatherking | W801CA075521ZXA | Federally-Regulated Consumer Product | Non-Weatherized, Non-Condensin | 1892 | 265 |  | 05/25/2023 | 99827 | 203327174 | 05/26/2023
Rheem Sales Company, Inc. | Weatherking | W801CA125524ZXA | Federally-Regulated Consumer Product | Non-Weatherized, Non-Condensin | 1835 | 263 |  | 05/25/2023 | 124289 | 203327186 | 05/26/2023
Rheem Sales Company, Inc. | Weatherking | W802TA100521MSA | Federally-Regulated Consumer Product | Non-Weatherized, Non-Condensin | 1952 | 268 |  | 05/25/2023 | 70078 | 204007880 | 05/26/2023
Rheem Sales Company, Inc. | Weatherking | W96VA1002521MSA | Federally-Regulated Consumer Product | Non-Weatherized, Condensing Ga | 1858 | 277 |  | 05/25/2023 | 68679 | 6715491 | 05/26/2023
Rheem Sales Company, Inc. | Weatherking | W801CA075521ZSA | Federally-Regulated Consumer Product | Non-Weatherized, Non-Condensin | 1892 | 265 |  | 05/25/2023 | 99827 | 203327171 | 05/26/2023
Rheem Sales Company, Inc. | Weatherking | W801CA050314MXA | Federally-Regulated Consumer Product | Non-Weatherized, Non-Condensin | 1388 | 184 |  | 05/25/2023 | 49660 | 203327138 | 05/26/2023
Rheem Sales Company, Inc. | Weatherking | W96VA0602317MSA | Federally-Regulated Consumer Product | Non-Weatherized, Condensing Ga | 1372 | 255 |  | 05/25/2023 | 37932 | 6715488 | 05/26/2023
Rheem Sales Company, Inc. | Weatherking | W802TA125524MXA | Federally-Regulated Consumer Product | Non-Weatherized, Non-Condensin | 1899 | 266 |  | 05/25/2023 | 87546 | 204099279 | 05/26/2023
Rheem Sales Company, Inc. | Weatherking | W801CA100521ZXA | Federally-Regulated Consumer Product | Non-Weatherized, Non-Condensin | 1895 | 265 |  | 05/25/2023 | 100302 | 203327180 | 05/26/2023
Rheem Sales Company, Inc. | Weatherking | RGEA14048AJT08XAB | Federally-Regulated Consumer Product | Weatherized Non-Condensing Gas | 1809 | 279 |  | 05/25/2023 | 99189 | 203404492 | 05/26/2023
Rheem Sales Company, Inc. | Weatherking | W801TB100521MUA | Federally-Regulated Consumer Product | Non-Weatherized, Non-Condensin | 2096 | 274 |  | 05/25/2023 | 100583 | 204501689 | 05/26/2023
Rheem Sales Company, Inc. | Weatherking | W802TA075417MSA | Federally-Regulated Consumer Product | Non-Weatherized, Non-Condensin | 1884 | 265 |  | 05/25/2023 | 52545 | 204007874 | 05/26/2023
Rheem Sales Company, Inc. | Weatherking | W801CA075421MXA | Federally-Regulated Consumer Product | Non-Weatherized, Non-Condensin | 1634 | 254 |  | 05/25/2023 | 75736 | 203327150 | 05/26/2023
Rheem Sales Company, Inc. | Weatherking | RGEA14036AJT061AC | Federally-Regulated Consumer Product | Weatherized Non-Condensing Gas | 1430 | 262 |  | 05/25/2023 | 99665 | 206606613 | 05/26/2023
Rheem Sales Company, Inc. | Weatherking | W95TC1001521MSA | Federally-Regulated Consumer Product | Non-Weatherized, Condensing Ga | 2066 | 286 |  | 05/25/2023 | 98023 | 8934625 | 05/26/2023
Rheem Sales Company, Inc. | Weatherking | W95TC0701521MSA | Federally-Regulated Consumer Product | Non-Weatherized, Condensing Ga | 1983 | 279 |  | 05/25/2023 | 70360 | 203261702 | 05/26/2023
Rheem Sales Company, Inc. | Weatherking | W95TC0851521MSA | Federally-Regulated Consumer Product | Non-Weatherized, Condensing Ga | 1929 | 280 |  | 05/25/2023 | 84515 | 8934621 | 05/26/2023
Rheem Sales Company, Inc. | Weatherking | W802W1255A24UHS | Federally-Regulated Consumer Product | Non-Weatherized, Non-Condensin | 2073 | 273 |  | 05/25/2023 | 87500 | 208243368 | 05/26/2023
Rheem Sales Company, Inc. | Weatherking | W801CA125524MSA | Federally-Regulated Consumer Product | Non-Weatherized, Non-Condensin | 1991 | 270 |  | 05/25/2023 | 123598 | 203327159 | 05/26/2023
Rheem Sales Company, Inc. | Weatherking | W96VA0852521MSB | Federally-Regulated Consumer Product | Non-Weatherized, Condensing Ga | 1947 | 281 |  | 05/25/2023 | 58053 | 7086391 | 05/26/2023
Rheem Sales Company, Inc. | Weatherking | W802TA125524MSA | Federally-Regulated Consumer Product | Non-Weatherized, Non-Condensin | 1899 | 266 |  | 05/25/2023 | 87546 | 204007883 | 05/26/2023
Rheem Sales Company, Inc. | Weatherking | W802TA075317MXA | Federally-Regulated Consumer Product | Non-Weatherized, Non-Condensin | 1539 | 250 |  | 05/25/2023 | 52505 | 204099265 | 05/26/2023
Rheem Sales Company, Inc. | Weatherking | W801TA050417MUA | Federally-Regulated Consumer Product | Non-Weatherized, Non-Condensin | 1502 | 248 |  | 05/25/2023 | 50342 | 204501683 | 05/26/2023
Rheem Sales Company, Inc. | Weatherking | W801TA100521MUA | Federally-Regulated Consumer Product | Non-Weatherized, Non-Condensin | 1861 | 264 |  | 05/25/2023 | 98348 | 202132854 | 05/26/2023
Rheem Sales Company, Inc. | Weatherking | W801TA070417MUA | Federally-Regulated Consumer Product | Non-Weatherized, Non-Condensin | 1823 | 262 |  | 05/25/2023 | 70109 | 204501686 | 05/26/2023
Rheem Sales Company, Inc. | Weatherking | W801CA100521ZSA | Federally-Regulated Consumer Product | Non-Weatherized, Non-Condensin | 1895 | 265 |  | 05/26/2023 | 100302 | 203327177 | 05/26/2023
Rheem Sales Company, Inc. | Weatherking | W92TA1151524MSA | Federally-Regulated Consumer Product | Non-Weatherized, Condensing Ga | 2041 | 285 |  | 05/25/2023 | 111488 | 9958621 | 05/26/2023
Rheem Sales Company, Inc. | Weatherking | W92TA1001521MSA | Federally-Regulated Consumer Product | Non-Weatherized, Condensing Ga | 2066 | 286 |  | 05/25/2023 | 98023 | 9958617 | 05/26/2023
Rheem Sales Company, Inc. | Weatherking | W92TA0401317MSA | Federally-Regulated Consumer Product | Non-Weatherized, Condensing Ga | 1107 | 244 |  | 05/25/2023 | 41877 | 9958601 | 05/26/2023
Rheem Sales Company, Inc. | Weatherking | W92TA0601317MSA | Federally-Regulated Consumer Product | Non-Weatherized, Condensing Ga | 1156 | 246 |  | 05/25/2023 | 55624 | 9958605 | 05/26/2023
Rheem Sales Company, Inc. | Weatherking | W92TA0701317MSA | Federally-Regulated Consumer Product | Non-Weatherized, Condensing Ga | 1362 | 255 |  | 05/25/2023 | 69960 | 9958609 | 05/26/2023
Rheem Sales Company, Inc. | Weatherking | W92TA0851521MSA | Federally-Regulated Consumer Product | Non-Weatherized, Condensing Ga | 1929 | 280 |  | 05/25/2023 | 84515 | 9958613 | 05/26/2023
Rheem Sales Company, Inc. | Weatherking | W92TA1151524MSA | Federally-Regulated Consumer Product | Non-Weatherized, Condensing Ga | 2041 | 285 |  | 05/26/2023 | 111488 | 9958621 | 05/26/2023
Rheem Sales Company, Inc. | Weatherking | W92TA1001521MSA | Federally-Regulated Consumer Product | Non-Weatherized, Condensing Ga | 2066 | 286 |  | 05/26/2023 | 98023 | 9958617 | 05/26/2023
Rheem Sales Company, Inc. | Weatherking | W92TA0401317MSA | Federally-Regulated Consumer Product | Non-Weatherized, Condensing Ga | 1107 | 244 |  | 05/26/2023 | 41877 | 9958601 | 05/26/2023
Rheem Sales Company, Inc. | Weatherking | W92TA0601317MSA | Federally-Regulated Consumer Product | Non-Weatherized, Condensing Ga | 1156 | 246 |  | 05/26/2023 | 55624 | 9958605 | 05/26/2023
Rheem Sales Company, Inc. | Weatherking | W92TA0701317MSA | Federally-Regulated Consumer Product | Non-Weatherized, Condensing Ga | 1362 | 255 |  | 05/26/2023 | 69960 | 9958609 | 05/26/2023
Rheem Sales Company, Inc. | Weatherking | W92TA0851521MSA | Federally-Regulated Consumer Product | Non-Weatherized, Condensing Ga | 1929 | 280 |  | 05/26/2023 | 84515 | 9958613 | 05/26/2023
Rheem Sales Company, Inc. | DURASTAR | DR95UCT0851521SA | Federally-Regulated Consumer Product | Non-Weatherized, Condensing Ga | 1929 | 280 |  | 05/25/2023 | 84515 | 205783271 | 05/26/2023
Rheem Sales Company, Inc. | DURASTAR | DR96UAT0702317SA | Federally-Regulated Consumer Product | Non-Weatherized, Condensing Ga | 1321 | 253 |  | 05/25/2023 | 49242 | 206720671 | 05/26/2023
Rheem Sales Company, Inc. | DURASTAR | DR80DAT0751521SA | Federally-Regulated Consumer Product | Non-Weatherized, Non-Condensin | 1892 | 265 |  | 05/25/2023 | 99827 | 205783255 | 05/26/2023
Rheem Sales Company, Inc. | DURASTAR | DR96UAT0402317SA | Federally-Regulated Consumer Product | Non-Weatherized, Condensing Ga | 1252 | 250 |  | 05/25/2023 | 29298 | 206720669 | 05/26/2023
Rheem Sales Company, Inc. | DURASTAR | DR95UCT1001521SA | Federally-Regulated Consumer Product | Non-Weatherized, Condensing Ga | 2066 | 286 |  | 05/25/2023 | 98023 | 205783272 | 05/26/2023
Rheem Sales Company, Inc. | DURASTAR | DR80UAT0751417SA | Federally-Regulated Consumer Product | Non-Weatherized, Non-Condensin | 1496 | 248 |  | 05/25/2023 | 75177 | 205783253 | 05/26/2023
Rheem Sales Company, Inc. | DURASTAR | DR80DAT1251524SA | Federally-Regulated Consumer Product | Non-Weatherized, Non-Condensin | 1835 | 263 |  | 05/25/2023 | 124289 | 205783259 | 05/26/2023
Rheem Sales Company, Inc. | DURASTAR | DR80UAT0752417SA | Federally-Regulated Consumer Product | Non-Weatherized, Non-Condensin | 1884 | 265 |  | 05/25/2023 | 52545 | 205783262 | 05/26/2023
Rheem Sales Company, Inc. | DURASTAR | DR80UAT0502314SA | Federally-Regulated Consumer Product | Non-Weatherized, Non-Condensin | 1260 | 183 |  | 05/25/2023 | 35654 | 205783260 | 05/26/2023
Rheem Sales Company, Inc. | DURASTAR | DR95UCT1151524SA | Federally-Regulated Consumer Product | Non-Weatherized, Condensing Ga | 2041 | 285 |  | 05/25/2023 | 111488 | 205783273 | 05/26/2023
Rheem Sales Company, Inc. | DURASTAR | DR80DAT0501314SA | Federally-Regulated Consumer Product | Non-Weatherized, Non-Condensin | 1223 | 236 |  | 05/25/2023 | 51119 | 206235437 | 05/26/2023
Rheem Sales Company, Inc. | DURASTAR | DR80UAT0752317SA | Federally-Regulated Consumer Product | Non-Weatherized, Non-Condensin | 1539 | 250 |  | 05/25/2023 | 52505 | 205783261 | 05/26/2023
Rheem Sales Company, Inc. | DURASTAR | DR80UAT1002521SA | Federally-Regulated Consumer Product | Non-Weatherized, Non-Condensin | 1952 | 268 |  | 05/25/2023 | 70078 | 205783264 | 05/26/2023
Rheem Sales Company, Inc. | DURASTAR | DR95UCT0701317SA | Federally-Regulated Consumer Product | Non-Weatherized, Condensing Ga | 1362 | 255 |  | 05/25/2023 | 69960 | 205783269 | 05/26/2023
Rheem Sales Company, Inc. | DURASTAR | DR80DBT0751317SA | Federally-Regulated Consumer Product | Non-Weatherized, Non-Condensin | 1253 | 237 |  | 05/25/2023 | 74903 | 205783252 | 05/26/2023
Rheem Sales Company, Inc. | DURASTAR | DR80UAT0501314SA | Federally-Regulated Consumer Product | Non-Weatherized, Non-Condensin | 1388 | 184 |  | 05/25/2023 | 49660 | 205783251 | 05/26/2023
Rheem Sales Company, Inc. | DURASTAR | DR95UCT0401317SA | Federally-Regulated Consumer Product | Non-Weatherized, Condensing Ga | 1107 | 244 |  | 05/25/2023 | 41877 | 205783267 | 05/26/2023
Rheem Sales Company, Inc. | DURASTAR | DR80UAT1251524SA | Federally-Regulated Consumer Product | Non-Weatherized, Non-Condensin | 1991 | 270 |  | 05/25/2023 | 123598 | 205783258 | 05/26/2023
Rheem Sales Company, Inc. | DURASTAR | DR96UAT1002521SA | Federally-Regulated Consumer Product | Non-Weatherized, Condensing Ga | 1930 | 280 |  | 05/25/2023 | 69202 | 206720674 | 05/26/2023
Rheem Sales Company, Inc. | DURASTAR | DR96UAT0602317SA | Federally-Regulated Consumer Product | Non-Weatherized, Condensing Ga | 1342 | 254 |  | 05/25/2023 | 39319 | 206720670 | 05/26/2023
Rheem Sales Company, Inc. | DURASTAR | DR96UAT0702521SA | Federally-Regulated Consumer Product | Non-Weatherized, Condensing Ga | 1854 | 277 |  | 05/25/2023 | 49250 | 206720672 | 05/26/2023
Rheem Sales Company, Inc. | DURASTAR | DR96UAT1152524SA | Federally-Regulated Consumer Product | Non-Weatherized, Condensing Ga | 1935 | 280 |  | 05/25/2023 | 78711 | 207430288 | 05/26/2023
Rheem Sales Company, Inc. | DURASTAR | DR80UAT1252524SA | Federally-Regulated Consumer Product | Non-Weatherized, Non-Condensin | 1899 | 266 |  | 05/25/2023 | 87546 | 205783265 | 05/26/2023
Rheem Sales Company, Inc. | DURASTAR | DR95UCT0601317SA | Federally-Regulated Consumer Product | Non-Weatherized, Condensing Ga | 1156 | 246 |  | 05/25/2023 | 55624 | 205783268 | 05/26/2023
Rheem Sales Company, Inc. | DURASTAR | DR96UAT0852521SA | Federally-Regulated Consumer Product | Non-Weatherized, Condensing Ga | 2115 | 288 |  | 05/25/2023 | 58240 | 206720673 | 05/26/2023
Rheem Sales Company, Inc. | DURASTAR | DR80UAT1001521SA | Federally-Regulated Consumer Product | Non-Weatherized, Non-Condensin | 1812 | 262 |  | 05/25/2023 | 99863 | 205783256 | 05/26/2023
Rheem Sales Company, Inc. | DURASTAR | DR80UAT0751421SA | Federally-Regulated Consumer Product | Non-Weatherized, Non-Condensin | 1634 | 254 |  | 05/25/2023 | 75736 | 205783254 | 05/26/2023
Rheem Sales Company, Inc. | DURASTAR | DR80UAT1002417SA | Federally-Regulated Consumer Product | Non-Weatherized, Non-Condensin | 1730 | 258 |  | 05/25/2023 | 70020 | 205783263 | 05/26/2023
Rheem Sales Company, Inc. | DURASTAR | DR95UCT0701521SA | Federally-Regulated Consumer Product | Non-Weatherized, Condensing Ga | 1983 | 279 |  | 05/25/2023 | 70360 | 205783270 | 05/26/2023
Rheem Sales Company, Inc. | DURASTAR | DR80UAT1502524SA | Federally-Regulated Consumer Product | Non-Weatherized, Non-Condensin | 2092 | 274 |  | 05/25/2023 | 104565 | 205783266 | 05/26/2023
Rheem Sales Company, Inc. | DURASTAR | DR80DAT1001521SA | Federally-Regulated Consumer Product | Non-Weatherized, Non-Condensin | 1895 | 265 |  | 05/25/2023 | 100302 | 205783257 | 05/26/2023
Rheem Sales Company, Inc. | DURASTAR | DR95UCT0851521SA | Federally-Regulated Consumer Product | Non-Weatherized, Condensing Ga | 1929 | 280 |  | 05/26/2023 | 84515 | 205783271 | 05/26/2023
Rheem Sales Company, Inc. | DURASTAR | DR96UAT0702317SA | Federally-Regulated Consumer Product | Non-Weatherized, Condensing Ga | 1321 | 253 |  | 05/26/2023 | 49242 | 206720671 | 05/26/2023
Rheem Sales Company, Inc. | DURASTAR | DR80DAT0751521SA | Federally-Regulated Consumer Product | Non-Weatherized, Non-Condensin | 1892 | 265 |  | 05/26/2023 | 99827 | 205783255 | 05/26/2023
Rheem Sales Company, Inc. | DURASTAR | DR96UAT0402317SA | Federally-Regulated Consumer Product | Non-Weatherized, Condensing Ga | 1252 | 250 |  | 05/26/2023 | 29298 | 206720669 | 05/26/2023
Rheem Sales Company, Inc. | DURASTAR | DR95UCT1001521SA | Federally-Regulated Consumer Product | Non-Weatherized, Condensing Ga | 2066 | 286 |  | 05/26/2023 | 98023 | 205783272 | 05/26/2023
Rheem Sales Company, Inc. | DURASTAR | DR80UAT0751417SA | Federally-Regulated Consumer Product | Non-Weatherized, Non-Condensin | 1496 | 248 |  | 05/26/2023 | 75177 | 205783253 | 05/26/2023
Rheem Sales Company, Inc. | DURASTAR | DR80DAT1251524SA | Federally-Regulated Consumer Product | Non-Weatherized, Non-Condensin | 1835 | 263 |  | 05/26/2023 | 124289 | 205783259 | 05/26/2023
Rheem Sales Company, Inc. | DURASTAR | DR80UAT0752417SA | Federally-Regulated Consumer Product | Non-Weatherized, Non-Condensin | 1884 | 265 |  | 05/26/2023 | 52545 | 205783262 | 05/26/2023
Rheem Sales Company, Inc. | DURASTAR | DR80UAT0502314SA | Federally-Regulated Consumer Product | Non-Weatherized, Non-Condensin | 1260 | 183 |  | 05/26/2023 | 35654 | 205783260 | 05/26/2023
Rheem Sales Company, Inc. | DURASTAR | DR95UCT1151524SA | Federally-Regulated Consumer Product | Non-Weatherized, Condensing Ga | 2041 | 285 |  | 05/26/2023 | 111488 | 205783273 | 05/26/2023
Rheem Sales Company, Inc. | DURASTAR | DR80DAT0501314SA | Federally-Regulated Consumer Product | Non-Weatherized, Non-Condensin | 1223 | 236 |  | 05/26/2023 | 51119 | 206235437 | 05/26/2023
Rheem Sales Company, Inc. | DURASTAR | DR80UAT0752317SA | Federally-Regulated Consumer Product | Non-Weatherized, Non-Condensin | 1539 | 250 |  | 05/26/2023 | 52505 | 205783261 | 05/26/2023
Rheem Sales Company, Inc. | DURASTAR | DR80UAT1002521SA | Federally-Regulated Consumer Product | Non-Weatherized, Non-Condensin | 1952 | 268 |  | 05/26/2023 | 70078 | 205783264 | 05/26/2023
Rheem Sales Company, Inc. | DURASTAR | DR95UCT0701317SA | Federally-Regulated Consumer Product | Non-Weatherized, Condensing Ga | 1362 | 255 |  | 05/26/2023 | 69960 | 205783269 | 05/26/2023
Rheem Sales Company, Inc. | DURASTAR | DR80DBT0751317SA | Federally-Regulated Consumer Product | Non-Weatherized, Non-Condensin | 1253 | 237 |  | 05/26/2023 | 74903 | 205783252 | 05/26/2023
Rheem Sales Company, Inc. | DURASTAR | DR80UAT0501314SA | Federally-Regulated Consumer Product | Non-Weatherized, Non-Condensin | 1388 | 184 |  | 05/26/2023 | 49660 | 205783251 | 05/26/2023
Rheem Sales Company, Inc. | DURASTAR | DR95UCT0401317SA | Federally-Regulated Consumer Product | Non-Weatherized, Condensing Ga | 1107 | 244 |  | 05/26/2023 | 41877 | 205783267 | 05/26/2023
Rheem Sales Company, Inc. | DURASTAR | DR80UAT1251524SA | Federally-Regulated Consumer Product | Non-Weatherized, Non-Condensin | 1991 | 270 |  | 05/26/2023 | 123598 | 205783258 | 05/26/2023
Rheem Sales Company, Inc. | DURASTAR | DR96UAT1002521SA | Federally-Regulated Consumer Product | Non-Weatherized, Condensing Ga | 1930 | 280 |  | 05/26/2023 | 69202 | 206720674 | 05/26/2023
Rheem Sales Company, Inc. | DURASTAR | DR96UAT0602317SA | Federally-Regulated Consumer Product | Non-Weatherized, Condensing Ga | 1342 | 254 |  | 05/26/2023 | 39319 | 206720670 | 05/26/2023
Rheem Sales Company, Inc. | DURASTAR | DR96UAT0702521SA | Federally-Regulated Consumer Product | Non-Weatherized, Condensing Ga | 1854 | 277 |  | 05/26/2023 | 49250 | 206720672 | 05/26/2023
Rheem Sales Company, Inc. | DURASTAR | DR96UAT1152524SA | Federally-Regulated Consumer Product | Non-Weatherized, Condensing Ga | 1935 | 280 |  | 05/26/2023 | 78711 | 207430288 | 05/26/2023
Rheem Sales Company, Inc. | DURASTAR | DR80UAT1252524SA | Federally-Regulated Consumer Product | Non-Weatherized, Non-Condensin | 1899 | 266 |  | 05/26/2023 | 87546 | 205783265 | 05/26/2023
Rheem Sales Company, Inc. | DURASTAR | DR95UCT0601317SA | Federally-Regulated Consumer Product | Non-Weatherized, Condensing Ga | 1156 | 246 |  | 05/26/2023 | 55624 | 205783268 | 05/26/2023
Rheem Sales Company, Inc. | DURASTAR | DR96UAT0852521SA | Federally-Regulated Consumer Product | Non-Weatherized, Condensing Ga | 2115 | 288 |  | 05/26/2023 | 58240 | 206720673 | 05/26/2023
Rheem Sales Company, Inc. | DURASTAR | DR80UAT1001521SA | Federally-Regulated Consumer Product | Non-Weatherized, Non-Condensin | 1812 | 262 |  | 05/26/2023 | 99863 | 205783256 | 05/26/2023
Rheem Sales Company, Inc. | DURASTAR | DR80UAT0751421SA | Federally-Regulated Consumer Product | Non-Weatherized, Non-Condensin | 1634 | 254 |  | 05/26/2023 | 75736 | 205783254 | 05/26/2023
Rheem Sales Company, Inc. | DURASTAR | DR80UAT1002417SA | Federally-Regulated Consumer Product | Non-Weatherized, Non-Condensin | 1730 | 258 |  | 05/26/2023 | 70020 | 205783263 | 05/26/2023
Rheem Sales Company, Inc. | DURASTAR | DR95UCT0701521SA | Federally-Regulated Consumer Product | Non-Weatherized, Condensing Ga | 1983 | 279 |  | 05/26/2023 | 70360 | 205783270 | 05/26/2023
Rheem Sales Company, Inc. | DURASTAR | DR80UAT1502524SA | Federally-Regulated Consumer Product | Non-Weatherized, Non-Condensin | 2092 | 274 |  | 05/26/2023 | 104565 | 205783266 | 05/26/2023
Rheem Sales Company, Inc. | DURASTAR | DR80DAT1001521SA | Federally-Regulated Consumer Product | Non-Weatherized, Non-Condensin | 1895 | 265 |  | 05/26/2023 | 100302 | 205783257 | 05/26/2023
Rheem Sales Company, Inc. | DURASTAR | DR95UCT0851521SA | Federally-Regulated Consumer Product | Non-Weatherized, Condensing Ga | 1929 | 280 |  | 05/26/2023 | 84515 | 205783271 | 05/26/2023
Rheem Sales Company, Inc. | DURASTAR | DR96UAT0702317SA | Federally-Regulated Consumer Product | Non-Weatherized, Condensing Ga | 1321 | 253 |  | 05/26/2023 | 49242 | 206720671 | 05/26/2023
Rheem Sales Company, Inc. | DURASTAR | DR80DAT0751521SA | Federally-Regulated Consumer Product | Non-Weatherized, Non-Condensin | 1892 | 265 |  | 05/26/2023 | 99827 | 205783255 | 05/26/2023
Rheem Sales Company, Inc. | DURASTAR | DR96UAT0402317SA | Federally-Regulated Consumer Product | Non-Weatherized, Condensing Ga | 1252 | 250 |  | 05/26/2023 | 29298 | 206720669 | 05/26/2023
Rheem Sales Company, Inc. | DURASTAR | DR95UCT1001521SA | Federally-Regulated Consumer Product | Non-Weatherized, Condensing Ga | 2066 | 286 |  | 05/26/2023 | 98023 | 205783272 | 05/26/2023
Rheem Sales Company, Inc. | DURASTAR | DR80UAT0751417SA | Federally-Regulated Consumer Product | Non-Weatherized, Non-Condensin | 1496 | 248 |  | 05/26/2023 | 75177 | 205783253 | 05/26/2023
Rheem Sales Company, Inc. | DURASTAR | DR80DAT1251524SA | Federally-Regulated Consumer Product | Non-Weatherized, Non-Condensin | 1835 | 263 |  | 05/26/2023 | 124289 | 205783259 | 05/26/2023
Rheem Sales Company, Inc. | DURASTAR | DR80UAT0752417SA | Federally-Regulated Consumer Product | Non-Weatherized, Non-Condensin | 1884 | 265 |  | 05/26/2023 | 52545 | 205783262 | 05/26/2023
Rheem Sales Company, Inc. | DURASTAR | DR80UAT0502314SA | Federally-Regulated Consumer Product | Non-Weatherized, Non-Condensin | 1260 | 183 |  | 05/26/2023 | 35654 | 205783260 | 05/26/2023
Rheem Sales Company, Inc. | DURASTAR | DR95UCT1151524SA | Federally-Regulated Consumer Product | Non-Weatherized, Condensing Ga | 2041 | 285 |  | 05/26/2023 | 111488 | 205783273 | 05/26/2023
Rheem Sales Company, Inc. | DURASTAR | DR80DAT0501314SA | Federally-Regulated Consumer Product | Non-Weatherized, Non-Condensin | 1223 | 236 |  | 05/26/2023 | 51119 | 206235437 | 05/26/2023
Rheem Sales Company, Inc. | DURASTAR | DR80UAT0752317SA | Federally-Regulated Consumer Product | Non-Weatherized, Non-Condensin | 1539 | 250 |  | 05/26/2023 | 52505 | 205783261 | 05/26/2023
Rheem Sales Company, Inc. | DURASTAR | DR80UAT1002521SA | Federally-Regulated Consumer Product | Non-Weatherized, Non-Condensin | 1952 | 268 |  | 05/26/2023 | 70078 | 205783264 | 05/26/2023
Rheem Sales Company, Inc. | DURASTAR | DR95UCT0701317SA | Federally-Regulated Consumer Product | Non-Weatherized, Condensing Ga | 1362 | 255 |  | 05/26/2023 | 69960 | 205783269 | 05/26/2023
Rheem Sales Company, Inc. | DURASTAR | DR80DBT0751317SA | Federally-Regulated Consumer Product | Non-Weatherized, Non-Condensin | 1253 | 237 |  | 05/26/2023 | 74903 | 205783252 | 05/26/2023
Rheem Sales Company, Inc. | DURASTAR | DR80UAT0501314SA | Federally-Regulated Consumer Product | Non-Weatherized, Non-Condensin | 1388 | 184 |  | 05/26/2023 | 49660 | 205783251 | 05/26/2023
Rheem Sales Company, Inc. | DURASTAR | DR95UCT0401317SA | Federally-Regulated Consumer Product | Non-Weatherized, Condensing Ga | 1107 | 244 |  | 05/26/2023 | 41877 | 205783267 | 05/26/2023
Rheem Sales Company, Inc. | DURASTAR | DR80UAT1251524SA | Federally-Regulated Consumer Product | Non-Weatherized, Non-Condensin | 1991 | 270 |  | 05/26/2023 | 123598 | 205783258 | 05/26/2023
Rheem Sales Company, Inc. | DURASTAR | DR96UAT1002521SA | Federally-Regulated Consumer Product | Non-Weatherized, Condensing Ga | 1930 | 280 |  | 05/26/2023 | 69202 | 206720674 | 05/26/2023
Rheem Sales Company, Inc. | DURASTAR | DR96UAT0602317SA | Federally-Regulated Consumer Product | Non-Weatherized, Condensing Ga | 1342 | 254 |  | 05/26/2023 | 39319 | 206720670 | 05/26/2023
Rheem Sales Company, Inc. | DURASTAR | DR96UAT0702521SA | Federally-Regulated Consumer Product | Non-Weatherized, Condensing Ga | 1854 | 277 |  | 05/26/2023 | 49250 | 206720672 | 05/26/2023
Rheem Sales Company, Inc. | DURASTAR | DR96UAT1152524SA | Federally-Regulated Consumer Product | Non-Weatherized, Condensing Ga | 1935 | 280 |  | 05/26/2023 | 78711 | 207430288 | 05/26/2023
Rheem Sales Company, Inc. | DURASTAR | DR80UAT1252524SA | Federally-Regulated Consumer Product | Non-Weatherized, Non-Condensin | 1899 | 266 |  | 05/26/2023 | 87546 | 205783265 | 05/26/2023
Rheem Sales Company, Inc. | DURASTAR | DR95UCT0601317SA | Federally-Regulated Consumer Product | Non-Weatherized, Condensing Ga | 1156 | 246 |  | 05/26/2023 | 55624 | 205783268 | 05/26/2023
Rheem Sales Company, Inc. | DURASTAR | DR96UAT0852521SA | Federally-Regulated Consumer Product | Non-Weatherized, Condensing Ga | 2115 | 288 |  | 05/26/2023 | 58240 | 206720673 | 05/26/2023
Rheem Sales Company, Inc. | DURASTAR | DR80UAT1001521SA | Federally-Regulated Consumer Product | Non-Weatherized, Non-Condensin | 1812 | 262 |  | 05/26/2023 | 99863 | 205783256 | 05/26/2023
Rheem Sales Company, Inc. | DURASTAR | DR80UAT0751421SA | Federally-Regulated Consumer Product | Non-Weatherized, Non-Condensin | 1634 | 254 |  | 05/26/2023 | 75736 | 205783254 | 05/26/2023
Rheem Sales Company, Inc. | DURASTAR | DR80UAT1002417SA | Federally-Regulated Consumer Product | Non-Weatherized, Non-Condensin | 1730 | 258 |  | 05/26/2023 | 70020 | 205783263 | 05/26/2023
Rheem Sales Company, Inc. | DURASTAR | DR95UCT0701521SA | Federally-Regulated Consumer Product | Non-Weatherized, Condensing Ga | 1983 | 279 |  | 05/26/2023 | 70360 | 205783270 | 05/26/2023
Rheem Sales Company, Inc. | DURASTAR | DR80UAT1502524SA | Federally-Regulated Consumer Product | Non-Weatherized, Non-Condensin | 2092 | 274 |  | 05/26/2023 | 104565 | 205783266 | 05/26/2023
Rheem Sales Company, Inc. | DURASTAR | DR80DAT1001521SA | Federally-Regulated Consumer Product | Non-Weatherized, Non-Condensin | 1895 | 265 |  | 05/26/2023 | 100302 | 205783257 | 05/26/2023
Rheem Sales Company, Inc. | Fujitsu | RGEA16036AJV06TAB | Federally-Regulated Consumer Product | Weatherized Non-Condensing Gas | 1648 | 259 |  | 06/30/2022 | 76362 | 205785656 | 05/26/2023
Rheem Sales Company, Inc. | Fujitsu | RGEA16036AJV062AB | Federally-Regulated Consumer Product | Weatherized Non-Condensing Gas | 1648 | 259 |  | 06/30/2022 | 76362 | 205785655 | 05/26/2023
Rheem Sales Company, Inc. | Fujitsu | FF100174TT80X | Federally-Regulated Consumer Product | Non-Weatherized, Non-Condensin | 1730 | 258 |  | 05/25/2023 | 70020 | 204100502 | 05/26/2023
Rheem Sales Company, Inc. | Fujitsu | RGECZR048AJT07**A | Federally-Regulated Consumer Product | Weatherized Non-Condensing Gas | 1873 | 167 |  | 05/25/2023 | 52596 | 205785669 | 05/26/2023
Rheem Sales Company, Inc. | Fujitsu | RGEA14030AJT04UAA | Federally-Regulated Consumer Product | Weatherized Non-Condensing Gas | 1189 | 251 |  | 06/30/2022 | 39887 | 205965577 | 05/26/2023
Rheem Sales Company, Inc. | Fujitsu | RGEA15030AJV061AB | Federally-Regulated Consumer Product | Weatherized Non-Condensing Gas | 1402 | 261 |  | 06/30/2022 | 80658 | 204117048 | 05/26/2023
Rheem Sales Company, Inc. | Fujitsu | FF100215TS80ZB | Federally-Regulated Consumer Product | Non-Weatherized, Non-Condensin | 2096 | 274 |  | 05/25/2023 | 100583 | 204515051 | 05/26/2023
Rheem Sales Company, Inc. | Fujitsu | RGEA14042AJT101AC | Federally-Regulated Consumer Product | Weatherized Non-Condensing Gas | 1494 | 265 |  | 06/30/2022 | 99609 | 206606690 | 05/26/2023
Rheem Sales Company, Inc. | Fujitsu | RGEA14036AJT061AC | Federally-Regulated Consumer Product | Weatherized Non-Condensing Gas | 1430 | 262 |  | 05/25/2023 | 99665 | 206606682 | 05/26/2023
Rheem Sales Company, Inc. | Fujitsu | RGEA14030AJT06UAA | Federally-Regulated Consumer Product | Weatherized Non-Condensing Gas | 1125 | 248 |  | 06/30/2022 | 60094 | 205965576 | 05/26/2023
Rheem Sales Company, Inc. | Fujitsu | FF100215TT80X | Federally-Regulated Consumer Product | Non-Weatherized, Non-Condensin | 1952 | 268 |  | 05/25/2023 | 70078 | 204100503 | 05/26/2023
Rheem Sales Company, Inc. | Fujitsu | RGEA14048AJT101AB | Federally-Regulated Consumer Product | Weatherized Non-Condensing Gas | 1809 | 279 |  | 05/25/2023 | 99189 | 204117040 | 05/26/2023
Rheem Sales Company, Inc. | Fujitsu | RGECZR060AJT07**A | Federally-Regulated Consumer Product | Weatherized Non-Condensing Gas | 2336 | 182 |  | 05/25/2023 | 52310 | 205785671 | 05/26/2023
Rheem Sales Company, Inc. | Fujitsu | FF125245TT80X | Federally-Regulated Consumer Product | Non-Weatherized, Non-Condensin | 1899 | 266 |  | 05/25/2023 | 87546 | 204100504 | 05/26/2023
Rheem Sales Company, Inc. | Fujitsu | RGECZR060AJT12**A | Federally-Regulated Consumer Product | Weatherized Non-Condensing Gas | 2183 | 266 |  | 06/30/2022 | 83968 | 205785672 | 05/26/2023
Rheem Sales Company, Inc. | Fujitsu | RGEA14048AJT10UAA | Federally-Regulated Consumer Product | Weatherized Non-Condensing Gas | 1832 | 280 |  | 05/25/2023 | 100370 | 205965582 | 05/26/2023
Rheem Sales Company, Inc. | Fujitsu | RGEA14030AJT061AC | Federally-Regulated Consumer Product | Weatherized Non-Condensing Gas | 1147 | 249 |  | 06/30/2022 | 79965 | 206606678 | 05/26/2023
Rheem Sales Company, Inc. | Fujitsu | RGEA16024AJV062AB | Federally-Regulated Consumer Product | Weatherized Non-Condensing Gas | 1358 | 259 |  | 05/25/2023 | 46205 | 205785653 | 05/26/2023
Rheem Sales Company, Inc. | Fujitsu | RGEA15030AJV06XAB | Federally-Regulated Consumer Product | Weatherized Non-Condensing Gas | 1402 | 261 |  | 06/30/2022 | 80658 | 204117049 | 05/26/2023
Rheem Sales Company, Inc. | Fujitsu | FF150245TT80X | Federally-Regulated Consumer Product | Non-Weatherized, Non-Condensin | 2092 | 274 |  | 05/25/2023 | 104565 | 204100505 | 05/26/2023
Rheem Sales Company, Inc. | Fujitsu | FF75174TT80X | Federally-Regulated Consumer Product | Non-Weatherized, Non-Condensin | 1884 | 265 |  | 05/25/2023 | 52545 | 204100501 | 05/26/2023
Rheem Sales Company, Inc. | Fujitsu | FF50174TS80Z | Federally-Regulated Consumer Product | Non-Weatherized, Non-Condensin | 1502 | 248 |  | 05/25/2023 | 50342 | 204515049 | 05/26/2023
Rheem Sales Company, Inc. | Fujitsu | RGEA14036AJT06UAA | Federally-Regulated Consumer Product | Weatherized Non-Condensing Gas | 1434 | 262 |  | 05/25/2023 | 60723 | 205965579 | 05/26/2023
Rheem Sales Company, Inc. | Fujitsu | RGEA14048AJT08XAB | Federally-Regulated Consumer Product | Weatherized Non-Condensing Gas | 1809 | 279 |  | 06/30/2022 | 99189 | 204117039 | 05/26/2023
Rheem Sales Company, Inc. | Fujitsu | FF100215TS80ZA | Federally-Regulated Consumer Product | Non-Weatherized, Non-Condensin | 1861 | 264 |  | 05/25/2023 | 98348 | 205085388 | 05/26/2023
Rheem Sales Company, Inc. | Fujitsu | RGEA14036AJT101AC | Federally-Regulated Consumer Product | Weatherized Non-Condensing Gas | 1430 | 262 |  | 05/25/2023 | 99665 | 206606686 | 05/26/2023
Rheem Sales Company, Inc. | Fujitsu | RGEA14030AJT08XAC | Federally-Regulated Consumer Product | Weatherized Non-Condensing Gas | 1147 | 249 |  | 06/30/2022 | 79965 | 206606681 | 05/26/2023
Rheem Sales Company, Inc. | Fujitsu | RGEA14030AJT081AC | Federally-Regulated Consumer Product | Weatherized Non-Condensing Gas | 1147 | 249 |  | 05/25/2023 | 79965 | 206606680 | 05/26/2023
Rheem Sales Company, Inc. | Fujitsu | FF70174TS80Z | Federally-Regulated Consumer Product | Non-Weatherized, Non-Condensin | 1823 | 262 |  | 05/25/2023 | 70109 | 204515050 | 05/26/2023
Rheem Sales Company, Inc. | Fujitsu | RGEA14042AJT08UAA | Federally-Regulated Consumer Product | Weatherized Non-Condensing Gas | 1635 | 271 |  | 06/30/2022 | 80943 | 205965583 | 05/26/2023
Rheem Sales Company, Inc. | Fujitsu | RGEA14060AJT10UAA | Federally-Regulated Consumer Product | Weatherized Non-Condensing Gas | 2066 | 290 |  | 06/30/2022 | 100130 | 205965584 | 05/26/2023
Rheem Sales Company, Inc. | Fujitsu | RGEA14048AJT081AB | Federally-Regulated Consumer Product | Weatherized Non-Condensing Gas | 1809 | 279 |  | 06/30/2022 | 99189 | 204117038 | 05/26/2023
Rheem Sales Company, Inc. | Fujitsu | RGEA14036AJT081AC | Federally-Regulated Consumer Product | Weatherized Non-Condensing Gas | 1430 | 262 |  | 06/30/2022 | 99665 | 206606684 | 05/26/2023
Rheem Sales Company, Inc. | Fujitsu | RGEA14048AJT08UAA | Federally-Regulated Consumer Product | Weatherized Non-Condensing Gas | 2026 | 288 |  | 05/25/2023 | 80019 | 205965581 | 05/26/2023
Rheem Sales Company, Inc. | Fujitsu | RGECZR060AJT12**B | Federally-Regulated Consumer Product | Weatherized Non-Condensing Gas | 2183 | 266 |  | 05/25/2023 | 83968 | 206778671 | 05/26/2023
Rheem Sales Company, Inc. | Fujitsu | RGEA15048AJV101AB | Federally-Regulated Consumer Product | Weatherized Non-Condensing Gas | 1720 | 275 |  | 05/25/2023 | 99897 | 204117064 | 05/26/2023
Rheem Sales Company, Inc. | Fujitsu | RGEA14036AJT10XAC | Federally-Regulated Consumer Product | Weatherized Non-Condensing Gas | 1430 | 262 |  | 05/25/2023 | 99665 | 206606687 | 05/26/2023
Rheem Sales Company, Inc. | Fujitsu | RGEA16024AJV06TAB | Federally-Regulated Consumer Product | Weatherized Non-Condensing Gas | 1358 | 259 |  | 05/25/2023 | 46205 | 205785654 | 05/26/2023
Rheem Sales Company, Inc. | Fujitsu | RGEA14042AJT10XAC | Federally-Regulated Consumer Product | Weatherized Non-Condensing Gas | 1494 | 265 |  | 05/25/2023 | 99609 | 206606691 | 05/26/2023
Rheem Sales Company, Inc. | Fujitsu | RGEA14042AJT08XAC | Federally-Regulated Consumer Product | Weatherized Non-Condensing Gas | 1494 | 265 |  | 05/25/2023 | 99609 | 206606689 | 05/26/2023
Rheem Sales Company, Inc. | Fujitsu | RGECZR048AJT12**B | Federally-Regulated Consumer Product | Weatherized Non-Condensing Gas | 1902 | 259 |  | 05/25/2023 | 84032 | 206778669 | 05/26/2023
Rheem Sales Company, Inc. | Fujitsu | RGEA15048AJV10XAB | Federally-Regulated Consumer Product | Weatherized Non-Condensing Gas | 1720 | 275 |  | 05/25/2023 | 99897 | 204117065 | 05/26/2023
Rheem Sales Company, Inc. | Fujitsu | RGEA15048AJV08XAB | Federally-Regulated Consumer Product | Weatherized Non-Condensing Gas | 1720 | 275 |  | 05/25/2023 | 99897 | 204117063 | 05/26/2023
Rheem Sales Company, Inc. | Fujitsu | FF50143CS80M | Federally-Regulated Consumer Product | Non-Weatherized, Non-Condensin | 1388 | 184 |  | 05/25/2023 | 49660 | 203327189 | 05/26/2023
Rheem Sales Company, Inc. | Fujitsu | RGECZR036AJT10**B | Federally-Regulated Consumer Product | Weatherized Non-Condensing Gas | 1576 | 218 |  | 07/14/2022 | 100764 | 206778667 | 05/26/2023
Rheem Sales Company, Inc. | Fujitsu | RGEA15030AJV081AB | Federally-Regulated Consumer Product | Weatherized Non-Condensing Gas | 1402 | 261 |  | 05/25/2023 | 80658 | 204117050 | 05/26/2023
Rheem Sales Company, Inc. | Fujitsu | RGEA16036AJV082AB | Federally-Regulated Consumer Product | Weatherized Non-Condensing Gas | 1648 | 272 |  | 05/25/2023 | 76362 | 205785657 | 05/26/2023
Rheem Sales Company, Inc. | Fujitsu | RGEA15060AJV101AB | Federally-Regulated Consumer Product | Weatherized Non-Condensing Gas | 2166 | 294 |  | 05/25/2023 | 100081 | 204117066 | 05/26/2023
Rheem Sales Company, Inc. | Fujitsu | RGEA15060AJV10XAB | Federally-Regulated Consumer Product | Weatherized Non-Condensing Gas | 2166 | 294 |  | 05/25/2023 | 100081 | 204117067 | 05/26/2023
Rheem Sales Company, Inc. | Fujitsu | RGEA14030AJT06XAC | Federally-Regulated Consumer Product | Weatherized Non-Condensing Gas | 1147 | 249 |  | 06/30/2022 | 79965 | 206606679 | 05/26/2023
Rheem Sales Company, Inc. | Fujitsu | RGEA14042AJT081AC | Federally-Regulated Consumer Product | Weatherized Non-Condensing Gas | 1494 | 265 |  | 05/25/2023 | 99609 | 206606688 | 05/26/2023
Rheem Sales Company, Inc. | Fujitsu | RGEA15030AJV08XAB | Federally-Regulated Consumer Product | Weatherized Non-Condensing Gas | 1402 | 261 |  | 05/25/2023 | 80658 | 204117051 | 05/26/2023
Rheem Sales Company, Inc. | Fujitsu | FF100215TS95M | Federally-Regulated Consumer Product | Non-Weatherized, Condensing Ga | 2066 | 286 |  | 05/25/2023 | 98023 | 10260153 | 05/26/2023
Rheem Sales Company, Inc. | Fujitsu | RGEA14036AJT08XAC | Federally-Regulated Consumer Product | Weatherized Non-Condensing Gas | 1430 | 262 |  | 06/30/2022 | 99665 | 206606685 | 05/26/2023
Rheem Sales Company, Inc. | Fujitsu | RGEA15048AJV081AB | Federally-Regulated Consumer Product | Weatherized Non-Condensing Gas | 1720 | 275 |  | 06/30/2022 | 99897 | 204117062 | 05/26/2023
Rheem Sales Company, Inc. | Fujitsu | RGEA16036AJV08TAB | Federally-Regulated Consumer Product | Weatherized Non-Condensing Gas | 1648 | 272 |  | 06/30/2022 | 76362 | 205785658 | 05/26/2023
Rheem Sales Company, Inc. | Fujitsu | RGECZR036AJT07**B | Federally-Regulated Consumer Product | Weatherized Non-Condensing Gas | 1475 | 165 |  | 06/30/2022 | 53157 | 206778666 | 05/26/2023
Rheem Sales Company, Inc. | Fujitsu | RGEA14036AJT06XAC | Federally-Regulated Consumer Product | Weatherized Non-Condensing Gas | 1430 | 262 |  | 05/25/2023 | 99665 | 206606683 | 05/26/2023
Rheem Sales Company, Inc. | Fujitsu | FF85215TS95M | Federally-Regulated Consumer Product | Non-Weatherized, Condensing Ga | 1929 | 280 |  | 05/25/2023 | 84515 | 10260152 | 05/26/2023
Rheem Sales Company, Inc. | Fujitsu | RGECZR048AJT07**B | Federally-Regulated Consumer Product | Weatherized Non-Condensing Gas | 1873 | 167 |  | 06/30/2022 | 52596 | 206778668 | 05/26/2023
Rheem Sales Company, Inc. | Fujitsu | FF40173LT96M | Federally-Regulated Consumer Product | Non-Weatherized, Condensing Ga | 1248 | 250 |  | 05/25/2023 | 29623 | 206427995 | 05/26/2023
Rheem Sales Company, Inc. | Fujitsu | RGEA14036AJT08UAA | Federally-Regulated Consumer Product | Weatherized Non-Condensing Gas | 1382 | 260 |  | 05/25/2023 | 80891 | 205965580 | 05/26/2023
Rheem Sales Company, Inc. | Fujitsu | RGECZR060AJT07**B | Federally-Regulated Consumer Product | Weatherized Non-Condensing Gas | 2336 | 182 |  | 05/25/2023 | 52310 | 206778670 | 05/26/2023
Rheem Sales Company, Inc. | Fujitsu | FF70173TS95M | Federally-Regulated Consumer Product | Non-Weatherized, Condensing Ga | 1362 | 255 |  | 05/25/2023 | 69960 | 10260151 | 05/26/2023
Rheem Sales Company, Inc. | Fujitsu | RGEA14048AJT10XAB | Federally-Regulated Consumer Product | Weatherized Non-Condensing Gas | 1809 | 279 |  | 06/30/2022 | 99189 | 204117041 | 05/26/2023
Rheem Sales Company, Inc. | Fujitsu | RGEA16036AJV06TAB | Federally-Regulated Consumer Product | Weatherized Non-Condensing Gas | 1648 | 259 |  | 06/30/2022 | 76362 | 205785656 | 05/26/2023
Rheem Sales Company, Inc. | Fujitsu | RGEA16036AJV062AB | Federally-Regulated Consumer Product | Weatherized Non-Condensing Gas | 1648 | 259 |  | 06/30/2022 | 76362 | 205785655 | 05/26/2023
Rheem Sales Company, Inc. | Fujitsu | FF100174TT80X | Federally-Regulated Consumer Product | Non-Weatherized, Non-Condensin | 1730 | 258 |  | 05/25/2023 | 70020 | 204100502 | 05/26/2023
Rheem Sales Company, Inc. | Fujitsu | RGECZR048AJT07**A | Federally-Regulated Consumer Product | Weatherized Non-Condensing Gas | 1873 | 167 |  | 05/25/2023 | 52596 | 205785669 | 05/26/2023
Rheem Sales Company, Inc. | Fujitsu | RGEA14030AJT04UAA | Federally-Regulated Consumer Product | Weatherized Non-Condensing Gas | 1189 | 251 |  | 06/30/2022 | 39887 | 205965577 | 05/26/2023
Rheem Sales Company, Inc. | Fujitsu | RGEA15030AJV061AB | Federally-Regulated Consumer Product | Weatherized Non-Condensing Gas | 1402 | 261 |  | 06/30/2022 | 80658 | 204117048 | 05/26/2023
Rheem Sales Company, Inc. | Fujitsu | FF100215TS80ZB | Federally-Regulated Consumer Product | Non-Weatherized, Non-Condensin | 2096 | 274 |  | 05/25/2023 | 100583 | 204515051 | 05/26/2023
Rheem Sales Company, Inc. | Fujitsu | RGEA14042AJT101AC | Federally-Regulated Consumer Product | Weatherized Non-Condensing Gas | 1494 | 265 |  | 06/30/2022 | 99609 | 206606690 | 05/26/2023
Rheem Sales Company, Inc. | Fujitsu | RGEA14036AJT061AC | Federally-Regulated Consumer Product | Weatherized Non-Condensing Gas | 1430 | 262 |  | 05/25/2023 | 99665 | 206606682 | 05/26/2023
Rheem Sales Company, Inc. | Fujitsu | RGEA14030AJT06UAA | Federally-Regulated Consumer Product | Weatherized Non-Condensing Gas | 1125 | 248 |  | 06/30/2022 | 60094 | 205965576 | 05/26/2023
Rheem Sales Company, Inc. | Fujitsu | FF100215TT80X | Federally-Regulated Consumer Product | Non-Weatherized, Non-Condensin | 1952 | 268 |  | 05/25/2023 | 70078 | 204100503 | 05/26/2023
Rheem Sales Company, Inc. | Fujitsu | RGEA14048AJT101AB | Federally-Regulated Consumer Product | Weatherized Non-Condensing Gas | 1809 | 279 |  | 05/25/2023 | 99189 | 204117040 | 05/26/2023
Rheem Sales Company, Inc. | Fujitsu | RGECZR060AJT07**A | Federally-Regulated Consumer Product | Weatherized Non-Condensing Gas | 2336 | 182 |  | 05/25/2023 | 52310 | 205785671 | 05/26/2023
Rheem Sales Company, Inc. | Fujitsu | FF125245TT80X | Federally-Regulated Consumer Product | Non-Weatherized, Non-Condensin | 1899 | 266 |  | 05/25/2023 | 87546 | 204100504 | 05/26/2023
Rheem Sales Company, Inc. | Fujitsu | RGECZR060AJT12**A | Federally-Regulated Consumer Product | Weatherized Non-Condensing Gas | 2183 | 266 |  | 06/30/2022 | 83968 | 205785672 | 05/26/2023
Rheem Sales Company, Inc. | Fujitsu | RGEA14048AJT10UAA | Federally-Regulated Consumer Product | Weatherized Non-Condensing Gas | 1832 | 280 |  | 05/25/2023 | 100370 | 205965582 | 05/26/2023
Rheem Sales Company, Inc. | Fujitsu | RGEA14030AJT061AC | Federally-Regulated Consumer Product | Weatherized Non-Condensing Gas | 1147 | 249 |  | 06/30/2022 | 79965 | 206606678 | 05/26/2023
Rheem Sales Company, Inc. | Fujitsu | RGEA16024AJV062AB | Federally-Regulated Consumer Product | Weatherized Non-Condensing Gas | 1358 | 259 |  | 05/25/2023 | 46205 | 205785653 | 05/26/2023
Rheem Sales Company, Inc. | Fujitsu | RGEA15030AJV06XAB | Federally-Regulated Consumer Product | Weatherized Non-Condensing Gas | 1402 | 261 |  | 05/26/2023 | 80658 | 204117049 | 05/26/2023
Rheem Sales Company, Inc. | Weatherking | W92TA1151524MSA | Federally-Regulated Consumer Product | Non-Weatherized, Condensing Ga | 2041 | 285 |  | 05/26/2023 | 111488 | 9958621 | 05/26/2023
Rheem Sales Company, Inc. | Weatherking | W92TA1001521MSA | Federally-Regulated Consumer Product | Non-Weatherized, Condensing Ga | 2066 | 286 |  | 05/26/2023 | 98023 | 9958617 | 05/26/2023
Rheem Sales Company, Inc. | Weatherking | W92TA0401317MSA | Federally-Regulated Consumer Product | Non-Weatherized, Condensing Ga | 1107 | 244 |  | 05/26/2023 | 41877 | 9958601 | 05/26/2023
Rheem Sales Company, Inc. | Weatherking | W92TA0601317MSA | Federally-Regulated Consumer Product | Non-Weatherized, Condensing Ga | 1156 | 246 |  | 05/26/2023 | 55624 | 9958605 | 05/26/2023
Rheem Sales Company, Inc. | Weatherking | W92TA0701317MSA | Federally-Regulated Consumer Product | Non-Weatherized, Condensing Ga | 1362 | 255 |  | 05/26/2023 | 69960 | 9958609 | 05/26/2023
Rheem Sales Company, Inc. | Weatherking | W92TA0851521MSA | Federally-Regulated Consumer Product | Non-Weatherized, Condensing Ga | 1929 | 280 |  | 05/26/2023 | 84515 | 9958613 | 05/26/2023
Rheem Sales Company, Inc. | Thermal Zone | TZ92MSX040B30A | Federally-Regulated Consumer Product | Non-Weatherized, Condensing Ga | 1107 | 244 | 244 | 05/25/2023 | 41877 | 9958600 | 05/26/2023
Rheem Sales Company, Inc. | Thermal Zone | TZ92MSX100C50A | Federally-Regulated Consumer Product | Non-Weatherized, Condensing Ga | 2066 | 286 | 286 | 05/25/2023 | 98023 | 9958616 | 05/26/2023
Rheem Sales Company, Inc. | Thermal Zone | TZ95MSX115D50C | Federally-Regulated Consumer Product | Non-Weatherized, Condensing Ga | 2041 | 285 |  | 05/25/2023 | 111488 | 8934628 | 05/26/2023
Rheem Sales Company, Inc. | Thermal Zone | TZ96MDX085C50A | Federally-Regulated Consumer Product | Non-Weatherized, Condensing Ga | 2115 | 288 | 288 | 05/25/2023 | 58240 | 9950854 | 05/26/2023
Rheem Sales Company, Inc. | Thermal Zone | TZ92MSX060B30A | Federally-Regulated Consumer Product | Non-Weatherized, Condensing Ga | 1156 | 246 | 246 | 05/25/2023 | 55624 | 9958604 | 05/26/2023
Rheem Sales Company, Inc. | Thermal Zone | TZ92MSX115D50A | Federally-Regulated Consumer Product | Non-Weatherized, Condensing Ga | 2041 | 285 | 285 | 05/25/2023 | 111488 | 9958620 | 05/26/2023
Rheem Sales Company, Inc. | Thermal Zone | TZ96MDX100C50A | Federally-Regulated Consumer Product | Non-Weatherized, Condensing Ga | 1930 | 280 | 280 | 05/25/2023 | 69202 | 9950858 | 05/26/2023
Rheem Sales Company, Inc. | Thermal Zone | TZ96MDX060B30A | Federally-Regulated Consumer Product | Non-Weatherized, Condensing Ga | 1342 | 254 | 254 | 05/25/2023 | 39319 | 9950846 | 05/26/2023
Rheem Sales Company, Inc. | Thermal Zone | TZ96MDX070B30A | Federally-Regulated Consumer Product | Non-Weatherized, Condensing Ga | 1321 | 253 | 253 | 05/25/2023 | 49242 | 9950850 | 05/26/2023
Rheem Sales Company, Inc. | Thermal Zone | TZ92MSX070B30A | Federally-Regulated Consumer Product | Non-Weatherized, Condensing Ga | 1362 | 255 | 255 | 05/25/2023 | 69960 | 9958608 | 05/26/2023
Rheem Sales Company, Inc. | Thermal Zone | TZ92MSX085C50A | Federally-Regulated Consumer Product | Non-Weatherized, Condensing Ga | 1929 | 280 | 280 | 05/25/2023 | 84515 | 9958612 | 05/26/2023
Rheem Sales Company, Inc. | Thermal Zone | TZ96MDX115D50A | Federally-Regulated Consumer Product | Non-Weatherized, Condensing Ga | 1935 | 280 | 280 | 05/25/2023 | 78711 | 9950862 | 05/26/2023
Rheem Sales Company, Inc. | Thermal Zone | TZ92MSX040B30A | Federally-Regulated Consumer Product | Non-Weatherized, Condensing Ga | 1107 | 244 |  | 05/26/2023 | 41877 | 9958600 | 05/26/2023
Rheem Sales Company, Inc. | Thermal Zone | TZ92MSX100C50A | Federally-Regulated Consumer Product | Non-Weatherized, Condensing Ga | 2066 | 286 |  | 05/26/2023 | 98023 | 9958616 | 05/26/2023
Rheem Sales Company, Inc. | Thermal Zone | TZ95MSX115D50C | Federally-Regulated Consumer Product | Non-Weatherized, Condensing Ga | 2041 | 285 |  | 05/26/2023 | 111488 | 8934628 | 05/26/2023
Rheem Sales Company, Inc. | Thermal Zone | TZ96MDX085C50A | Federally-Regulated Consumer Product | Non-Weatherized, Condensing Ga | 2115 | 288 |  | 05/26/2023 | 58240 | 9950854 | 05/26/2023
Rheem Sales Company, Inc. | Thermal Zone | TZ92MSX060B30A | Federally-Regulated Consumer Product | Non-Weatherized, Condensing Ga | 1156 | 246 |  | 05/26/2023 | 55624 | 9958604 | 05/26/2023
Rheem Sales Company, Inc. | Thermal Zone | TZ92MSX115D50A | Federally-Regulated Consumer Product | Non-Weatherized, Condensing Ga | 2041 | 285 |  | 05/26/2023 | 111488 | 9958620 | 05/26/2023
Rheem Sales Company, Inc. | Thermal Zone | TZ96MDX100C50A | Federally-Regulated Consumer Product | Non-Weatherized, Condensing Ga | 1930 | 280 |  | 05/26/2023 | 69202 | 9950858 | 05/26/2023
Rheem Sales Company, Inc. | Thermal Zone | TZ96MDX060B30A | Federally-Regulated Consumer Product | Non-Weatherized, Condensing Ga | 1342 | 254 |  | 05/26/2023 | 39319 | 9950846 | 05/26/2023
Rheem Sales Company, Inc. | Thermal Zone | TZ96MDX070B30A | Federally-Regulated Consumer Product | Non-Weatherized, Condensing Ga | 1321 | 253 |  | 05/26/2023 | 49242 | 9950850 | 05/26/2023
Rheem Sales Company, Inc. | Thermal Zone | TZ92MSX070B30A | Federally-Regulated Consumer Product | Non-Weatherized, Condensing Ga | 1362 | 255 |  | 05/26/2023 | 69960 | 9958608 | 05/26/2023
Rheem Sales Company, Inc. | Thermal Zone | TZ92MSX085C50A | Federally-Regulated Consumer Product | Non-Weatherized, Condensing Ga | 1929 | 280 |  | 05/26/2023 | 84515 | 9958612 | 05/26/2023
Rheem Sales Company, Inc. | Thermal Zone | TZ96MDX115D50A | Federally-Regulated Consumer Product | Non-Weatherized, Condensing Ga | 1935 | 280 |  | 05/26/2023 | 78711 | 9950862 | 05/26/2023
Rheem Sales Company, Inc. | Mainline | RGEA14042AJT101AC | Federally-Regulated Consumer Product | Weatherized Non-Condensing Gas | 1494 | 265 | 265 | 05/25/2023 | 99609 | 206606708 | 05/26/2023
Rheem Sales Company, Inc. | Mainline | MP802TA150524MXA | Federally-Regulated Consumer Product | Non-Weatherized, Non-Condensin | 2092 | 274 |  | 05/25/2023 | 104565 | 205348236 | 05/26/2023
Rheem Sales Company, Inc. | Mainline | RGEA16036AJV06TAB | Federally-Regulated Consumer Product | Weatherized Non-Condensing Gas | 1648 | 259 |  | 05/25/2023 | 76362 | 205785636 | 05/26/2023
Rheem Sales Company, Inc. | Mainline | RGECZR048AJT12**A | Federally-Regulated Consumer Product | Weatherized Non-Condensing Gas | 1902 | 259 |  | 05/25/2023 | 84032 | 205785650 | 05/26/2023
Rheem Sales Company, Inc. | Mainline | RGECZR036AJT10**A | Federally-Regulated Consumer Product | Weatherized Non-Condensing Gas | 1576 | 218 |  | 05/25/2023 | 100764 | 205785648 | 05/26/2023
Rheem Sales Company, Inc. | Mainline | RGEA16060AJV102AB | Federally-Regulated Consumer Product | Weatherized Non-Condensing Gas | 2330 | 280 |  | 05/25/2023 | 75239 | 205785645 | 05/26/2023
Rheem Sales Company, Inc. | Mainline | RGEA16036AJV062AB | Federally-Regulated Consumer Product | Weatherized Non-Condensing Gas | 1648 | 259 |  | 05/25/2023 | 76362 | 205785635 | 05/26/2023
Rheem Sales Company, Inc. | Mainline | RGEA14030AJT081AC | Federally-Regulated Consumer Product | Weatherized Non-Condensing Gas | 1147 | 249 |  | 05/25/2023 | 79965 | 206606698 | 05/26/2023
Rheem Sales Company, Inc. | Mainline | RGEA14030AJT06UAA | Federally-Regulated Consumer Product | Weatherized Non-Condensing Gas | 1125 | 248 | 249 | 05/25/2023 | 60094 | 205965586 | 05/26/2023
Rheem Sales Company, Inc. | Mainline | RGECZR060AJT12**A | Federally-Regulated Consumer Product | Weatherized Non-Condensing Gas | 2183 | 266 |  | 05/25/2023 | 83968 | 205785652 | 05/26/2023
Rheem Sales Company, Inc. | Mainline | RGEA15042BJV081AA | Federally-Regulated Consumer Product | Weatherized Non-Condensing Gas | 1375 | 260 |  | 05/25/2023 | 101119 | 205724698 | 05/26/2023
Rheem Sales Company, Inc. | Mainline | RGEA14048AJT10UAA | Federally-Regulated Consumer Product | Weatherized Non-Condensing Gas | 1832 | 280 |  | 05/25/2023 | 100370 | 205965592 | 05/26/2023
Rheem Sales Company, Inc. | Mainline | RGEA14030AJT061AC | Federally-Regulated Consumer Product | Weatherized Non-Condensing Gas | 1147 | 249 | 249 | 05/25/2023 | 79965 | 206606696 | 05/26/2023
Rheem Sales Company, Inc. | Mainline | RGEA14042AJT08UAA | Federally-Regulated Consumer Product | Weatherized Non-Condensing Gas | 1635 | 271 | 271 | 05/25/2023 | 80943 | 205965593 | 05/26/2023
Rheem Sales Company, Inc. | Mainline | RGEA14036AJT101AC | Federally-Regulated Consumer Product | Weatherized Non-Condensing Gas | 1430 | 262 |  | 05/25/2023 | 99665 | 206606704 | 05/26/2023
Rheem Sales Company, Inc. | Mainline | MP802W1255A24UHSBAS | Federally-Regulated Consumer Product | Non-Weatherized, Non-Condensin | 2073 | 273 | 273 | 05/25/2023 | 87500 | 210802823 | 05/26/2023
Rheem Sales Company, Inc. | Mainline | RGEA14030AJT08XAC | Federally-Regulated Consumer Product | Weatherized Non-Condensing Gas | 1147 | 249 | 249 | 05/25/2023 | 79965 | 206606699 | 05/26/2023
Rheem Sales Company, Inc. | Mainline | RGEA14036AJT06UAA | Federally-Regulated Consumer Product | Weatherized Non-Condensing Gas | 1434 | 262 |  | 05/25/2023 | 60723 | 205965589 | 05/26/2023
Rheem Sales Company, Inc. | Mainline | RGECZR048AJT07**A | Federally-Regulated Consumer Product | Weatherized Non-Condensing Gas | 1873 | 167 |  | 05/25/2023 | 52596 | 205785649 | 05/26/2023
Rheem Sales Company, Inc. | Mainline | RGEA15024BJV06XAA | Federally-Regulated Consumer Product | Weatherized Non-Condensing Gas | 1395 | 260 | 260 | 05/25/2023 | 80305 | 205724689 | 05/26/2023
Rheem Sales Company, Inc. | Mainline | RGECZR060AJT07**A | Federally-Regulated Consumer Product | Weatherized Non-Condensing Gas | 2336 | 182 |  | 05/25/2023 | 52310 | 205785651 | 05/26/2023
Rheem Sales Company, Inc. | Mainline | RGEA14030AJT04UAA | Federally-Regulated Consumer Product | Weatherized Non-Condensing Gas | 1189 | 251 | 251 | 05/25/2023 | 39887 | 205965587 | 05/26/2023
Rheem Sales Company, Inc. | Mainline | RGECZR036AJT07**A | Federally-Regulated Consumer Product | Weatherized Non-Condensing Gas | 1475 | 165 |  | 05/25/2023 | 53157 | 205785647 | 05/26/2023
Rheem Sales Company, Inc. | Mainline | RGEA16024AJV062AB | Federally-Regulated Consumer Product | Weatherized Non-Condensing Gas | 1358 | 259 |  | 05/25/2023 | 46205 | 205785633 | 05/26/2023
Rheem Sales Company, Inc. | Mainline | RGEA14036AJT061AC | Federally-Regulated Consumer Product | Weatherized Non-Condensing Gas | 1430 | 262 |  | 05/25/2023 | 99665 | 206606700 | 05/26/2023
Rheem Sales Company, Inc. | Mainline | RGEA15036BJV06XAA | Federally-Regulated Consumer Product | Weatherized Non-Condensing Gas | 1355 | 258 |  | 05/25/2023 | 99675 | 205724693 | 05/26/2023
Rheem Sales Company, Inc. | Mainline | RGEA14048AJT08UAA | Federally-Regulated Consumer Product | Weatherized Non-Condensing Gas | 2026 | 288 |  | 05/25/2023 | 80019 | 205965591 | 05/26/2023
Rheem Sales Company, Inc. | Mainline | RGECZR036AJT07**B | Federally-Regulated Consumer Product | Weatherized Non-Condensing Gas | 1475 | 165 | 264 | 05/25/2023 | 53157 | 206778672 | 05/26/2023
Rheem Sales Company, Inc. | Mainline | RGEA16036AJV10TAB | Federally-Regulated Consumer Product | Weatherized Non-Condensing Gas | 1648 | 272 |  | 05/25/2023 | 76362 | 205785640 | 05/26/2023
Rheem Sales Company, Inc. | Mainline | RGEA14048AJT081AB | Federally-Regulated Consumer Product | Weatherized Non-Condensing Gas | 1809 | 279 |  | 05/25/2023 | 99189 | 204117086 | 05/26/2023
Rheem Sales Company, Inc. | Mainline | RGEA15036BJV081AA | Federally-Regulated Consumer Product | Weatherized Non-Condensing Gas | 1355 | 259 |  | 05/25/2023 | 99675 | 205724694 | 05/26/2023
Rheem Sales Company, Inc. | Mainline | RGEA15030AJV08XAB | Federally-Regulated Consumer Product | Weatherized Non-Condensing Gas | 1402 | 261 |  | 05/25/2023 | 80658 | 204117099 | 05/26/2023
Rheem Sales Company, Inc. | Mainline | RGEA15048AJV10XAB | Federally-Regulated Consumer Product | Weatherized Non-Condensing Gas | 1720 | 275 |  | 05/25/2023 | 99897 | 204117113 | 05/26/2023
Rheem Sales Company, Inc. | Mainline | RGEA15042BJV08XAA | Federally-Regulated Consumer Product | Weatherized Non-Condensing Gas | 1375 | 260 |  | 05/25/2023 | 101119 | 205724699 | 05/26/2023
Rheem Sales Company, Inc. | Mainline | RGEA16048AJV102AB | Federally-Regulated Consumer Product | Weatherized Non-Condensing Gas | 1845 | 280 |  | 05/25/2023 | 76171 | 205785643 | 05/26/2023
Rheem Sales Company, Inc. | Mainline | ML801CA050314MSA | Federally-Regulated Consumer Product | Non-Weatherized, Non-Condensin | 1388 | 184 | 243 | 05/25/2023 | 49660 | 203327225 | 05/26/2023
Rheem Sales Company, Inc. | Mainline | RGECZR060AJT07**B | Federally-Regulated Consumer Product | Weatherized Non-Condensing Gas | 2336 | 182 |  | 05/25/2023 | 52310 | 206778676 | 05/26/2023
Rheem Sales Company, Inc. | Mainline | RGEA15042BJV10XAA | Federally-Regulated Consumer Product | Weatherized Non-Condensing Gas | 1375 | 260 |  | 05/25/2023 | 101119 | 205724701 | 05/26/2023
Rheem Sales Company, Inc. | Mainline | RGEA16048AJV08TAB | Federally-Regulated Consumer Product | Weatherized Non-Condensing Gas | 1845 | 272 |  | 05/25/2023 | 76171 | 205785642 | 05/26/2023
Rheem Sales Company, Inc. | Mainline | RGEA15060AJV101AB | Federally-Regulated Consumer Product | Weatherized Non-Condensing Gas | 2166 | 294 |  | 05/25/2023 | 100081 | 204117114 | 05/26/2023
Rheem Sales Company, Inc. | Mainline | RGEA15042BJV101AA | Federally-Regulated Consumer Product | Weatherized Non-Condensing Gas | 1375 | 260 |  | 05/25/2023 | 101119 | 205724700 | 05/26/2023
Rheem Sales Company, Inc. | Mainline | RGEA15024BJV061AA | Federally-Regulated Consumer Product | Weatherized Non-Condensing Gas | 1395 | 260 |  | 05/25/2023 | 80305 | 205724688 | 05/26/2023
Rheem Sales Company, Inc. | Mainline | RGEA16036AJV08TAB | Federally-Regulated Consumer Product | Weatherized Non-Condensing Gas | 1648 | 272 |  | 05/25/2023 | 76362 | 205785638 | 05/26/2023
Rheem Sales Company, Inc. | Mainline | RGEA15048AJV08XAB | Federally-Regulated Consumer Product | Weatherized Non-Condensing Gas | 1720 | 275 |  | 05/25/2023 | 99897 | 204117111 | 05/26/2023
Rheem Sales Company, Inc. | Mainline | RGEA14042AJT081AC | Federally-Regulated Consumer Product | Weatherized Non-Condensing Gas | 1494 | 265 |  | 05/25/2023 | 99609 | 206606706 | 05/26/2023
Rheem Sales Company, Inc. | Mainline | RGEA15060AJV10XAB | Federally-Regulated Consumer Product | Weatherized Non-Condensing Gas | 2166 | 294 |  | 05/25/2023 | 100081 | 204117115 | 05/26/2023
Rheem Sales Company, Inc. | Mainline | RGEA15048AJV101AB | Federally-Regulated Consumer Product | Weatherized Non-Condensing Gas | 1720 | 275 |  | 05/25/2023 | 99897 | 204117112 | 05/26/2023
Rheem Sales Company, Inc. | Mainline | RGEA16060AJV10TAB | Federally-Regulated Consumer Product | Weatherized Non-Condensing Gas | 2330 | 280 |  | 05/25/2023 | 75239 | 205785646 | 05/26/2023
Rheem Sales Company, Inc. | Mainline | RGEA16036AJV082AB | Federally-Regulated Consumer Product | Weatherized Non-Condensing Gas | 1648 | 272 |  | 05/25/2023 | 76362 | 205785637 | 05/26/2023
Rheem Sales Company, Inc. | Mainline | RGEA15048AJV081AB | Federally-Regulated Consumer Product | Weatherized Non-Condensing Gas | 1720 | 275 |  | 05/25/2023 | 99897 | 204117110 | 05/26/2023
Rheem Sales Company, Inc. | Mainline | RGEA15024BJV08XAA | Federally-Regulated Consumer Product | Weatherized Non-Condensing Gas | 1395 | 260 |  | 05/25/2023 | 80305 | 205724691 | 05/26/2023
Rheem Sales Company, Inc. | Mainline | RGEA16048AJV082AB | Federally-Regulated Consumer Product | Weatherized Non-Condensing Gas | 1845 | 272 |  | 05/25/2023 | 76171 | 205785641 | 05/26/2023
Rheem Sales Company, Inc. | Mainline | RGEA15036BJV10XAA | Federally-Regulated Consumer Product | Weatherized Non-Condensing Gas | 1355 | 259 |  | 05/25/2023 | 99675 | 205724697 | 05/26/2023
Rheem Sales Company, Inc. | Mainline | RGEA14036AJT08XAC | Federally-Regulated Consumer Product | Weatherized Non-Condensing Gas | 1430 | 262 | 262 | 05/25/2023 | 99665 | 206606703 | 05/26/2023
Rheem Sales Company, Inc. | Mainline | RGEA14060CJT10XAA | Federally-Regulated Consumer Product | Weatherized Non-Condensing Gas | 1911 | 283 |  | 05/25/2023 | 99261 | 205724687 | 05/26/2023
Rheem Sales Company, Inc. | Mainline | RGEA15030AJV081AB | Federally-Regulated Consumer Product | Weatherized Non-Condensing Gas | 1402 | 261 |  | 05/25/2023 | 80658 | 204117098 | 05/26/2023
Rheem Sales Company, Inc. | Mainline | RGEA15024BJV081AA | Federally-Regulated Consumer Product | Weatherized Non-Condensing Gas | 1395 | 260 |  | 05/25/2023 | 80305 | 205724690 | 05/26/2023
Rheem Sales Company, Inc. | Mainline | RGECZR060AJT12**B | Federally-Regulated Consumer Product | Weatherized Non-Condensing Gas | 2183 | 266 |  | 05/25/2023 | 83968 | 206778677 | 05/26/2023
Rheem Sales Company, Inc. | Mainline | RGEA16036AJV102AB | Federally-Regulated Consumer Product | Weatherized Non-Condensing Gas | 1648 | 272 |  | 05/25/2023 | 76362 | 205785639 | 05/26/2023
Rheem Sales Company, Inc. | Mainline | RGEA14060CJT101AA | Federally-Regulated Consumer Product | Weatherized Non-Condensing Gas | 1911 | 283 |  | 05/25/2023 | 99261 | 205724686 | 05/26/2023
Rheem Sales Company, Inc. | Mainline | RGEA15036BJV061AA | Federally-Regulated Consumer Product | Weatherized Non-Condensing Gas | 1355 | 258 |  | 05/25/2023 | 99675 | 205724692 | 05/26/2023
Rheem Sales Company, Inc. | Mainline | RGECZR048AJT12**B | Federally-Regulated Consumer Product | Weatherized Non-Condensing Gas | 1902 | 259 | 283 | 05/25/2023 | 84032 | 206778675 | 05/26/2023
Rheem Sales Company, Inc. | Mainline | RGEA14042AJT10XAC | Federally-Regulated Consumer Product | Weatherized Non-Condensing Gas | 1494 | 265 |  | 05/25/2023 | 99609 | 206606709 | 05/26/2023
Rheem Sales Company, Inc. | Mainline | RGEA16048AJV10TAB | Federally-Regulated Consumer Product | Weatherized Non-Condensing Gas | 1845 | 280 |  | 05/25/2023 | 76171 | 205785644 | 05/26/2023
Rheem Sales Company, Inc. | Mainline | RGEA14036AJT081AC | Federally-Regulated Consumer Product | Weatherized Non-Condensing Gas | 1430 | 262 | 262 | 05/25/2023 | 99665 | 206606702 | 05/26/2023
Rheem Sales Company, Inc. | Mainline | ML95TC0701317MSA | Federally-Regulated Consumer Product | Non-Weatherized, Condensing Ga | 1362 | 255 |  | 05/25/2023 | 69960 | 10378167 | 05/26/2023
Rheem Sales Company, Inc. | Mainline | RGEA14042AJT08XAC | Federally-Regulated Consumer Product | Weatherized Non-Condensing Gas | 1494 | 265 |  | 05/25/2023 | 99609 | 206606707 | 05/26/2023
Rheem Sales Company, Inc. | Mainline | RGEA14030AJT06XAC | Federally-Regulated Consumer Product | Weatherized Non-Condensing Gas | 1147 | 249 |  | 05/25/2023 | 79965 | 206606697 | 05/26/2023
Rheem Sales Company, Inc. | Mainline | RGEA16024AJV06TAB | Federally-Regulated Consumer Product | Weatherized Non-Condensing Gas | 1358 | 259 |  | 05/25/2023 | 46205 | 205785634 | 05/26/2023
Rheem Sales Company, Inc. | Mainline | RGEA15036BJV101AA | Federally-Regulated Consumer Product | Weatherized Non-Condensing Gas | 1355 | 259 | 259 | 05/25/2023 | 99675 | 205724696 | 05/26/2023
Rheem Sales Company, Inc. | Mainline | RGEA14036AJT10XAC | Federally-Regulated Consumer Product | Weatherized Non-Condensing Gas | 1430 | 262 |  | 05/25/2023 | 99665 | 206606705 | 05/26/2023
Rheem Sales Company, Inc. | Mainline | ML801CA050314ZSA | Federally-Regulated Consumer Product | Non-Weatherized, Non-Condensin | 1223 | 236 |  | 05/25/2023 | 51119 | 205001024 | 05/26/2023
Rheem Sales Company, Inc. | Mainline | ML801CB075317ZSA | Federally-Regulated Consumer Product | Non-Weatherized, Non-Condensin | 1253 | 237 |  | 05/25/2023 | 74903 | 205001022 | 05/26/2023
Rheem Sales Company, Inc. | Mainline | RGECZR048AJT07**B | Federally-Regulated Consumer Product | Weatherized Non-Condensing Gas | 1873 | 167 | 281 | 05/25/2023 | 52596 | 206778674 | 05/26/2023
Rheem Sales Company, Inc. | Mainline | RGEA14036AJT06XAC | Federally-Regulated Consumer Product | Weatherized Non-Condensing Gas | 1430 | 262 |  | 05/25/2023 | 99665 | 206606701 | 05/26/2023
Rheem Sales Company, Inc. | Mainline | RGEA14036AJT08UAA | Federally-Regulated Consumer Product | Weatherized Non-Condensing Gas | 1382 | 260 |  | 05/25/2023 | 80891 | 205965590 | 05/26/2023
Rheem Sales Company, Inc. | Mainline | RGEA14048AJT10XAB | Federally-Regulated Consumer Product | Weatherized Non-Condensing Gas | 1809 | 279 |  | 05/25/2023 | 99189 | 204117089 | 05/26/2023
Rheem Sales Company, Inc. | Mainline | RGECZR036AJT10**B | Federally-Regulated Consumer Product | Weatherized Non-Condensing Gas | 1576 | 218 | 268 | 05/25/2023 | 100764 | 206778673 | 05/26/2023
Rheem Sales Company, Inc. | Mainline | RGEA15036BJV08XAA | Federally-Regulated Consumer Product | Weatherized Non-Condensing Gas | 1355 | 259 |  | 05/25/2023 | 99675 | 205724695 | 05/26/2023
Rheem Sales Company, Inc. | Mainline | RGEA14060AJT10UAA | Federally-Regulated Consumer Product | Weatherized Non-Condensing Gas | 2066 | 290 |  | 05/25/2023 | 100130 | 205965594 | 05/26/2023
Rheem Sales Company, Inc. | Mainline | ML96VA0402317MSA | Federally-Regulated Consumer Product | Non-Weatherized, Condensing Ga | 1248 | 250 |  | 05/25/2023 | 29623 | 10378078 | 05/26/2023
Rheem Sales Company, Inc. | CLIMATEMASTER | RGEA16036AJV062AB | Federally-Regulated Consumer Product | Weatherized Non-Condensing Gas | 1648 | 259 |  | 05/25/2023 | 76362 | 205785546 | 05/26/2023
Rheem Sales Company, Inc. | CLIMATEMASTER | RGEA14048AJT101AB | Federally-Regulated Consumer Product | Weatherized Non-Condensing Gas | 1809 | 279 |  | 05/25/2023 | 99189 | 205785516 | 05/26/2023
Rheem Sales Company, Inc. | CLIMATEMASTER | RGEA14030AJT061AC | Federally-Regulated Consumer Product | Weatherized Non-Condensing Gas | 1147 | 249 |  | 05/25/2023 | 79965 | 206606660 | 05/26/2023
Rheem Sales Company, Inc. | CLIMATEMASTER | RGEA15030AJV061AB | Federally-Regulated Consumer Product | Weatherized Non-Condensing Gas | 1402 | 261 |  | 05/25/2023 | 80658 | 205785524 | 05/26/2023
Rheem Sales Company, Inc. | CLIMATEMASTER | RGEA14042AJT101AC | Federally-Regulated Consumer Product | Weatherized Non-Condensing Gas | 1494 | 265 |  | 05/25/2023 | 99609 | 206606672 | 05/26/2023
Rheem Sales Company, Inc. | CLIMATEMASTER | RGEA14030AJT081AC | Federally-Regulated Consumer Product | Weatherized Non-Condensing Gas | 1147 | 249 |  | 05/25/2023 | 79965 | 206606662 | 05/26/2023
Rheem Sales Company, Inc. | CLIMATEMASTER | RGEA14030AJT08XAC | Federally-Regulated Consumer Product | Weatherized Non-Condensing Gas | 1147 | 249 |  | 05/25/2023 | 79965 | 206606663 | 05/26/2023
Rheem Sales Company, Inc. | CLIMATEMASTER | RGEA14030AJT04UAA | Federally-Regulated Consumer Product | Weatherized Non-Condensing Gas | 1189 | 251 |  | 05/25/2023 | 39887 | 205965563 | 05/26/2023
Rheem Sales Company, Inc. | CLIMATEMASTER | RGEA16060AJV102AB | Federally-Regulated Consumer Product | Weatherized Non-Condensing Gas | 2330 | 280 |  | 05/25/2023 | 75239 | 205785556 | 05/26/2023
Rheem Sales Company, Inc. | CLIMATEMASTER | RGECZR048AJT12**A | Federally-Regulated Consumer Product | Weatherized Non-Condensing Gas | 1902 | 259 |  | 05/25/2023 | 84032 | 205785561 | 05/26/2023
Rheem Sales Company, Inc. | CLIMATEMASTER | RGECZR036AJT07**A | Federally-Regulated Consumer Product | Weatherized Non-Condensing Gas | 1475 | 165 |  | 05/25/2023 | 53157 | 205785558 | 05/26/2023
Rheem Sales Company, Inc. | CLIMATEMASTER | RGEA15030AJV06XAB | Federally-Regulated Consumer Product | Weatherized Non-Condensing Gas | 1402 | 261 |  | 05/25/2023 | 80658 | 205785525 | 05/26/2023
Rheem Sales Company, Inc. | CLIMATEMASTER | RGEA14042AJT08UAA | Federally-Regulated Consumer Product | Weatherized Non-Condensing Gas | 1635 | 271 |  | 05/25/2023 | 80943 | 205965569 | 05/26/2023
Rheem Sales Company, Inc. | CLIMATEMASTER | RGEA16024AJV062AB | Federally-Regulated Consumer Product | Weatherized Non-Condensing Gas | 1358 | 259 |  | 05/25/2023 | 46205 | 205785544 | 05/26/2023
Rheem Sales Company, Inc. | CLIMATEMASTER | RGECZR060AJT07**A | Federally-Regulated Consumer Product | Weatherized Non-Condensing Gas | 2336 | 182 |  | 05/25/2023 | 52310 | 205785562 | 05/26/2023
Rheem Sales Company, Inc. | CLIMATEMASTER | RGECZR048AJT07**A | Federally-Regulated Consumer Product | Weatherized Non-Condensing Gas | 1873 | 167 |  | 05/25/2023 | 52596 | 205785560 | 05/26/2023
Rheem Sales Company, Inc. | CLIMATEMASTER | RGEA14048AJT08XAB | Federally-Regulated Consumer Product | Weatherized Non-Condensing Gas | 1809 | 279 |  | 05/25/2023 | 99189 | 205785515 | 05/26/2023
Rheem Sales Company, Inc. | CLIMATEMASTER | RGECZR036AJT10**A | Federally-Regulated Consumer Product | Weatherized Non-Condensing Gas | 1576 | 218 |  | 05/25/2023 | 100764 | 205785559 | 05/26/2023
Rheem Sales Company, Inc. | CLIMATEMASTER | RGEA15042BJV081AA | Federally-Regulated Consumer Product | Weatherized Non-Condensing Gas | 1375 | 260 |  | 05/25/2023 | 101119 | 205785534 | 05/26/2023
Rheem Sales Company, Inc. | CLIMATEMASTER | RGEA14030AJT06UAA | Federally-Regulated Consumer Product | Weatherized Non-Condensing Gas | 1125 | 248 |  | 05/25/2023 | 60094 | 205965562 | 05/26/2023
Rheem Sales Company, Inc. | CLIMATEMASTER | RGEA16036AJV06TAB | Federally-Regulated Consumer Product | Weatherized Non-Condensing Gas | 1648 | 259 |  | 05/25/2023 | 76362 | 205785547 | 05/26/2023
Rheem Sales Company, Inc. | CLIMATEMASTER | RGEA14036AJT101AC | Federally-Regulated Consumer Product | Weatherized Non-Condensing Gas | 1430 | 262 |  | 05/25/2023 | 99665 | 206606668 | 05/26/2023
Rheem Sales Company, Inc. | CLIMATEMASTER | RGECZR060AJT12**A | Federally-Regulated Consumer Product | Weatherized Non-Condensing Gas | 2183 | 266 |  | 05/25/2023 | 83968 | 205785563 | 05/26/2023
Rheem Sales Company, Inc. | CLIMATEMASTER | RGEA14036AJT06UAA | Federally-Regulated Consumer Product | Weatherized Non-Condensing Gas | 1434 | 262 |  | 05/25/2023 | 60723 | 205965565 | 05/26/2023
Rheem Sales Company, Inc. | CLIMATEMASTER | RGEA15024BJV06XAA | Federally-Regulated Consumer Product | Weatherized Non-Condensing Gas | 1395 | 260 |  | 05/25/2023 | 80305 | 205785521 | 05/26/2023
Rheem Sales Company, Inc. | CLIMATEMASTER | RGEA14036AJT061AC | Federally-Regulated Consumer Product | Weatherized Non-Condensing Gas | 1430 | 262 |  | 05/25/2023 | 99665 | 206606664 | 05/26/2023
Rheem Sales Company, Inc. | CLIMATEMASTER | RGEA14048AJT10UAA | Federally-Regulated Consumer Product | Weatherized Non-Condensing Gas | 1832 | 280 |  | 05/25/2023 | 100370 | 205965568 | 05/26/2023
Rheem Sales Company, Inc. | CLIMATEMASTER | RGEA15030AJV08XAB | Federally-Regulated Consumer Product | Weatherized Non-Condensing Gas | 1402 | 261 |  | 05/25/2023 | 80658 | 205785527 | 05/26/2023
Rheem Sales Company, Inc. | CLIMATEMASTER | RGEA14042AJT08XAC | Federally-Regulated Consumer Product | Weatherized Non-Condensing Gas | 1494 | 265 |  | 05/25/2023 | 99609 | 206606671 | 05/26/2023
Rheem Sales Company, Inc. | CLIMATEMASTER | RGEA14036AJT08XAC | Federally-Regulated Consumer Product | Weatherized Non-Condensing Gas | 1430 | 262 |  | 05/25/2023 | 99665 | 206606667 | 05/26/2023
Rheem Sales Company, Inc. | CLIMATEMASTER | RGEA15048AJV101AB | Federally-Regulated Consumer Product | Weatherized Non-Condensing Gas | 1720 | 275 |  | 05/25/2023 | 99897 | 205785540 | 05/26/2023
Rheem Sales Company, Inc. | CLIMATEMASTER | RGEA14060CJT101AA | Federally-Regulated Consumer Product | Weatherized Non-Condensing Gas | 1911 | 283 |  | 05/25/2023 | 99261 | 205785518 | 05/26/2023
Rheem Sales Company, Inc. | CLIMATEMASTER | RGEA14048AJT081AB | Federally-Regulated Consumer Product | Weatherized Non-Condensing Gas | 1809 | 279 |  | 05/25/2023 | 99189 | 205785514 | 05/26/2023
Rheem Sales Company, Inc. | CLIMATEMASTER | RGEA15048AJV10XAB | Federally-Regulated Consumer Product | Weatherized Non-Condensing Gas | 1720 | 275 |  | 05/25/2023 | 99897 | 205785541 | 05/26/2023
Rheem Sales Company, Inc. | CLIMATEMASTER | RGEA16048AJV082AB | Federally-Regulated Consumer Product | Weatherized Non-Condensing Gas | 1845 | 272 |  | 05/25/2023 | 76171 | 205785552 | 05/26/2023
Rheem Sales Company, Inc. | CLIMATEMASTER | RGEA16048AJV08TAB | Federally-Regulated Consumer Product | Weatherized Non-Condensing Gas | 1845 | 272 |  | 05/25/2023 | 76171 | 205785553 | 05/26/2023
Rheem Sales Company, Inc. | CLIMATEMASTER | RGEA16048AJV10TAB | Federally-Regulated Consumer Product | Weatherized Non-Condensing Gas | 1845 | 280 |  | 05/25/2023 | 76171 | 205785555 | 05/26/2023
Rheem Sales Company, Inc. | CLIMATEMASTER | RGEA14042AJT10XAC | Federally-Regulated Consumer Product | Weatherized Non-Condensing Gas | 1494 | 265 |  | 05/25/2023 | 99609 | 206606673 | 05/26/2023
Rheem Sales Company, Inc. | CLIMATEMASTER | RGEA14036AJT10XAC | Federally-Regulated Consumer Product | Weatherized Non-Condensing Gas | 1430 | 262 |  | 05/25/2023 | 99665 | 206606669 | 05/26/2023
Rheem Sales Company, Inc. | CLIMATEMASTER | RGEA16036AJV082AB | Federally-Regulated Consumer Product | Weatherized Non-Condensing Gas | 1648 | 272 |  | 05/25/2023 | 76362 | 205785548 | 05/26/2023
Rheem Sales Company, Inc. | CLIMATEMASTER | RGEA14060AJT10UAA | Federally-Regulated Consumer Product | Weatherized Non-Condensing Gas | 2066 | 290 |  | 05/25/2023 | 100130 | 205965570 | 05/26/2023
Rheem Sales Company, Inc. | CLIMATEMASTER | RGEA15030AJV081AB | Federally-Regulated Consumer Product | Weatherized Non-Condensing Gas | 1402 | 261 |  | 05/25/2023 | 80658 | 205785526 | 05/26/2023
Rheem Sales Company, Inc. | CLIMATEMASTER | RGEA15036BJV101AA | Federally-Regulated Consumer Product | Weatherized Non-Condensing Gas | 1355 | 259 |  | 05/25/2023 | 99675 | 205785532 | 05/26/2023
Rheem Sales Company, Inc. | CLIMATEMASTER | RGEA16048AJV102AB | Federally-Regulated Consumer Product | Weatherized Non-Condensing Gas | 1845 | 280 |  | 05/25/2023 | 76171 | 205785554 | 05/26/2023
Rheem Sales Company, Inc. | CLIMATEMASTER | RGEA15042BJV10XAA | Federally-Regulated Consumer Product | Weatherized Non-Condensing Gas | 1375 | 260 |  | 05/25/2023 | 101119 | 205785537 | 05/26/2023
Rheem Sales Company, Inc. | CLIMATEMASTER | RGEA15024BJV08XAA | Federally-Regulated Consumer Product | Weatherized Non-Condensing Gas | 1395 | 260 |  | 05/25/2023 | 80305 | 205785523 | 05/26/2023
Rheem Sales Company, Inc. | CLIMATEMASTER | RGEA15036BJV061AA | Federally-Regulated Consumer Product | Weatherized Non-Condensing Gas | 1355 | 258 |  | 05/25/2023 | 99675 | 205785528 | 05/26/2023
Rheem Sales Company, Inc. | CLIMATEMASTER | RGEA16060AJV10TAB | Federally-Regulated Consumer Product | Weatherized Non-Condensing Gas | 2330 | 280 |  | 05/25/2023 | 75239 | 205785557 | 05/26/2023
Rheem Sales Company, Inc. | CLIMATEMASTER | RGEA15048AJV081AB | Federally-Regulated Consumer Product | Weatherized Non-Condensing Gas | 1720 | 275 |  | 05/25/2023 | 99897 | 205785538 | 05/26/2023
Rheem Sales Company, Inc. | CLIMATEMASTER | RGEA14036AJT081AC | Federally-Regulated Consumer Product | Weatherized Non-Condensing Gas | 1430 | 262 |  | 05/25/2023 | 99665 | 206606666 | 05/26/2023
Rheem Sales Company, Inc. | CLIMATEMASTER | RGEA14048AJT08UAA | Federally-Regulated Consumer Product | Weatherized Non-Condensing Gas | 2026 | 288 |  | 05/25/2023 | 80019 | 205965567 | 05/26/2023
Rheem Sales Company, Inc. | CLIMATEMASTER | RGEA15060AJV10XAB | Federally-Regulated Consumer Product | Weatherized Non-Condensing Gas | 2166 | 294 |  | 05/25/2023 | 100081 | 205785543 | 05/26/2023
Rheem Sales Company, Inc. | CLIMATEMASTER | RGEA15036BJV08XAA | Federally-Regulated Consumer Product | Weatherized Non-Condensing Gas | 1355 | 259 |  | 05/25/2023 | 99675 | 205785531 | 05/26/2023
Rheem Sales Company, Inc. | CLIMATEMASTER | RGEA14030AJT06XAC | Federally-Regulated Consumer Product | Weatherized Non-Condensing Gas | 1147 | 249 |  | 05/25/2023 | 79965 | 206606661 | 05/26/2023
Rheem Sales Company, Inc. | CLIMATEMASTER | RGEA15024BJV061AA | Federally-Regulated Consumer Product | Weatherized Non-Condensing Gas | 1395 | 260 |  | 05/25/2023 | 80305 | 205785520 | 05/26/2023
Rheem Sales Company, Inc. | CLIMATEMASTER | RGEA16036AJV08TAB | Federally-Regulated Consumer Product | Weatherized Non-Condensing Gas | 1648 | 272 |  | 05/25/2023 | 76362 | 205785549 | 05/26/2023
Rheem Sales Company, Inc. | CLIMATEMASTER | RGEA15024BJV081AA | Federally-Regulated Consumer Product | Weatherized Non-Condensing Gas | 1395 | 260 |  | 05/25/2023 | 80305 | 205785522 | 05/26/2023
Rheem Sales Company, Inc. | CLIMATEMASTER | RGEA14036AJT06XAC | Federally-Regulated Consumer Product | Weatherized Non-Condensing Gas | 1430 | 262 |  | 05/25/2023 | 99665 | 206606665 | 05/26/2023
Rheem Sales Company, Inc. | CLIMATEMASTER | RGEA14042AJT081AC | Federally-Regulated Consumer Product | Weatherized Non-Condensing Gas | 1494 | 265 |  | 05/25/2023 | 99609 | 206606670 | 05/26/2023
Rheem Sales Company, Inc. | CLIMATEMASTER | RGEA16024AJV06TAB | Federally-Regulated Consumer Product | Weatherized Non-Condensing Gas | 1358 | 259 |  | 05/25/2023 | 46205 | 205785545 | 05/26/2023
Rheem Sales Company, Inc. | CLIMATEMASTER | RGEA14036AJT08UAA | Federally-Regulated Consumer Product | Weatherized Non-Condensing Gas | 1382 | 260 |  | 05/25/2023 | 80891 | 205965566 | 05/26/2023
Rheem Sales Company, Inc. | CLIMATEMASTER | RGEA16036AJV10TAB | Federally-Regulated Consumer Product | Weatherized Non-Condensing Gas | 1648 | 272 |  | 05/25/2023 | 76362 | 205785551 | 05/26/2023
Rheem Sales Company, Inc. | CLIMATEMASTER | RGEA15042BJV08XAA | Federally-Regulated Consumer Product | Weatherized Non-Condensing Gas | 1375 | 260 |  | 05/25/2023 | 101119 | 205785535 | 05/26/2023
Rheem Sales Company, Inc. | CLIMATEMASTER | RGEA15042BJV101AA | Federally-Regulated Consumer Product | Weatherized Non-Condensing Gas | 1375 | 260 |  | 05/25/2023 | 101119 | 205785536 | 05/26/2023
Rheem Sales Company, Inc. | CLIMATEMASTER | RGEA15048AJV08XAB | Federally-Regulated Consumer Product | Weatherized Non-Condensing Gas | 1720 | 275 |  | 05/25/2023 | 99897 | 205785539 | 05/26/2023
Rheem Sales Company, Inc. | CLIMATEMASTER | RGEA16036AJV102AB | Federally-Regulated Consumer Product | Weatherized Non-Condensing Gas | 1648 | 272 |  | 05/25/2023 | 76362 | 205785550 | 05/26/2023
Rheem Sales Company, Inc. | CLIMATEMASTER | RGEA15036BJV081AA | Federally-Regulated Consumer Product | Weatherized Non-Condensing Gas | 1355 | 259 |  | 05/25/2023 | 99675 | 205785530 | 05/26/2023
Rheem Sales Company, Inc. | CLIMATEMASTER | RGEA15036BJV10XAA | Federally-Regulated Consumer Product | Weatherized Non-Condensing Gas | 1355 | 259 |  | 05/25/2023 | 99675 | 205785533 | 05/26/2023
Rheem Sales Company, Inc. | CLIMATEMASTER | RGEA14048AJT10XAB | Federally-Regulated Consumer Product | Weatherized Non-Condensing Gas | 1809 | 279 |  | 05/25/2023 | 99189 | 205785517 | 05/26/2023
Rheem Sales Company, Inc. | CLIMATEMASTER | RGEA15060AJV101AB | Federally-Regulated Consumer Product | Weatherized Non-Condensing Gas | 2166 | 294 |  | 05/25/2023 | 100081 | 205785542 | 05/26/2023
Rheem Sales Company, Inc. | CLIMATEMASTER | RGEA15036BJV06XAA | Federally-Regulated Consumer Product | Weatherized Non-Condensing Gas | 1355 | 258 |  | 05/25/2023 | 99675 | 205785529 | 05/26/2023
Rheem Sales Company, Inc. | CLIMATEMASTER | RGEA14060CJT10XAA | Federally-Regulated Consumer Product | Weatherized Non-Condensing Gas | 1911 | 283 |  | 05/25/2023 | 99261 | 205785519 | 05/26/2023
Rheem Sales Company, Inc. | Friedrich | RGECZR060AJT07**A | Federally-Regulated Consumer Product | Weatherized Non-Condensing Gas | 2336 | 182 |  | 04/18/2023 | 52310 | 212361623 | 05/26/2023
Rheem Sales Company, Inc. | Friedrich | RGECZR060AJT12**A | Federally-Regulated Consumer Product | Weatherized Non-Condensing Gas | 2183 | 266 |  | 04/18/2023 | 83968 | 212361624 | 05/26/2023
Rheem Sales Company, Inc. | Friedrich | RGECZR048AJT07**A | Federally-Regulated Consumer Product | Weatherized Non-Condensing Gas | 1873 | 167 |  | 04/18/2023 | 52596 | 212361621 | 05/26/2023
Rheem Sales Company, Inc. | Friedrich | RGECZR036AJT10**A | Federally-Regulated Consumer Product | Weatherized Non-Condensing Gas | 1576 | 218 |  | 04/18/2023 | 100764 | 212361620 | 05/26/2023
Rheem Sales Company, Inc. | Friedrich | RGECZR048AJT12**A | Federally-Regulated Consumer Product | Weatherized Non-Condensing Gas | 1902 | 259 |  | 04/18/2023 | 84032 | 212361622 | 05/26/2023
Rheem Sales Company, Inc. | Friedrich | RGECZR036AJT07**A | Federally-Regulated Consumer Product | Weatherized Non-Condensing Gas | 1475 | 165 |  | 04/18/2023 | 53157 | 212361619 | 05/26/2023
Rheem Sales Company, Inc. | Friedrich | RGECZR060AJT07**B | Federally-Regulated Consumer Product | Weatherized Non-Condensing Gas | 2336 | 182 |  | 04/18/2023 | 52310 | 212361629 | 05/26/2023
Rheem Sales Company, Inc. | Friedrich | RGECZR036AJT10**B | Federally-Regulated Consumer Product | Weatherized Non-Condensing Gas | 1576 | 218 |  | 04/18/2023 | 100764 | 212361626 | 05/26/2023
Rheem Sales Company, Inc. | Friedrich | RGECZR048AJT07**B | Federally-Regulated Consumer Product | Weatherized Non-Condensing Gas | 1873 | 167 |  | 04/18/2023 | 52596 | 212361627 | 05/26/2023
Rheem Sales Company, Inc. | Friedrich | RGECZR060AJT12**B | Federally-Regulated Consumer Product | Weatherized Non-Condensing Gas | 2183 | 266 |  | 04/18/2023 | 83968 | 212361630 | 05/26/2023
Rheem Sales Company, Inc. | Friedrich | RGECZR036AJT07**B | Federally-Regulated Consumer Product | Weatherized Non-Condensing Gas | 1475 | 165 |  | 04/18/2023 | 53157 | 212361625 | 05/26/2023
Rheem Sales Company, Inc. | Friedrich | RGECZR048AJT12**B | Federally-Regulated Consumer Product | Weatherized Non-Condensing Gas | 1902 | 259 |  | 04/18/2023 | 84032 | 212361628 | 05/26/2023
Rheem Sales Company, Inc. | RUSSELL | RGEA14030AJT06UAA | Federally-Regulated Consumer Product | Weatherized Non-Condensing Gas | 1125 | 248 |  | 05/25/2023 | 60094 | 205965552 | 05/26/2023
Rheem Sales Company, Inc. | RUSSELL | RGEA14036AJT061AC | Federally-Regulated Consumer Product | Weatherized Non-Condensing Gas | 1430 | 262 |  | 05/25/2023 | 99665 | 206606614 | 05/26/2023
Rheem Sales Company, Inc. | RUSSELL | RGEA14036AJT06UAA | Federally-Regulated Consumer Product | Weatherized Non-Condensing Gas | 1434 | 262 |  | 05/25/2023 | 60723 | 205965555 | 05/26/2023
Rheem Sales Company, Inc. | RUSSELL | RGEA14030AJT061AC | Federally-Regulated Consumer Product | Weatherized Non-Condensing Gas | 1147 | 249 |  | 05/25/2023 | 79965 | 206606596 | 05/26/2023
Rheem Sales Company, Inc. | RUSSELL | RGEA14030AJT08XAC | Federally-Regulated Consumer Product | Weatherized Non-Condensing Gas | 1147 | 249 |  | 05/25/2023 | 79965 | 206606610 | 05/26/2023
Rheem Sales Company, Inc. | RUSSELL | RGEA14042AJT08UAA | Federally-Regulated Consumer Product | Weatherized Non-Condensing Gas | 1635 | 271 |  | 05/25/2023 | 80943 | 205965559 | 05/26/2023
Rheem Sales Company, Inc. | RUSSELL | RGEA14030AJT081AC | Federally-Regulated Consumer Product | Weatherized Non-Condensing Gas | 1147 | 249 |  | 05/25/2023 | 79965 | 206606605 | 05/26/2023
Rheem Sales Company, Inc. | RUSSELL | RGEA14036AJT101AC | Federally-Regulated Consumer Product | Weatherized Non-Condensing Gas | 1430 | 262 |  | 05/25/2023 | 99665 | 206606632 | 05/26/2023
Rheem Sales Company, Inc. | RUSSELL | RGEA14042AJT101AC | Federally-Regulated Consumer Product | Weatherized Non-Condensing Gas | 1494 | 265 |  | 05/25/2023 | 99609 | 206606650 | 05/26/2023
Rheem Sales Company, Inc. | RUSSELL | RGEA14030AJT04UAA | Federally-Regulated Consumer Product | Weatherized Non-Condensing Gas | 1189 | 251 |  | 05/25/2023 | 39887 | 205965553 | 05/26/2023
Rheem Sales Company, Inc. | RUSSELL | RGEA14048AJT10UAA | Federally-Regulated Consumer Product | Weatherized Non-Condensing Gas | 1832 | 280 |  | 05/25/2023 | 100370 | 205965558 | 05/26/2023
Rheem Sales Company, Inc. | RUSSELL | RGECZR036AJT10**B | Federally-Regulated Consumer Product | Weatherized Non-Condensing Gas | 1576 | 218 |  | 05/25/2023 | 100764 | 206778655 | 05/26/2023
Rheem Sales Company, Inc. | RUSSELL | RGEA14042AJT081AC | Federally-Regulated Consumer Product | Weatherized Non-Condensing Gas | 1494 | 265 |  | 05/25/2023 | 99609 | 206606641 | 05/26/2023
Rheem Sales Company, Inc. | RUSSELL | RGEA14060AJT10UAA | Federally-Regulated Consumer Product | Weatherized Non-Condensing Gas | 2066 | 290 |  | 05/25/2023 | 100130 | 205965560 | 05/26/2023
Rheem Sales Company, Inc. | RUSSELL | RGEA14042AJT10XAC | Federally-Regulated Consumer Product | Weatherized Non-Condensing Gas | 1494 | 265 |  | 05/25/2023 | 99609 | 206606655 | 05/26/2023
Rheem Sales Company, Inc. | RUSSELL | RGECZR036AJT07**B | Federally-Regulated Consumer Product | Weatherized Non-Condensing Gas | 1475 | 165 |  | 05/25/2023 | 53157 | 206778654 | 05/26/2023
Rheem Sales Company, Inc. | RUSSELL | RGEA14030AJT06XAC | Federally-Regulated Consumer Product | Weatherized Non-Condensing Gas | 1147 | 249 |  | 05/25/2023 | 79965 | 206606601 | 05/26/2023
Rheem Sales Company, Inc. | RUSSELL | RGEA14036AJT08UAA | Federally-Regulated Consumer Product | Weatherized Non-Condensing Gas | 1382 | 260 |  | 05/25/2023 | 80891 | 205965556 | 05/26/2023
Rheem Sales Company, Inc. | RUSSELL | RGEA14042AJT08XAC | Federally-Regulated Consumer Product | Weatherized Non-Condensing Gas | 1494 | 265 |  | 05/25/2023 | 99609 | 206606646 | 05/26/2023
Rheem Sales Company, Inc. | RUSSELL | RGEA14048AJT08UAA | Federally-Regulated Consumer Product | Weatherized Non-Condensing Gas | 2026 | 288 |  | 05/25/2023 | 80019 | 205965557 | 05/26/2023
Rheem Sales Company, Inc. | RUSSELL | RGEA14036AJT08XAC | Federally-Regulated Consumer Product | Weatherized Non-Condensing Gas | 1430 | 262 |  | 05/25/2023 | 99665 | 206606628 | 05/26/2023
Rheem Sales Company, Inc. | RUSSELL | RGECZR048AJT12**B | Federally-Regulated Consumer Product | Weatherized Non-Condensing Gas | 1902 | 259 |  | 05/25/2023 | 84032 | 206778657 | 05/26/2023
Rheem Sales Company, Inc. | RUSSELL | RGEA14036AJT06XAC | Federally-Regulated Consumer Product | Weatherized Non-Condensing Gas | 1430 | 262 |  | 05/25/2023 | 99665 | 206606619 | 05/26/2023
Rheem Sales Company, Inc. | RUSSELL | RGEA14036AJT081AC | Federally-Regulated Consumer Product | Weatherized Non-Condensing Gas | 1430 | 262 |  | 05/25/2023 | 99665 | 206606623 | 05/26/2023
Rheem Sales Company, Inc. | RUSSELL | RGECZR060AJT07**B | Federally-Regulated Consumer Product | Weatherized Non-Condensing Gas | 2336 | 182 |  | 05/25/2023 | 52310 | 206778658 | 05/26/2023
Rheem Sales Company, Inc. | RUSSELL | RGEA14036AJT10XAC | Federally-Regulated Consumer Product | Weatherized Non-Condensing Gas | 1430 | 262 |  | 05/25/2023 | 99665 | 206606637 | 05/26/2023
Rheem Sales Company, Inc. | RUSSELL | RGECZR060AJT12**B | Federally-Regulated Consumer Product | Weatherized Non-Condensing Gas | 2183 | 266 |  | 05/25/2023 | 83968 | 206778659 | 05/26/2023
Rheem Sales Company, Inc. | RUSSELL | RGECZR048AJT07**B | Federally-Regulated Consumer Product | Weatherized Non-Condensing Gas | 1873 | 167 |  | 05/25/2023 | 52596 | 206778656 | 05/26/2023
Rheem Sales Company, Inc. | Ruud | R802TA075417MSA | Federally-Regulated Consumer Product | Non-Weatherized, Non-Condensin | 1884 | 265 |  | 05/25/2023 | 52545 | 204007872 | 05/26/2023
Rheem Sales Company, Inc. | Ruud | RGECZR036AJT10**A | Federally-Regulated Consumer Product | Weatherized Non-Condensing Gas | 1576 | 218 |  | 05/25/2023 | 100764 | 203473664 | 05/26/2023
Rheem Sales Company, Inc. | Ruud | R801TA050417MUA | Federally-Regulated Consumer Product | Non-Weatherized, Non-Condensin | 1502 | 248 |  | 05/25/2023 | 50342 | 204501681 | 05/26/2023
Rheem Sales Company, Inc. | Ruud | R802TA075317MXA | Federally-Regulated Consumer Product | Non-Weatherized, Non-Condensin | 1539 | 250 |  | 05/25/2023 | 52505 | 204099262 | 05/26/2023
Rheem Sales Company, Inc. | Ruud | R802TA100521MSA | Federally-Regulated Consumer Product | Non-Weatherized, Non-Condensin | 1952 | 268 |  | 01/20/2021 | 70078 | 204007878 | 05/26/2023
Rheem Sales Company, Inc. | Ruud | R802TA075417MXA | Federally-Regulated Consumer Product | Non-Weatherized, Non-Condensin | 1884 | 265 |  | 05/25/2023 | 52545 | 204099266 | 05/26/2023
Rheem Sales Company, Inc. | Ruud | R802TA150524MSA | Federally-Regulated Consumer Product | Non-Weatherized, Non-Condensin | 2092 | 274 |  | 05/25/2023 | 104565 | 204007884 | 05/26/2023
Rheem Sales Company, Inc. | Ruud | RGECZR060AJT07**A | Federally-Regulated Consumer Product | Weatherized Non-Condensing Gas | 2336 | 182 |  | 07/14/2022 | 52310 | 203473670 | 05/26/2023
Rheem Sales Company, Inc. | Ruud | RGEA16036AJV06TAB | Federally-Regulated Consumer Product | Weatherized Non-Condensing Gas | 1358 | 259 |  | 05/25/2023 | 46205 | 203404616 | 05/26/2023
Rheem Sales Company, Inc. | Ruud | RGEA16036AJV062AB | Federally-Regulated Consumer Product | Weatherized Non-Condensing Gas | 1358 | 259 |  | 05/25/2023 | 46205 | 203404614 | 05/26/2023
Rheem Sales Company, Inc. | Ruud | RGEA14036AJT06UAA | Federally-Regulated Consumer Product | Weatherized Non-Condensing Gas | 1434 | 262 |  | 05/25/2023 | 60723 | 205965534 | 05/26/2023
Rheem Sales Company, Inc. | Ruud | RGEA14036AJT101AC | Federally-Regulated Consumer Product | Weatherized Non-Condensing Gas | 1430 | 262 |  | 05/25/2023 | 99665 | 206606629 | 05/26/2023
Rheem Sales Company, Inc. | Ruud | R802TA125524MSA | Federally-Regulated Consumer Product | Non-Weatherized, Non-Condensin | 1899 | 266 |  | 05/25/2023 | 87546 | 204007881 | 05/26/2023
Rheem Sales Company, Inc. | Ruud | RGECZR048AJT07**A | Federally-Regulated Consumer Product | Weatherized Non-Condensing Gas | 1873 | 167 |  | 05/25/2023 | 52596 | 203473666 | 05/26/2023
Rheem Sales Company, Inc. | Ruud | RGEA14042AJT101AC | Federally-Regulated Consumer Product | Weatherized Non-Condensing Gas | 1494 | 265 |  | 05/25/2023 | 99609 | 206606647 | 05/26/2023
Rheem Sales Company, Inc. | Ruud | R802TA050314MSA | Federally-Regulated Consumer Product | Non-Weatherized, Non-Condensin | 1260 | 237 |  | 05/25/2023 | 35654 | 204007866 | 05/26/2023
Rheem Sales Company, Inc. | Ruud | R802TA075317MSA | Federally-Regulated Consumer Product | Non-Weatherized, Non-Condensin | 1539 | 250 |  | 05/25/2023 | 52505 | 204007869 | 05/26/2023
Rheem Sales Company, Inc. | Ruud | R802TA100521MXA | Federally-Regulated Consumer Product | Non-Weatherized, Non-Condensin | 1952 | 268 |  | 05/25/2023 | 70078 | 204099273 | 05/26/2023
Rheem Sales Company, Inc. | Ruud | R802TA150524MXA | Federally-Regulated Consumer Product | Non-Weatherized, Non-Condensin | 2092 | 274 |  | 05/25/2023 | 104565 | 204099280 | 05/26/2023
Rheem Sales Company, Inc. | Ruud | RGEA14030AJT08XAC | Federally-Regulated Consumer Product | Weatherized Non-Condensing Gas | 1147 | 249 |  | 05/25/2023 | 79965 | 206606607 | 05/26/2023
Rheem Sales Company, Inc. | Ruud | R802TA125524MXA | Federally-Regulated Consumer Product | Non-Weatherized, Non-Condensin | 1899 | 266 |  | 05/25/2023 | 87546 | 204099277 | 05/26/2023
Rheem Sales Company, Inc. | Ruud | R802TA100417MXA | Federally-Regulated Consumer Product | Non-Weatherized, Non-Condensin | 1730 | 258 |  | 05/25/2023 | 70020 | 204099270 | 05/26/2023
Rheem Sales Company, Inc. | Ruud | RGEA16060AJV102AB | Federally-Regulated Consumer Product | Weatherized Non-Condensing Gas | 2330 | 280 |  | 06/30/2022 | 76171 | 203404634 | 05/26/2023
Rheem Sales Company, Inc. | Ruud | RGEA14030AJT061AC | Federally-Regulated Consumer Product | Weatherized Non-Condensing Gas | 1147 | 249 |  | 05/25/2023 | 79965 | 206606593 | 05/26/2023
Rheem Sales Company, Inc. | Ruud | RGEA14036AJT061AC | Federally-Regulated Consumer Product | Weatherized Non-Condensing Gas | 1430 | 262 |  | 05/25/2023 | 99665 | 206606611 | 05/26/2023
Rheem Sales Company, Inc. | Ruud | R801TA070417MUA | Federally-Regulated Consumer Product | Non-Weatherized, Non-Condensin | 1823 | 262 |  | 05/25/2023 | 70109 | 204501684 | 05/26/2023
Rheem Sales Company, Inc. | Ruud | RGEA14042AJT08UAA | Federally-Regulated Consumer Product | Weatherized Non-Condensing Gas | 1635 | 271 |  | 05/25/2023 | 80943 | 205965538 | 05/26/2023
Rheem Sales Company, Inc. | Ruud | R802TA050314MXA | Federally-Regulated Consumer Product | Non-Weatherized, Non-Condensin | 1260 | 237 |  | 05/25/2023 | 35654 | 204099259 | 05/26/2023
Rheem Sales Company, Inc. | Ruud | RGECZR036AJT07**A | Federally-Regulated Consumer Product | Weatherized Non-Condensing Gas | 1475 | 165 |  | 06/30/2022 | 53157 | 203473662 | 05/26/2023
Rheem Sales Company, Inc. | Ruud | R801TB100521MUA | Federally-Regulated Consumer Product | Non-Weatherized, Non-Condensin | 2096 | 274 |  | 05/25/2023 | 100583 | 204501687 | 05/26/2023
Rheem Sales Company, Inc. | Ruud | RGEA14030AJT06UAA | Federally-Regulated Consumer Product | Weatherized Non-Condensing Gas | 1125 | 248 |  | 05/25/2023 | 60094 | 205965531 | 05/26/2023
Rheem Sales Company, Inc. | Ruud | RGECZR048AJT12**A | Federally-Regulated Consumer Product | Weatherized Non-Condensing Gas | 1902 | 259 |  | 05/25/2023 | 84032 | 203473668 | 05/26/2023
Rheem Sales Company, Inc. | Ruud | RGEA14030AJT04UAA | Federally-Regulated Consumer Product | Weatherized Non-Condensing Gas | 1189 | 251 |  | 05/25/2023 | 39887 | 205965532 | 05/26/2023
Rheem Sales Company, Inc. | Ruud | RGEA14048AJT10UAA | Federally-Regulated Consumer Product | Weatherized Non-Condensing Gas | 1832 | 280 |  | 05/25/2023 | 100370 | 205965537 | 05/26/2023
Rheem Sales Company, Inc. | Ruud | RGEA14030AJT081AC | Federally-Regulated Consumer Product | Weatherized Non-Condensing Gas | 1147 | 249 |  | 05/25/2023 | 79965 | 206606602 | 05/26/2023
Rheem Sales Company, Inc. | Ruud | RGECZR060AJT12**A | Federally-Regulated Consumer Product | Weatherized Non-Condensing Gas | 2183 | 266 |  | 05/25/2023 | 83968 | 203473672 | 05/26/2023
Rheem Sales Company, Inc. | Ruud | R802TA100417MSA | Federally-Regulated Consumer Product | Non-Weatherized, Non-Condensin | 1730 | 258 |  | 01/20/2021 | 70020 | 204007875 | 05/26/2023
Rheem Sales Company, Inc. | Ruud | RGEA14042AJT081AC | Federally-Regulated Consumer Product | Weatherized Non-Condensing Gas | 1494 | 265 |  | 05/25/2023 | 99609 | 206606638 | 05/26/2023
Rheem Sales Company, Inc. | Ruud | R95TC0701317MSA | Federally-Regulated Consumer Product | Non-Weatherized, Condensing Ga | 1362 | 255 |  | 05/25/2023 | 69960 | 201711681 | 05/26/2023
Rheem Sales Company, Inc. | Ruud | RGEA14036AJT08UAA | Federally-Regulated Consumer Product | Weatherized Non-Condensing Gas | 1382 | 260 |  | 05/25/2023 | 80891 | 205965535 | 05/26/2023
Rheem Sales Company, Inc. | Ruud | RGECZR048AJT07**B | Federally-Regulated Consumer Product | Weatherized Non-Condensing Gas | 1873 | 167 |  | 05/25/2023 | 52596 | 206778650 | 05/26/2023
Rheem Sales Company, Inc. | Ruud | RGEA14048AJT08UAA | Federally-Regulated Consumer Product | Weatherized Non-Condensing Gas | 2026 | 288 |  | 05/25/2023 | 80019 | 205965536 | 05/26/2023
Rheem Sales Company, Inc. | Ruud | RGEA15030AJV081AB | Federally-Regulated Consumer Product | Weatherized Non-Condensing Gas | 1402 | 261 |  | 05/25/2023 | 80658 | 203404534 | 05/26/2023
Rheem Sales Company, Inc. | Ruud | RGEA16048AJV10TAB | Federally-Regulated Consumer Product | Weatherized Non-Condensing Gas | 1845 | 280 |  | 05/25/2023 | 76171 | 203404632 | 05/26/2023
Rheem Sales Company, Inc. | Ruud | RGEA14060AJT10UAA | Federally-Regulated Consumer Product | Weatherized Non-Condensing Gas | 2066 | 290 |  | 05/25/2023 | 100130 | 205965539 | 05/26/2023
Rheem Sales Company, Inc. | Ruud | RGEA16048AJV08TAB | Federally-Regulated Consumer Product | Weatherized Non-Condensing Gas | 1648 | 272 |  | 05/25/2023 | 76362 | 203404628 | 05/26/2023
Rheem Sales Company, Inc. | Ruud | RGEA15048AJV08XAB | Federally-Regulated Consumer Product | Weatherized Non-Condensing Gas | 1720 | 275 |  | 05/25/2023 | 99897 | 203404590 | 05/26/2023
Rheem Sales Company, Inc. | Ruud | RGEA14048AJT081AB | Federally-Regulated Consumer Product | Weatherized Non-Condensing Gas | 1809 | 279 |  | 06/30/2022 | 99189 | 203404486 | 05/26/2023
Rheem Sales Company, Inc. | Ruud | RGEA16048AJV102AB | Federally-Regulated Consumer Product | Weatherized Non-Condensing Gas | 1845 | 280 |  | 05/25/2023 | 76171 | 203404630 | 05/26/2023
Rheem Sales Company, Inc. | Ruud | RGEA15060AJV10XAB | Federally-Regulated Consumer Product | Weatherized Non-Condensing Gas | 2166 | 294 |  | 05/25/2023 | 100081 | 203404606 | 05/26/2023
Rheem Sales Company, Inc. | Ruud | RGEA15030AJV08XAB | Federally-Regulated Consumer Product | Weatherized Non-Condensing Gas | 1402 | 261 |  | 05/25/2023 | 80658 | 203404538 | 05/26/2023
Rheem Sales Company, Inc. | Ruud | RGEA14036AJT10XAC | Federally-Regulated Consumer Product | Weatherized Non-Condensing Gas | 1430 | 262 |  | 05/25/2023 | 99665 | 206606634 | 05/26/2023
Rheem Sales Company, Inc. | Ruud | RGEA14042AJT10XAC | Federally-Regulated Consumer Product | Weatherized Non-Condensing Gas | 1494 | 265 |  | 05/25/2023 | 99609 | 206606651 | 05/26/2023
Rheem Sales Company, Inc. | Ruud | RGEA14048AJT10XAB | Federally-Regulated Consumer Product | Weatherized Non-Condensing Gas | 1809 | 279 |  | 05/25/2023 | 99189 | 203404498 | 05/26/2023
Rheem Sales Company, Inc. | Ruud | RGECZR048AJT12**B | Federally-Regulated Consumer Product | Weatherized Non-Condensing Gas | 1902 | 259 |  | 05/25/2023 | 84032 | 206778651 | 05/26/2023
Rheem Sales Company, Inc. | Ruud | RGEA14036AJT06XAC | Federally-Regulated Consumer Product | Weatherized Non-Condensing Gas | 1430 | 262 |  | 05/25/2023 | 99665 | 206606616 | 05/26/2023
Rheem Sales Company, Inc. | Ruud | RGEA15048AJV101AB | Federally-Regulated Consumer Product | Weatherized Non-Condensing Gas | 1720 | 275 |  | 05/25/2023 | 99897 | 203404594 | 05/26/2023
Rheem Sales Company, Inc. | Ruud | RGECZR060AJT12**B | Federally-Regulated Consumer Product | Weatherized Non-Condensing Gas | 2183 | 266 |  | 05/25/2023 | 83968 | 206778653 | 05/26/2023
Rheem Sales Company, Inc. | Ruud | RGEA14036AJT081AC | Federally-Regulated Consumer Product | Weatherized Non-Condensing Gas | 1430 | 262 |  | 05/25/2023 | 99665 | 206606620 | 05/26/2023
Rheem Sales Company, Inc. | Ruud | RGEA16036AJV10TAB | Federally-Regulated Consumer Product | Weatherized Non-Condensing Gas | 1648 | 272 |  | 06/30/2022 | 76362 | 203404624 | 05/26/2023
Rheem Sales Company, Inc. | Ruud | RGEA16060AJV10TAB | Federally-Regulated Consumer Product | Weatherized Non-Condensing Gas | 2330 | 280 |  | 06/30/2022 | 76171 | 203404636 | 05/26/2023
Rheem Sales Company, Inc. | Ruud | RGECZR036AJT07**B | Federally-Regulated Consumer Product | Weatherized Non-Condensing Gas | 1475 | 165 |  | 05/25/2023 | 53157 | 206778648 | 05/26/2023
Rheem Sales Company, Inc. | Ruud | RGECZR036AJT10**B | Federally-Regulated Consumer Product | Weatherized Non-Condensing Gas | 1576 | 218 |  | 05/25/2023 | 100764 | 206778649 | 05/26/2023
Rheem Sales Company, Inc. | Ruud | RGEA15060AJV101AB | Federally-Regulated Consumer Product | Weatherized Non-Condensing Gas | 2166 | 294 |  | 06/30/2022 | 100081 | 203404602 | 05/26/2023
Rheem Sales Company, Inc. | Ruud | RGEA15048AJV081AB | Federally-Regulated Consumer Product | Weatherized Non-Condensing Gas | 1720 | 275 |  | 06/30/2022 | 99897 | 203404586 | 05/26/2023
Rheem Sales Company, Inc. | Ruud | RGEA16048AJV082AB | Federally-Regulated Consumer Product | Weatherized Non-Condensing Gas | 1648 | 272 |  | 06/30/2022 | 76362 | 203404626 | 05/26/2023
Rheem Sales Company, Inc. | Ruud | RGECZR060AJT07**B | Federally-Regulated Consumer Product | Weatherized Non-Condensing Gas | 2336 | 182 |  | 05/25/2023 | 52310 | 206778652 | 05/26/2023
Rheem Sales Company, Inc. | Ruud | RGEA16036AJV082AB | Federally-Regulated Consumer Product | Weatherized Non-Condensing Gas | 1648 | 272 |  | 05/25/2023 | 76362 | 203404618 | 05/26/2023
Rheem Sales Company, Inc. | Ruud | RGEA16024AJV06TAB | Federally-Regulated Consumer Product | Weatherized Non-Condensing Gas | 1358 | 259 |  | 05/25/2023 | 46205 | 203404612 | 05/26/2023
Rheem Sales Company, Inc. | Ruud | RGEA16036AJV08TAB | Federally-Regulated Consumer Product | Weatherized Non-Condensing Gas | 1648 | 272 |  | 06/30/2022 | 76362 | 203404620 | 05/26/2023
Rheem Sales Company, Inc. | Ruud | RGEA15048AJV10XAB | Federally-Regulated Consumer Product | Weatherized Non-Condensing Gas | 1720 | 275 |  | 05/25/2023 | 99897 | 203404598 | 05/26/2023
Rheem Sales Company, Inc. | Ruud | RGEA14036AJT08XAC | Federally-Regulated Consumer Product | Weatherized Non-Condensing Gas | 1430 | 262 |  | 05/25/2023 | 99665 | 206606625 | 05/26/2023
Rheem Sales Company, Inc. | Ruud | RGEA14042AJT08XAC | Federally-Regulated Consumer Product | Weatherized Non-Condensing Gas | 1494 | 265 |  | 05/25/2023 | 99609 | 206606642 | 05/26/2023
Rheem Sales Company, Inc. | Ruud | R801CA050314MSA | Federally-Regulated Consumer Product | Non-Weatherized, Non-Condensin | 1388 | 184 |  | 05/25/2023 | 49660 | 203327133 | 05/26/2023
Rheem Sales Company, Inc. | Ruud | RGEA14030AJT06XAC | Federally-Regulated Consumer Product | Weatherized Non-Condensing Gas | 1147 | 249 |  | 05/25/2023 | 79965 | 206606598 | 05/26/2023
Rheem Sales Company, Inc. | Ruud | RGEA16036AJV102AB | Federally-Regulated Consumer Product | Weatherized Non-Condensing Gas | 1648 | 272 |  | 05/25/2023 | 76362 | 203404622 | 05/26/2023
Rheem Sales Company, Inc. | Rheem | R801TB100521MUA | Federally-Regulated Consumer Product | Non-Weatherized, Non-Condensin | 2096 | 274 |  | 12/01/2021 | 100583 | 204501609 | 05/26/2023
Rheem Sales Company, Inc. | Rheem | RGEA14042AJT08UAA | Federally-Regulated Consumer Product | Weatherized Non-Condensing Gas | 1635 | 271 | 271 | 05/25/2023 | 80943 | 205962905 | 05/26/2023
Rheem Sales Company, Inc. | Rheem | RGEA14030AJT08XAC | Federally-Regulated Consumer Product | Weatherized Non-Condensing Gas | 1147 | 249 | 249 | 05/25/2023 | 79965 | 206606606 | 05/26/2023
Rheem Sales Company, Inc. | Rheem | R802TA100417MSA | Federally-Regulated Consumer Product | Non-Weatherized, Non-Condensin | 1730 | 258 |  | 01/20/2021 | 70020 | 204005885 | 05/26/2023
Rheem Sales Company, Inc. | Rheem | RGECZR036AJT10**A | Federally-Regulated Consumer Product | Weatherized Non-Condensing Gas | 1576 | 218 |  | 07/14/2022 | 100764 | 203473615 | 05/26/2023
Rheem Sales Company, Inc. | Rheem | RGECZR048AJT07**A | Federally-Regulated Consumer Product | Weatherized Non-Condensing Gas | 1873 | 167 |  | 06/30/2022 | 52596 | 203473616 | 05/26/2023
Rheem Sales Company, Inc. | Rheem | R801TA070417MUA | Federally-Regulated Consumer Product | Non-Weatherized, Non-Condensin | 1823 | 262 |  | 12/01/2021 | 70109 | 204501608 | 05/26/2023
Rheem Sales Company, Inc. | Rheem | R801TA050417MUA | Federally-Regulated Consumer Product | Non-Weatherized, Non-Condensin | 1502 | 248 |  | 12/01/2021 | 50342 | 204501607 | 05/26/2023
Rheem Sales Company, Inc. | Rheem | R802TA075317MSA | Federally-Regulated Consumer Product | Non-Weatherized, Non-Condensin | 1539 | 250 |  | 01/20/2021 | 52505 | 204005883 | 05/26/2023
Rheem Sales Company, Inc. | Rheem | R802TA100521MXA | Federally-Regulated Consumer Product | Non-Weatherized, Non-Condensin | 1952 | 268 |  | 01/20/2021 | 70078 | 204099255 | 05/26/2023
Rheem Sales Company, Inc. | Rheem | RGECZR036AJT07**A | Federally-Regulated Consumer Product | Weatherized Non-Condensing Gas | 1475 | 165 |  | 06/30/2022 | 53157 | 203473614 | 05/26/2023
Rheem Sales Company, Inc. | Rheem | RGEA14036AJT101AC | Federally-Regulated Consumer Product | Weatherized Non-Condensing Gas | 1430 | 262 |  | 06/30/2022 | 99665 | 206606416 | 05/26/2023
Rheem Sales Company, Inc. | Rheem | RGEA14042AJT101AC | Federally-Regulated Consumer Product | Weatherized Non-Condensing Gas | 1494 | 265 | 265 | 05/25/2023 | 99609 | 206606418 | 05/26/2023
Rheem Sales Company, Inc. | Rheem | RGEA14030AJT06UAA | Federally-Regulated Consumer Product | Weatherized Non-Condensing Gas | 1125 | 248 | 249 | 05/25/2023 | 60094 | 205963369 | 05/26/2023
Rheem Sales Company, Inc. | Rheem | RGEA14048AJT10UAA | Federally-Regulated Consumer Product | Weatherized Non-Condensing Gas | 1832 | 280 |  | 06/30/2022 | 100370 | 205962904 | 05/26/2023
Rheem Sales Company, Inc. | Rheem | R802TA050314MXA | Federally-Regulated Consumer Product | Non-Weatherized, Non-Condensin | 1260 | 237 |  | 01/20/2021 | 35654 | 204099251 | 05/26/2023
Rheem Sales Company, Inc. | Rheem | RGECZR060AJT12**A | Federally-Regulated Consumer Product | Weatherized Non-Condensing Gas | 2183 | 266 | 295 | 05/25/2023 | 83968 | 203473619 | 05/26/2023
Rheem Sales Company, Inc. | Rheem | R802TA075417MXA | Federally-Regulated Consumer Product | Non-Weatherized, Non-Condensin | 1884 | 265 |  | 01/20/2021 | 52545 | 204099253 | 05/26/2023
Rheem Sales Company, Inc. | Rheem | RGEA14030AJT04UAA | Federally-Regulated Consumer Product | Weatherized Non-Condensing Gas | 1189 | 251 | 251 | 05/25/2023 | 39887 | 205963370 | 05/26/2023
Rheem Sales Company, Inc. | Rheem | R802TA075317MXA | Federally-Regulated Consumer Product | Non-Weatherized, Non-Condensin | 1539 | 250 |  | 01/20/2021 | 52505 | 204099252 | 05/26/2023
Rheem Sales Company, Inc. | Rheem | R802TA100521MSA | Federally-Regulated Consumer Product | Non-Weatherized, Non-Condensin | 1952 | 268 |  | 01/20/2021 | 70078 | 204005886 | 05/26/2023
Rheem Sales Company, Inc. | Rheem | R802TA050314MSA | Federally-Regulated Consumer Product | Non-Weatherized, Non-Condensin | 1260 | 237 |  | 05/25/2023 | 35654 | 204005882 | 05/26/2023
Rheem Sales Company, Inc. | Rheem | RGECZR048AJT12**A | Federally-Regulated Consumer Product | Weatherized Non-Condensing Gas | 1902 | 259 | 283 | 05/25/2023 | 84032 | 203473617 | 05/26/2023
Rheem Sales Company, Inc. | Rheem | RGEA16060AJV102AB | Federally-Regulated Consumer Product | Weatherized Non-Condensing Gas | 2330 | 280 |  | 05/25/2023 | 75239 | 203404633 | 05/26/2023
Rheem Sales Company, Inc. | Rheem | R802TA125524MXA | Federally-Regulated Consumer Product | Non-Weatherized, Non-Condensin | 1899 | 266 |  | 01/20/2021 | 87546 | 204099256 | 05/26/2023
Rheem Sales Company, Inc. | Rheem | RGEA14036AJT061AC | Federally-Regulated Consumer Product | Weatherized Non-Condensing Gas | 1430 | 262 |  | 06/30/2022 | 99665 | 206606414 | 05/26/2023
Rheem Sales Company, Inc. | Rheem | R802TA150524MSA | Federally-Regulated Consumer Product | Non-Weatherized, Non-Condensin | 2092 | 274 |  | 05/25/2023 | 104565 | 204005888 | 05/26/2023
Rheem Sales Company, Inc. | Rheem | R802TA100417MXA | Federally-Regulated Consumer Product | Non-Weatherized, Non-Condensin | 1730 | 258 |  | 01/20/2021 | 70020 | 204099254 | 05/26/2023
Rheem Sales Company, Inc. | Rheem | RGEA16036AJV062AB | Federally-Regulated Consumer Product | Weatherized Non-Condensing Gas | 1648 | 259 |  | 05/25/2023 | 76362 | 203404613 | 05/26/2023
Rheem Sales Company, Inc. | Rheem | RGEA14030AJT061AC | Federally-Regulated Consumer Product | Weatherized Non-Condensing Gas | 1147 | 249 | 249 | 05/25/2023 | 79965 | 206606412 | 05/26/2023
Rheem Sales Company, Inc. | Rheem | RGEA14030AJT081AC | Federally-Regulated Consumer Product | Weatherized Non-Condensing Gas | 1147 | 249 |  | 06/30/2022 | 79965 | 206606413 | 05/26/2023
Rheem Sales Company, Inc. | Rheem | RGECZR060AJT07**A | Federally-Regulated Consumer Product | Weatherized Non-Condensing Gas | 2336 | 182 |  | 07/14/2022 | 52310 | 203473618 | 05/26/2023
Rheem Sales Company, Inc. | Rheem | RGEA14036AJT06UAA | Federally-Regulated Consumer Product | Weatherized Non-Condensing Gas | 1434 | 262 |  | 06/30/2022 | 60723 | 205962901 | 05/26/2023
Rheem Sales Company, Inc. | Rheem | R802TA075417MSA | Federally-Regulated Consumer Product | Non-Weatherized, Non-Condensin | 1884 | 265 |  | 01/20/2021 | 52545 | 204005884 | 05/26/2023
Rheem Sales Company, Inc. | Rheem | R802TA150524MXA | Federally-Regulated Consumer Product | Non-Weatherized, Non-Condensin | 2092 | 274 |  | 01/20/2021 | 104565 | 204099257 | 05/26/2023
Rheem Sales Company, Inc. | Rheem | R802TA125524MSA | Federally-Regulated Consumer Product | Non-Weatherized, Non-Condensin | 1899 | 266 |  | 05/25/2023 | 87546 | 204005887 | 05/26/2023
Rheem Sales Company, Inc. | Rheem | RGEA15048AJV081AB | Federally-Regulated Consumer Product | Weatherized Non-Condensing Gas | 1720 | 275 |  | 05/25/2023 | 99897 | 203404585 | 05/26/2023
Rheem Sales Company, Inc. | Rheem | RGEA14030AJT06XAC | Federally-Regulated Consumer Product | Weatherized Non-Condensing Gas | 1147 | 249 | 249 | 05/25/2023 | 79965 | 206606597 | 05/26/2023
Rheem Sales Company, Inc. | Rheem | RGECZR048AJT07**B | Federally-Regulated Consumer Product | Weatherized Non-Condensing Gas | 1873 | 167 | 281 | 05/25/2023 | 52596 | 206717346 | 05/26/2023
Rheem Sales Company, Inc. | Rheem | RGEA16048AJV082AB | Federally-Regulated Consumer Product | Weatherized Non-Condensing Gas | 1845 | 272 |  | 05/25/2023 | 76171 | 203404625 | 05/26/2023
Rheem Sales Company, Inc. | Rheem | RGEA16036AJV10TAB | Federally-Regulated Consumer Product | Weatherized Non-Condensing Gas | 1648 | 272 |  | 05/25/2023 | 76362 | 203404623 | 05/26/2023
Rheem Sales Company, Inc. | Rheem | RGEA14036AJT08XAC | Federally-Regulated Consumer Product | Weatherized Non-Condensing Gas | 1430 | 262 | 262 | 05/25/2023 | 99665 | 206606624 | 05/26/2023
Rheem Sales Company, Inc. | Rheem | RGEA14036AJT081AC | Federally-Regulated Consumer Product | Weatherized Non-Condensing Gas | 1430 | 262 | 262 | 05/25/2023 | 99665 | 206606415 | 05/26/2023
Rheem Sales Company, Inc. | Rheem | RGEA16036AJV082AB | Federally-Regulated Consumer Product | Weatherized Non-Condensing Gas | 1648 | 272 |  | 06/30/2022 | 76362 | 203404617 | 05/26/2023
Rheem Sales Company, Inc. | Rheem | RGEA15048AJV101AB | Federally-Regulated Consumer Product | Weatherized Non-Condensing Gas | 1720 | 275 |  | 06/30/2022 | 99897 | 203404593 | 05/26/2023
Rheem Sales Company, Inc. | Rheem | RGEA14036AJT08UAA | Federally-Regulated Consumer Product | Weatherized Non-Condensing Gas | 1382 | 260 |  | 06/30/2022 | 80891 | 205962902 | 05/26/2023
Rheem Sales Company, Inc. | Rheem | RGEA14048AJT10XAB | Federally-Regulated Consumer Product | Weatherized Non-Condensing Gas | 1809 | 279 | 279 | 05/25/2023 | 99189 | 203404497 | 05/26/2023
Rheem Sales Company, Inc. | Rheem | RGEA15048AJV10XAB | Federally-Regulated Consumer Product | Weatherized Non-Condensing Gas | 1720 | 275 |  | 06/30/2022 | 99897 | 203404597 | 05/26/2023
Rheem Sales Company, Inc. | Rheem | RGEA15048AJV08XAB | Federally-Regulated Consumer Product | Weatherized Non-Condensing Gas | 1720 | 275 |  | 06/30/2022 | 99897 | 203404589 | 05/26/2023
Rheem Sales Company, Inc. | Rheem | RGEA15060AJV10XAB | Federally-Regulated Consumer Product | Weatherized Non-Condensing Gas | 2166 | 294 |  | 06/30/2022 | 100081 | 203404605 | 05/26/2023
Rheem Sales Company, Inc. | Rheem | RGEA14042AJT10XAC | Federally-Regulated Consumer Product | Weatherized Non-Condensing Gas | 1494 | 265 |  | 06/30/2022 | 99609 | 206606654 | 05/26/2023
Rheem Sales Company, Inc. | Rheem | RGEA16036AJV102AB | Federally-Regulated Consumer Product | Weatherized Non-Condensing Gas | 1648 | 272 |  | 05/25/2023 | 76362 | 203404621 | 05/26/2023
Rheem Sales Company, Inc. | Rheem | RGEA16048AJV08TAB | Federally-Regulated Consumer Product | Weatherized Non-Condensing Gas | 1845 | 272 | 280 | 05/25/2023 | 76171 | 203404627 | 05/26/2023
Rheem Sales Company, Inc. | Rheem | RGEA16048AJV10TAB | Federally-Regulated Consumer Product | Weatherized Non-Condensing Gas | 1845 | 280 |  | 06/30/2022 | 76171 | 203404631 | 05/26/2023
Rheem Sales Company, Inc. | Rheem | RGEA14048AJT081AB | Federally-Regulated Consumer Product | Weatherized Non-Condensing Gas | 1809 | 279 |  | 06/30/2022 | 99189 | 203404485 | 05/26/2023
Rheem Sales Company, Inc. | Rheem | RGEA14048AJT08UAA | Federally-Regulated Consumer Product | Weatherized Non-Condensing Gas | 2026 | 288 |  | 06/30/2022 | 80019 | 205962903 | 05/26/2023
Rheem Sales Company, Inc. | Rheem | R96VA0402317MSA | Federally-Regulated Consumer Product | Non-Weatherized, Condensing Ga | 1248 | 250 | 250 | 01/20/2021 | 29623 | 7501310 | 05/26/2023
Rheem Sales Company, Inc. | Rheem | RGEA14042AJT081AC | Federally-Regulated Consumer Product | Weatherized Non-Condensing Gas | 1494 | 265 |  | 06/30/2022 | 99609 | 206606417 | 05/26/2023
Rheem Sales Company, Inc. | Rheem | RGECZR060AJT12**B | Federally-Regulated Consumer Product | Weatherized Non-Condensing Gas | 2183 | 266 |  | 06/30/2022 | 83968 | 206717349 | 05/26/2023
Rheem Sales Company, Inc. | Rheem | RGEA15030AJV081AB | Federally-Regulated Consumer Product | Weatherized Non-Condensing Gas | 1402 | 261 |  | 06/30/2022 | 80658 | 203404533 | 05/26/2023
Rheem Sales Company, Inc. | Rheem | RGEA14060AJT10UAA | Federally-Regulated Consumer Product | Weatherized Non-Condensing Gas | 2066 | 290 | 290 | 05/25/2023 | 100130 | 205962906 | 05/26/2023
Rheem Sales Company, Inc. | Rheem | RGEA15030AJV08XAB | Federally-Regulated Consumer Product | Weatherized Non-Condensing Gas | 1402 | 261 |  | 06/30/2022 | 80658 | 203404537 | 05/26/2023
Rheem Sales Company, Inc. | Rheem | R801CA050314MSA | Federally-Regulated Consumer Product | Non-Weatherized, Non-Condensin | 1388 | 184 | 243 | 05/25/2023 | 49660 | 203325256 | 05/26/2023
Rheem Sales Company, Inc. | Rheem | RGEA15060AJV101AB | Federally-Regulated Consumer Product | Weatherized Non-Condensing Gas | 2166 | 294 |  | 06/30/2022 | 100081 | 203404601 | 05/26/2023
Rheem Sales Company, Inc. | Rheem | RGECZR036AJT10**B | Federally-Regulated Consumer Product | Weatherized Non-Condensing Gas | 1576 | 218 | 268 | 05/25/2023 | 100764 | 206717345 | 05/26/2023
Rheem Sales Company, Inc. | Rheem | RGECZR036AJT07**B | Federally-Regulated Consumer Product | Weatherized Non-Condensing Gas | 1475 | 165 | 264 | 05/25/2023 | 53157 | 206717344 | 05/26/2023
Rheem Sales Company, Inc. | Rheem | RGEA16060AJV10TAB | Federally-Regulated Consumer Product | Weatherized Non-Condensing Gas | 2330 | 280 |  | 06/30/2022 | 75239 | 203404635 | 05/26/2023
Rheem Sales Company, Inc. | Rheem | RGEA14036AJT10XAC | Federally-Regulated Consumer Product | Weatherized Non-Condensing Gas | 1430 | 262 |  | 06/30/2022 | 99665 | 206606633 | 05/26/2023
Rheem Sales Company, Inc. | Rheem | RGEA16024AJV06TAB | Federally-Regulated Consumer Product | Weatherized Non-Condensing Gas | 1358 | 259 |  | 06/30/2022 | 46205 | 203404611 | 05/26/2023
Rheem Sales Company, Inc. | Rheem | RGEA14042AJT08XAC | Federally-Regulated Consumer Product | Weatherized Non-Condensing Gas | 1494 | 265 | 265 | 05/25/2023 | 99609 | 206606645 | 05/26/2023
Rheem Sales Company, Inc. | Rheem | RGECZR048AJT12**B | Federally-Regulated Consumer Product | Weatherized Non-Condensing Gas | 1902 | 259 | 283 | 05/25/2023 | 84032 | 206717347 | 05/26/2023
Rheem Sales Company, Inc. | Rheem | RGECZR060AJT07**B | Federally-Regulated Consumer Product | Weatherized Non-Condensing Gas | 2336 | 182 |  | 07/14/2022 | 52310 | 206717348 | 05/26/2023
Rheem Sales Company, Inc. | Rheem | R95TC0701317MSA | Federally-Regulated Consumer Product | Non-Weatherized, Condensing Ga | 1362 | 255 | 255 | 01/20/2021 | 69960 | 201711680 | 05/26/2023
Rheem Sales Company, Inc. | Rheem | RGEA16048AJV102AB | Federally-Regulated Consumer Product | Weatherized Non-Condensing Gas | 1845 | 280 |  | 05/25/2023 | 76171 | 203404629 | 05/26/2023
Rheem Sales Company, Inc. | Rheem | RGEA16036AJV08TAB | Federally-Regulated Consumer Product | Weatherized Non-Condensing Gas | 1648 | 272 |  | 05/25/2023 | 76362 | 203404619 | 05/26/2023
Rheem Sales Company, Inc. | Rheem | RGEA14036AJT06XAC | Federally-Regulated Consumer Product | Weatherized Non-Condensing Gas | 1430 | 262 |  | 06/30/2022 | 99665 | 206606615 | 05/26/2023
Rheem Sales Company, Inc. | Mainline | MP801CA050314MXA | Federally-Regulated Consumer Product | Non-Weatherized, Non-Condensin | 1388 | 184 |  | 05/25/2023 | 49660 | 205348173 | 05/26/2023
Rheem Sales Company, Inc. | Mainline | MP801CA100521MSA | Federally-Regulated Consumer Product | Non-Weatherized, Non-Condensin | 1812 | 262 |  | 05/25/2023 | 99863 | 205348183 | 05/26/2023
Rheem Sales Company, Inc. | Mainline | MP801TA070317MUA | Federally-Regulated Consumer Product | Non-Weatherized, Non-Condensin | 1189 | 234 | 234 | 05/25/2023 | 70542 | 205348201 | 05/26/2023
Rheem Sales Company, Inc. | Mainline | RGEA15030AJV061AB | Federally-Regulated Consumer Product | Weatherized Non-Condensing Gas | 1402 | 261 |  | 05/25/2023 | 80658 | 204117096 | 05/26/2023
Rheem Sales Company, Inc. | Mainline | ML801CA125524ZSA | Federally-Regulated Consumer Product | Non-Weatherized, Non-Condensin | 1835 | 263 | 263 | 05/25/2023 | 124289 | 203327241 | 05/26/2023
Rheem Sales Company, Inc. | Mainline | MP802TA100417MXA | Federally-Regulated Consumer Product | Non-Weatherized, Non-Condensin | 1730 | 258 |  | 05/25/2023 | 70020 | 205348230 | 05/26/2023
Rheem Sales Company, Inc. | Mainline | MP801TB100521MUA | Federally-Regulated Consumer Product | Non-Weatherized, Non-Condensin | 2096 | 274 |  | 05/25/2023 | 100583 | 205348223 | 05/26/2023
Rheem Sales Company, Inc. | Mainline | MP801CA125524MSA | Federally-Regulated Consumer Product | Non-Weatherized, Non-Condensin | 1991 | 270 |  | 05/25/2023 | 123598 | 205348188 | 05/26/2023
Rheem Sales Company, Inc. | Mainline | ML96VA0602317MSA | Federally-Regulated Consumer Product | Non-Weatherized, Condensing Ga | 1372 | 255 |  | 05/25/2023 | 37932 | 10377965 | 05/26/2023
Rheem Sales Company, Inc. | Mainline | ML801TA070317MUA | Federally-Regulated Consumer Product | Non-Weatherized, Non-Condensin | 1189 | 234 |  | 05/25/2023 | 70542 | 202132862 | 05/26/2023
Rheem Sales Company, Inc. | Mainline | RGEA14048AJT08XAB | Federally-Regulated Consumer Product | Weatherized Non-Condensing Gas | 1809 | 279 |  | 05/25/2023 | 99189 | 204117087 | 05/26/2023
Rheem Sales Company, Inc. | Mainline | ML801TA070417MUA | Federally-Regulated Consumer Product | Non-Weatherized, Non-Condensin | 1823 | 262 |  | 05/25/2023 | 70109 | 204515056 | 05/26/2023
Rheem Sales Company, Inc. | Mainline | ML802TA075317MSA | Federally-Regulated Consumer Product | Non-Weatherized, Non-Condensin | 1539 | 250 |  | 05/25/2023 | 52505 | 204007888 | 05/26/2023
Rheem Sales Company, Inc. | Mainline | ML801CA075417MSA | Federally-Regulated Consumer Product | Non-Weatherized, Non-Condensin | 1496 | 248 | 248 | 05/25/2023 | 75177 | 203327227 | 05/26/2023
Rheem Sales Company, Inc. | Mainline | ML801TA125524MXA | Federally-Regulated Consumer Product | Non-Weatherized, Non-Condensin | 1991 | 270 |  | 05/25/2023 | 123598 | 10378018 | 05/26/2023
Rheem Sales Company, Inc. | Mainline | MP802TA100417MSA | Federally-Regulated Consumer Product | Non-Weatherized, Non-Condensin | 1730 | 258 |  | 05/25/2023 | 70020 | 205348228 | 05/26/2023
Rheem Sales Company, Inc. | Mainline | ML801CA125524MXA | Federally-Regulated Consumer Product | Non-Weatherized, Non-Condensin | 1991 | 270 |  | 05/25/2023 | 123598 | 203327234 | 05/26/2023
Rheem Sales Company, Inc. | Mainline | ML801CA075417MXA | Federally-Regulated Consumer Product | Non-Weatherized, Non-Condensin | 1496 | 248 | 248 | 05/25/2023 | 75177 | 203327228 | 05/26/2023
Rheem Sales Company, Inc. | Mainline | ML801CB075317ZXA | Federally-Regulated Consumer Product | Non-Weatherized, Non-Condensin | 1253 | 237 |  | 05/25/2023 | 74903 | 205001026 | 05/26/2023
Rheem Sales Company, Inc. | Mainline | ML95TC0701521MSA | Federally-Regulated Consumer Product | Non-Weatherized, Condensing Ga | 1983 | 279 | 282 | 05/25/2023 | 70360 | 203261713 | 05/26/2023
Rheem Sales Company, Inc. | Mainline | ML801CA075421MXA | Federally-Regulated Consumer Product | Non-Weatherized, Non-Condensin | 1634 | 254 |  | 05/25/2023 | 75736 | 203327230 | 05/26/2023
Rheem Sales Company, Inc. | Mainline | ML801CA125524MSA | Federally-Regulated Consumer Product | Non-Weatherized, Non-Condensin | 1991 | 270 |  | 05/25/2023 | 123598 | 203327233 | 05/26/2023
Rheem Sales Company, Inc. | Mainline | MP801CA050314ZXA | Federally-Regulated Consumer Product | Non-Weatherized, Non-Condensin | 1223 | 236 |  | 05/25/2023 | 51119 | 205348176 | 05/26/2023
Rheem Sales Company, Inc. | Mainline | ML98VB115M524USA | Federally-Regulated Consumer Product | Non-Weatherized, Condensing Ga | 1971 | 282 |  | 05/25/2023 | 44499 | 202356702 | 05/26/2023
Rheem Sales Company, Inc. | Mainline | ML801TA050314MSA | Federally-Regulated Consumer Product | Non-Weatherized, Non-Condensin | 1388 | 243 |  | 05/25/2023 | 49660 | 10378019 | 05/26/2023
Rheem Sales Company, Inc. | Mainline | ML802TA125524MSA | Federally-Regulated Consumer Product | Non-Weatherized, Non-Condensin | 1899 | 266 |  | 05/25/2023 | 87546 | 204007892 | 05/26/2023
Rheem Sales Company, Inc. | Mainline | MP801CA100521MXA | Federally-Regulated Consumer Product | Non-Weatherized, Non-Condensin | 1812 | 262 |  | 05/25/2023 | 99863 | 205348185 | 05/26/2023
Rheem Sales Company, Inc. | Mainline | ML801TB075317ZXB | Federally-Regulated Consumer Product | Non-Weatherized, Non-Condensin | 1253 | 237 |  | 05/25/2023 | 74903 | 205001025 | 05/26/2023
Rheem Sales Company, Inc. | Mainline | ML802TA050314MXA | Federally-Regulated Consumer Product | Non-Weatherized, Non-Condensin | 1260 | 237 |  | 05/25/2023 | 35654 | 204100513 | 05/26/2023
Rheem Sales Company, Inc. | Mainline | ML801CA050314MXA | Federally-Regulated Consumer Product | Non-Weatherized, Non-Condensin | 1388 | 184 | 243 | 05/25/2023 | 49660 | 203327226 | 05/26/2023
Rheem Sales Company, Inc. | Mainline | MP802TA100521MSA | Federally-Regulated Consumer Product | Non-Weatherized, Non-Condensin | 1952 | 268 |  | 05/25/2023 | 70078 | 205348231 | 05/26/2023
Rheem Sales Company, Inc. | Mainline | MP802TA100521MXA | Federally-Regulated Consumer Product | Non-Weatherized, Non-Condensin | 1952 | 268 |  | 05/25/2023 | 70078 | 205348232 | 05/26/2023
Rheem Sales Company, Inc. | Mainline | MP801CA075417MXA | Federally-Regulated Consumer Product | Non-Weatherized, Non-Condensin | 1496 | 248 | 248 | 05/25/2023 | 75177 | 205348178 | 05/26/2023
Rheem Sales Company, Inc. | Mainline | ML802TA125524MXA | Federally-Regulated Consumer Product | Non-Weatherized, Non-Condensin | 1899 | 266 |  | 05/25/2023 | 87546 | 204100518 | 05/26/2023
Rheem Sales Company, Inc. | Mainline | MP801CA100521ZSA | Federally-Regulated Consumer Product | Non-Weatherized, Non-Condensin | 1895 | 265 | 265 | 05/25/2023 | 100302 | 205348186 | 05/26/2023
Rheem Sales Company, Inc. | Mainline | ML801CA075421MSA | Federally-Regulated Consumer Product | Non-Weatherized, Non-Condensin | 1634 | 254 | 254 | 05/25/2023 | 75736 | 203327229 | 05/26/2023
Rheem Sales Company, Inc. | Mainline | MP802TA125524MXA | Federally-Regulated Consumer Product | Non-Weatherized, Non-Condensin | 1899 | 266 |  | 05/25/2023 | 87546 | 205348234 | 05/26/2023
Rheem Sales Company, Inc. | Mainline | ML801TA050417MUA | Federally-Regulated Consumer Product | Non-Weatherized, Non-Condensin | 1502 | 248 |  | 05/25/2023 | 50342 | 204515055 | 05/26/2023
Rheem Sales Company, Inc. | Mainline | ML801TA075421MSA | Federally-Regulated Consumer Product | Non-Weatherized, Non-Condensin | 1634 | 254 |  | 05/25/2023 | 75736 | 10378091 | 05/26/2023
Rheem Sales Company, Inc. | Mainline | ML92TA0701521MSA | Federally-Regulated Consumer Product | Non-Weatherized, Condensing Ga | 1983 | 282 |  | 05/25/2023 | 70360 | 203269568 | 05/26/2023
Rheem Sales Company, Inc. | Mainline | MP801CA050314ZSA | Federally-Regulated Consumer Product | Non-Weatherized, Non-Condensin | 1223 | 236 |  | 05/25/2023 | 51119 | 205348175 | 05/26/2023
Rheem Sales Company, Inc. | Mainline | MP801TA050417MUA | Federally-Regulated Consumer Product | Non-Weatherized, Non-Condensin | 1502 | 248 |  | 05/25/2023 | 50342 | 205348200 | 05/26/2023
Rheem Sales Company, Inc. | Mainline | MP801TA050317MUA | Federally-Regulated Consumer Product | Non-Weatherized, Non-Condensin | 1165 | 233 |  | 05/25/2023 | 49157 | 205348199 | 05/26/2023
Rheem Sales Company, Inc. | Mainline | ML98VB100M521USA | Federally-Regulated Consumer Product | Non-Weatherized, Condensing Ga | 2084 | 287 |  | 05/25/2023 | 39023 | 202356701 | 05/26/2023
Rheem Sales Company, Inc. | Mainline | ML98VB060M317USA | Federally-Regulated Consumer Product | Non-Weatherized, Condensing Ga | 1110 | 244 |  | 05/25/2023 | 22600 | 202356698 | 05/26/2023
Rheem Sales Company, Inc. | Mainline | ML801CA050314ZXA | Federally-Regulated Consumer Product | Non-Weatherized, Non-Condensin | 1223 | 236 |  | 05/25/2023 | 51119 | 205001028 | 05/26/2023
Rheem Sales Company, Inc. | Mainline | ML802TA150524MXA | Federally-Regulated Consumer Product | Non-Weatherized, Non-Condensin | 2092 | 274 |  | 05/25/2023 | 104565 | 204100519 | 05/26/2023
Rheem Sales Company, Inc. | Mainline | ML802TA050314MSA | Federally-Regulated Consumer Product | Non-Weatherized, Non-Condensin | 1260 | 237 |  | 05/25/2023 | 35654 | 204007887 | 05/26/2023
Rheem Sales Company, Inc. | Mainline | ML802TA075317MXA | Federally-Regulated Consumer Product | Non-Weatherized, Non-Condensin | 1539 | 250 |  | 05/25/2023 | 52505 | 204100514 | 05/26/2023
Rheem Sales Company, Inc. | Mainline | ML802TA100521MSA | Federally-Regulated Consumer Product | Non-Weatherized, Non-Condensin | 1952 | 268 |  | 05/25/2023 | 70078 | 204007891 | 05/26/2023
Rheem Sales Company, Inc. | Mainline | ML801CA075521ZXA | Federally-Regulated Consumer Product | Non-Weatherized, Non-Condensin | 1892 | 265 |  | 05/25/2023 | 99827 | 203327238 | 05/26/2023
Rheem Sales Company, Inc. | Mainline | MP801TA070417MUA | Federally-Regulated Consumer Product | Non-Weatherized, Non-Condensin | 1823 | 262 |  | 05/25/2023 | 70109 | 205348202 | 05/26/2023
Rheem Sales Company, Inc. | Mainline | MP801CB075317ZSA | Federally-Regulated Consumer Product | Non-Weatherized, Non-Condensin | 1253 | 237 |  | 05/25/2023 | 74903 | 205348193 | 05/26/2023
Rheem Sales Company, Inc. | Mainline | MP801CB075317ZXA | Federally-Regulated Consumer Product | Non-Weatherized, Non-Condensin | 1253 | 237 |  | 05/25/2023 | 74903 | 205348194 | 05/26/2023
Rheem Sales Company, Inc. | Mainline | ML801TA050317MUA | Federally-Regulated Consumer Product | Non-Weatherized, Non-Condensin | 1165 | 233 |  | 05/25/2023 | 49157 | 202132861 | 05/26/2023
Rheem Sales Company, Inc. | Mainline | MP801CA075421MSA | Federally-Regulated Consumer Product | Non-Weatherized, Non-Condensin | 1634 | 254 | 254 | 05/25/2023 | 75736 | 205348179 | 05/26/2023
Rheem Sales Company, Inc. | Mainline | ML801TA050314ZSA | Federally-Regulated Consumer Product | Non-Weatherized, Non-Condensin | 1223 | 236 |  | 05/25/2023 | 51119 | 205001023 | 05/26/2023
Rheem Sales Company, Inc. | Mainline | ML801CA100521ZXA | Federally-Regulated Consumer Product | Non-Weatherized, Non-Condensin | 1895 | 265 | 265 | 05/25/2023 | 100302 | 203327240 | 05/26/2023
Rheem Sales Company, Inc. | Mainline | MP802TA075417MXA | Federally-Regulated Consumer Product | Non-Weatherized, Non-Condensin | 1884 | 265 |  | 05/25/2023 | 52545 | 205348227 | 05/26/2023
Rheem Sales Company, Inc. | Mainline | MP801CA125524ZSA | Federally-Regulated Consumer Product | Non-Weatherized, Non-Condensin | 1835 | 263 |  | 05/25/2023 | 124289 | 205348190 | 05/26/2023
Rheem Sales Company, Inc. | Mainline | RGEA15030AJV06XAB | Federally-Regulated Consumer Product | Weatherized Non-Condensing Gas | 1402 | 261 |  | 05/25/2023 | 80658 | 204117097 | 05/26/2023
Rheem Sales Company, Inc. | Mainline | ML801TA075417MXA | Federally-Regulated Consumer Product | Non-Weatherized, Non-Condensin | 1496 | 248 |  | 05/25/2023 | 75177 | 10378022 | 05/26/2023
Rheem Sales Company, Inc. | Mainline | ML802TA100417MSA | Federally-Regulated Consumer Product | Non-Weatherized, Non-Condensin | 1730 | 258 |  | 05/25/2023 | 70020 | 204007890 | 05/26/2023
Rheem Sales Company, Inc. | Mainline | MP801CA075421MXA | Federally-Regulated Consumer Product | Non-Weatherized, Non-Condensin | 1634 | 254 | 254 | 05/25/2023 | 75736 | 205348180 | 05/26/2023
Rheem Sales Company, Inc. | Mainline | ML96VA0852521MSB | Federally-Regulated Consumer Product | Non-Weatherized, Condensing Ga | 1947 | 281 |  | 05/25/2023 | 58053 | 10377982 | 05/26/2023
Rheem Sales Company, Inc. | Mainline | ML801TA125524MSA | Federally-Regulated Consumer Product | Non-Weatherized, Non-Condensin | 1991 | 270 |  | 05/25/2023 | 123598 | 10378017 | 05/26/2023
Rheem Sales Company, Inc. | Mainline | MP801CA125524ZXA | Federally-Regulated Consumer Product | Non-Weatherized, Non-Condensin | 1835 | 263 |  | 05/25/2023 | 124289 | 205348191 | 05/26/2023
Rheem Sales Company, Inc. | Mainline | ML801TA100521MUA | Federally-Regulated Consumer Product | Non-Weatherized, Non-Condensin | 1861 | 264 |  | 05/25/2023 | 98348 | 202132863 | 05/26/2023
Rheem Sales Company, Inc. | Mainline | ML801TB075317ZSB | Federally-Regulated Consumer Product | Non-Weatherized, Non-Condensin | 1253 | 237 |  | 05/25/2023 | 74903 | 205001021 | 05/26/2023
Rheem Sales Company, Inc. | Mainline | ML801CA125524ZXA | Federally-Regulated Consumer Product | Non-Weatherized, Non-Condensin | 1835 | 263 |  | 05/25/2023 | 124289 | 203327242 | 05/26/2023
Rheem Sales Company, Inc. | Mainline | ML801TB100521MUA | Federally-Regulated Consumer Product | Non-Weatherized, Non-Condensin | 2096 | 274 |  | 05/25/2023 | 100583 | 204515057 | 05/26/2023
Rheem Sales Company, Inc. | Mainline | ML802TA100417MXA | Federally-Regulated Consumer Product | Non-Weatherized, Non-Condensin | 1730 | 258 |  | 05/25/2023 | 70020 | 204100516 | 05/26/2023
Rheem Sales Company, Inc. | Mainline | MP802TA075317MSA | Federally-Regulated Consumer Product | Non-Weatherized, Non-Condensin | 1539 | 250 |  | 05/25/2023 | 52505 | 205348224 | 05/26/2023
Rheem Sales Company, Inc. | Mainline | ML801CA100521MSA | Federally-Regulated Consumer Product | Non-Weatherized, Non-Condensin | 1812 | 262 |  | 05/25/2023 | 99863 | 203327231 | 05/26/2023
Rheem Sales Company, Inc. | Mainline | MP801CA075417MSA | Federally-Regulated Consumer Product | Non-Weatherized, Non-Condensin | 1496 | 248 |  | 05/25/2023 | 75177 | 205348177 | 05/26/2023
Rheem Sales Company, Inc. | Mainline | MP801CA075521ZSA | Federally-Regulated Consumer Product | Non-Weatherized, Non-Condensin | 1892 | 265 |  | 05/25/2023 | 99827 | 205348181 | 05/26/2023
Rheem Sales Company, Inc. | Mainline | MP802TA125524MSA | Federally-Regulated Consumer Product | Non-Weatherized, Non-Condensin | 1899 | 266 |  | 05/25/2023 | 87546 | 205348233 | 05/26/2023
Rheem Sales Company, Inc. | Mainline | ML801CA100521MXA | Federally-Regulated Consumer Product | Non-Weatherized, Non-Condensin | 1812 | 262 |  | 05/25/2023 | 99863 | 203327232 | 05/26/2023
Rheem Sales Company, Inc. | Mainline | ML96TA0702521MSA | Federally-Regulated Consumer Product | Non-Weatherized, Condensing Ga | 1854 | 277 |  | 05/25/2023 | 49250 | 203261715 | 05/26/2023
Rheem Sales Company, Inc. | Mainline | ML801CA100521ZSA | Federally-Regulated Consumer Product | Non-Weatherized, Non-Condensin | 1895 | 265 |  | 05/25/2023 | 100302 | 203327239 | 05/26/2023
Rheem Sales Company, Inc. | Mainline | MP801CA100521ZXA | Federally-Regulated Consumer Product | Non-Weatherized, Non-Condensin | 1895 | 265 |  | 05/25/2023 | 100302 | 205348187 | 05/26/2023
Rheem Sales Company, Inc. | Mainline | MP802TA150524MSA | Federally-Regulated Consumer Product | Non-Weatherized, Non-Condensin | 2092 | 274 |  | 05/25/2023 | 104565 | 205348235 | 05/26/2023
Rheem Sales Company, Inc. | Mainline | ML802TA075417MSA | Federally-Regulated Consumer Product | Non-Weatherized, Non-Condensin | 1884 | 265 |  | 05/25/2023 | 52545 | 204007889 | 05/26/2023
Rheem Sales Company, Inc. | Mainline | ML98VB085M521USA | Federally-Regulated Consumer Product | Non-Weatherized, Condensing Ga | 2209 | 292 |  | 05/25/2023 | 33631 | 202356699 | 05/26/2023
Rheem Sales Company, Inc. | Mainline | MP801CA050314MSA | Federally-Regulated Consumer Product | Non-Weatherized, Non-Condensin | 1388 | 184 |  | 05/25/2023 | 49660 | 205348172 | 05/26/2023
Rheem Sales Company, Inc. | Mainline | ML801TA050314ZXA | Federally-Regulated Consumer Product | Non-Weatherized, Non-Condensin | 1223 | 236 | 236 | 05/25/2023 | 51119 | 205001027 | 05/26/2023
Rheem Sales Company, Inc. | Mainline | ML96VA0702521MSA | Federally-Regulated Consumer Product | Non-Weatherized, Condensing Ga | 1923 | 280 | 280 | 05/25/2023 | 49235 | 203261714 | 05/26/2023
Rheem Sales Company, Inc. | Mainline | MP802TA075417MSA | Federally-Regulated Consumer Product | Non-Weatherized, Non-Condensin | 1884 | 265 |  | 05/25/2023 | 52545 | 205348226 | 05/26/2023
Rheem Sales Company, Inc. | Mainline | ML96VA1002521MSA | Federally-Regulated Consumer Product | Non-Weatherized, Condensing Ga | 1858 | 277 | 277 | 05/25/2023 | 68679 | 10377967 | 05/26/2023
Rheem Sales Company, Inc. | Mainline | ML802TA075417MXA | Federally-Regulated Consumer Product | Non-Weatherized, Non-Condensin | 1884 | 265 |  | 05/25/2023 | 52545 | 204100515 | 05/26/2023
Rheem Sales Company, Inc. | Mainline | ML98VB070M317USA | Federally-Regulated Consumer Product | Non-Weatherized, Condensing Ga | 1162 | 246 |  | 05/25/2023 | 28246 | 202356700 | 05/26/2023
Rheem Sales Company, Inc. | Mainline | ML802TA100521MXA | Federally-Regulated Consumer Product | Non-Weatherized, Non-Condensin | 1952 | 268 |  | 05/25/2023 | 70078 | 204100517 | 05/26/2023
Rheem Sales Company, Inc. | Mainline | ML96VA0702317MSA | Federally-Regulated Consumer Product | Non-Weatherized, Condensing Ga | 1290 | 252 |  | 05/25/2023 | 48940 | 10377966 | 05/26/2023
Rheem Sales Company, Inc. | Mainline | ML801CA075521ZSA | Federally-Regulated Consumer Product | Non-Weatherized, Non-Condensin | 1892 | 265 |  | 05/25/2023 | 99827 | 203327237 | 05/26/2023
Rheem Sales Company, Inc. | Mainline | MP801CA075521ZXA | Federally-Regulated Consumer Product | Non-Weatherized, Non-Condensin | 1892 | 265 |  | 05/25/2023 | 99827 | 205348182 | 05/26/2023
Rheem Sales Company, Inc. | Mainline | MP801CA125524MXA | Federally-Regulated Consumer Product | Non-Weatherized, Non-Condensin | 1991 | 270 |  | 05/25/2023 | 123598 | 205348189 | 05/26/2023
Rheem Sales Company, Inc. | Mainline | MP802TA075317MXA | Federally-Regulated Consumer Product | Non-Weatherized, Non-Condensin | 1539 | 250 |  | 05/25/2023 | 52505 | 205348225 | 05/26/2023
Rheem Sales Company, Inc. | Mainline | RGEA14048AJT101AB | Federally-Regulated Consumer Product | Weatherized Non-Condensing Gas | 1809 | 279 |  | 05/25/2023 | 99189 | 204117088 | 05/26/2023
Rheem Sales Company, Inc. | Mainline | ML802TA150524MSA | Federally-Regulated Consumer Product | Non-Weatherized, Non-Condensin | 2092 | 274 |  | 05/25/2023 | 104565 | 204007893 | 05/26/2023
Rheem Sales Company, Inc. | Mainline | MP801TA100521MUA | Federally-Regulated Consumer Product | Non-Weatherized, Non-Condensin | 1861 | 264 |  | 05/25/2023 | 98348 | 205348211 | 05/26/2023
Rheem Sales Company, Inc. | Mainline | MP801CA050314MXA | Federally-Regulated Consumer Product | Non-Weatherized, Non-Condensin | 1388 | 184 |  | 05/25/2023 | 49660 | 205348173 | 05/26/2023
Rheem Sales Company, Inc. | Mainline | MP801CA100521MSA | Federally-Regulated Consumer Product | Non-Weatherized, Non-Condensin | 1812 | 262 |  | 05/25/2023 | 99863 | 205348183 | 05/26/2023
Rheem Sales Company, Inc. | Mainline | MP801TA070317MUA | Federally-Regulated Consumer Product | Non-Weatherized, Non-Condensin | 1189 | 234 | 234 | 05/25/2023 | 70542 | 205348201 | 05/26/2023
Rheem Sales Company, Inc. | Mainline | RGEA15030AJV061AB | Federally-Regulated Consumer Product | Weatherized Non-Condensing Gas | 1402 | 261 |  | 05/25/2023 | 80658 | 204117096 | 05/26/2023
Rheem Sales Company, Inc. | Mainline | ML801CA125524ZSA | Federally-Regulated Consumer Product | Non-Weatherized, Non-Condensin | 1835 | 263 | 263 | 05/25/2023 | 124289 | 203327241 | 05/26/2023
Rheem Sales Company, Inc. | Mainline | MP802TA100417MXA | Federally-Regulated Consumer Product | Non-Weatherized, Non-Condensin | 1730 | 258 |  | 05/25/2023 | 70020 | 205348230 | 05/26/2023
Rheem Sales Company, Inc. | Mainline | MP801TB100521MUA | Federally-Regulated Consumer Product | Non-Weatherized, Non-Condensin | 2096 | 274 |  | 05/25/2023 | 100583 | 205348223 | 05/26/2023
Rheem Sales Company, Inc. | Mainline | MP801CA125524MSA | Federally-Regulated Consumer Product | Non-Weatherized, Non-Condensin | 1991 | 270 |  | 05/25/2023 | 123598 | 205348188 | 05/26/2023
Rheem Sales Company, Inc. | Mainline | ML96VA0602317MSA | Federally-Regulated Consumer Product | Non-Weatherized, Condensing Ga | 1372 | 255 |  | 05/25/2023 | 37932 | 10377965 | 05/26/2023
Rheem Sales Company, Inc. | Mainline | ML801TA070317MUA | Federally-Regulated Consumer Product | Non-Weatherized, Non-Condensin | 1189 | 234 |  | 05/25/2023 | 70542 | 202132862 | 05/26/2023
Rheem Sales Company, Inc. | Mainline | RGEA14048AJT08XAB | Federally-Regulated Consumer Product | Weatherized Non-Condensing Gas | 1809 | 279 |  | 05/25/2023 | 99189 | 204117087 | 05/26/2023
Rheem Sales Company, Inc. | Mainline | ML801TA070417MUA | Federally-Regulated Consumer Product | Non-Weatherized, Non-Condensin | 1823 | 262 |  | 05/25/2023 | 70109 | 204515056 | 05/26/2023
Rheem Sales Company, Inc. | Mainline | ML802TA075317MSA | Federally-Regulated Consumer Product | Non-Weatherized, Non-Condensin | 1539 | 250 |  | 05/25/2023 | 52505 | 204007888 | 05/26/2023
Rheem Sales Company, Inc. | Mainline | ML801CA075417MSA | Federally-Regulated Consumer Product | Non-Weatherized, Non-Condensin | 1496 | 248 | 248 | 05/25/2023 | 75177 | 203327227 | 05/26/2023
Rheem Sales Company, Inc. | Mainline | ML801TA125524MXA | Federally-Regulated Consumer Product | Non-Weatherized, Non-Condensin | 1991 | 270 |  | 05/25/2023 | 123598 | 10378018 | 05/26/2023
Rheem Sales Company, Inc. | Mainline | MP802TA100417MSA | Federally-Regulated Consumer Product | Non-Weatherized, Non-Condensin | 1730 | 258 |  | 05/25/2023 | 70020 | 205348228 | 05/26/2023
Rheem Sales Company, Inc. | Mainline | ML801CA125524MXA | Federally-Regulated Consumer Product | Non-Weatherized, Non-Condensin | 1991 | 270 |  | 05/25/2023 | 123598 | 203327234 | 05/26/2023
Rheem Sales Company, Inc. | Mainline | ML801CA075417MXA | Federally-Regulated Consumer Product | Non-Weatherized, Non-Condensin | 1496 | 248 | 248 | 05/25/2023 | 75177 | 203327228 | 05/26/2023
Rheem Sales Company, Inc. | Mainline | ML801CB075317ZXA | Federally-Regulated Consumer Product | Non-Weatherized, Non-Condensin | 1253 | 237 |  | 05/25/2023 | 74903 | 205001026 | 05/26/2023
Rheem Sales Company, Inc. | Mainline | ML95TC0701521MSA | Federally-Regulated Consumer Product | Non-Weatherized, Condensing Ga | 1983 | 279 | 282 | 05/25/2023 | 70360 | 203261713 | 05/26/2023
Rheem Sales Company, Inc. | Mainline | ML801CA075421MXA | Federally-Regulated Consumer Product | Non-Weatherized, Non-Condensin | 1634 | 254 |  | 05/25/2023 | 75736 | 203327230 | 05/26/2023
Rheem Sales Company, Inc. | Mainline | ML801CA125524MSA | Federally-Regulated Consumer Product | Non-Weatherized, Non-Condensin | 1991 | 270 |  | 05/25/2023 | 123598 | 203327233 | 05/26/2023
Rheem Sales Company, Inc. | Mainline | MP801CA050314ZXA | Federally-Regulated Consumer Product | Non-Weatherized, Non-Condensin | 1223 | 236 |  | 05/25/2023 | 51119 | 205348176 | 05/26/2023
Rheem Sales Company, Inc. | Mainline | ML98VB115M524USA | Federally-Regulated Consumer Product | Non-Weatherized, Condensing Ga | 1971 | 282 |  | 05/25/2023 | 44499 | 202356702 | 05/26/2023
Rheem Sales Company, Inc. | Mainline | ML801TA050314MSA | Federally-Regulated Consumer Product | Non-Weatherized, Non-Condensin | 1388 | 243 |  | 05/25/2023 | 49660 | 10378019 | 05/26/2023
Rheem Sales Company, Inc. | Mainline | ML802TA125524MSA | Federally-Regulated Consumer Product | Non-Weatherized, Non-Condensin | 1899 | 266 |  | 05/25/2023 | 87546 | 204007892 | 05/26/2023
Rheem Sales Company, Inc. | Mainline | MP801CA100521MXA | Federally-Regulated Consumer Product | Non-Weatherized, Non-Condensin | 1812 | 262 |  | 05/25/2023 | 99863 | 205348185 | 05/26/2023
Rheem Sales Company, Inc. | Mainline | ML801TB075317ZXB | Federally-Regulated Consumer Product | Non-Weatherized, Non-Condensin | 1253 | 237 |  | 05/25/2023 | 74903 | 205001025 | 05/26/2023
Rheem Sales Company, Inc. | Mainline | ML802TA050314MXA | Federally-Regulated Consumer Product | Non-Weatherized, Non-Condensin | 1260 | 237 |  | 05/25/2023 | 35654 | 204100513 | 05/26/2023
Rheem Sales Company, Inc. | Mainline | ML801CA050314MXA | Federally-Regulated Consumer Product | Non-Weatherized, Non-Condensin | 1388 | 184 | 243 | 05/25/2023 | 49660 | 203327226 | 05/26/2023
Rheem Sales Company, Inc. | Mainline | MP802TA100521MSA | Federally-Regulated Consumer Product | Non-Weatherized, Non-Condensin | 1952 | 268 |  | 05/25/2023 | 70078 | 205348231 | 05/26/2023
Rheem Sales Company, Inc. | Mainline | MP802TA100521MXA | Federally-Regulated Consumer Product | Non-Weatherized, Non-Condensin | 1952 | 268 |  | 05/25/2023 | 70078 | 205348232 | 05/26/2023
Rheem Sales Company, Inc. | Mainline | MP801CA075417MXA | Federally-Regulated Consumer Product | Non-Weatherized, Non-Condensin | 1496 | 248 | 248 | 05/25/2023 | 75177 | 205348178 | 05/26/2023
Rheem Sales Company, Inc. | Mainline | ML802TA125524MXA | Federally-Regulated Consumer Product | Non-Weatherized, Non-Condensin | 1899 | 266 |  | 05/25/2023 | 87546 | 204100518 | 05/26/2023
Rheem Sales Company, Inc. | Mainline | MP801CA100521ZSA | Federally-Regulated Consumer Product | Non-Weatherized, Non-Condensin | 1895 | 265 | 265 | 05/25/2023 | 100302 | 205348186 | 05/26/2023
Rheem Sales Company, Inc. | Mainline | ML801CA075421MSA | Federally-Regulated Consumer Product | Non-Weatherized, Non-Condensin | 1634 | 254 | 254 | 05/25/2023 | 75736 | 203327229 | 05/26/2023
Rheem Sales Company, Inc. | Mainline | MP802TA125524MXA | Federally-Regulated Consumer Product | Non-Weatherized, Non-Condensin | 1899 | 266 |  | 05/25/2023 | 87546 | 205348234 | 05/26/2023
Rheem Sales Company, Inc. | Mainline | ML801TA050417MUA | Federally-Regulated Consumer Product | Non-Weatherized, Non-Condensin | 1502 | 248 |  | 05/25/2023 | 50342 | 204515055 | 05/26/2023
Rheem Sales Company, Inc. | Mainline | ML801TA075421MSA | Federally-Regulated Consumer Product | Non-Weatherized, Non-Condensin | 1634 | 254 |  | 05/25/2023 | 75736 | 10378091 | 05/26/2023
Rheem Sales Company, Inc. | Mainline | ML92TA0701521MSA | Federally-Regulated Consumer Product | Non-Weatherized, Condensing Ga | 1983 | 282 |  | 05/25/2023 | 70360 | 203269568 | 05/26/2023
Rheem Sales Company, Inc. | Mainline | MP801CA050314ZSA | Federally-Regulated Consumer Product | Non-Weatherized, Non-Condensin | 1223 | 236 |  | 05/26/2023 | 51119 | 205348175 | 05/26/2023
Rheem Sales Company, Inc. | Sure | RGECZR060AJT07**A | Federally-Regulated Consumer Product | Weatherized Non-Condensing Gas | 2336 | 182 |  | 05/25/2023 | 52310 | 203473671 | 05/26/2023
Rheem Sales Company, Inc. | Sure | RGEA14036AJT101AC | Federally-Regulated Consumer Product | Weatherized Non-Condensing Gas | 1430 | 262 |  | 05/25/2023 | 99665 | 206606630 | 05/26/2023
Rheem Sales Company, Inc. | Sure | S801CA100521MXA | Federally-Regulated Consumer Product | Non-Weatherized, Non-Condensin | 1812 | 262 |  | 05/25/2023 | 99863 | 203327155 | 05/26/2023
Rheem Sales Company, Inc. | Sure | RGECZR036AJT07**A | Federally-Regulated Consumer Product | Weatherized Non-Condensing Gas | 1475 | 165 |  | 05/25/2023 | 53157 | 203473663 | 05/26/2023
Rheem Sales Company, Inc. | Sure | S801CA075521ZSA | Federally-Regulated Consumer Product | Non-Weatherized, Non-Condensin | 1892 | 265 |  | 05/25/2023 | 99827 | 203327170 | 05/26/2023
Rheem Sales Company, Inc. | Sure | S802TA075317MXA | Federally-Regulated Consumer Product | Non-Weatherized, Non-Condensin | 1539 | 250 |  | 05/25/2023 | 52505 | 204099263 | 05/26/2023
Rheem Sales Company, Inc. | Sure | S801CA125524MXA | Federally-Regulated Consumer Product | Non-Weatherized, Non-Condensin | 1991 | 270 |  | 05/25/2023 | 123598 | 203327161 | 05/26/2023
Rheem Sales Company, Inc. | Sure | RGECZR036AJT10**A | Federally-Regulated Consumer Product | Weatherized Non-Condensing Gas | 1576 | 218 |  | 05/25/2023 | 100764 | 203473665 | 05/26/2023
Rheem Sales Company, Inc. | Sure | RGEA14048AJT101AB | Federally-Regulated Consumer Product | Weatherized Non-Condensing Gas | 1809 | 279 | 279 | 05/25/2023 | 99189 | 203404495 | 05/26/2023
Rheem Sales Company, Inc. | Sure | RGEA14030AJT06UAA | Federally-Regulated Consumer Product | Weatherized Non-Condensing Gas | 1125 | 248 |  | 05/25/2023 | 60094 | 205965541 | 05/26/2023
Rheem Sales Company, Inc. | Sure | RGEA14030AJT061AC | Federally-Regulated Consumer Product | Weatherized Non-Condensing Gas | 1147 | 249 |  | 05/25/2023 | 79965 | 206606594 | 05/26/2023
Rheem Sales Company, Inc. | Sure | S802TA125524MSA | Federally-Regulated Consumer Product | Non-Weatherized, Non-Condensin | 1899 | 266 |  | 05/25/2023 | 87546 | 204007882 | 05/26/2023
Rheem Sales Company, Inc. | Sure | S802TA125524MXA | Federally-Regulated Consumer Product | Non-Weatherized, Non-Condensin | 1899 | 266 |  | 05/25/2023 | 87546 | 204099278 | 05/26/2023
Rheem Sales Company, Inc. | Sure | RGEA14042AJT101AC | Federally-Regulated Consumer Product | Weatherized Non-Condensing Gas | 1494 | 265 |  | 05/25/2023 | 99609 | 206606648 | 05/26/2023
Rheem Sales Company, Inc. | Sure | RGEA14036AJT061AC | Federally-Regulated Consumer Product | Weatherized Non-Condensing Gas | 1430 | 262 |  | 05/25/2023 | 99665 | 206606612 | 05/26/2023
Rheem Sales Company, Inc. | Sure | S802TA100417MSA | Federally-Regulated Consumer Product | Non-Weatherized, Non-Condensin | 1730 | 258 |  | 05/25/2023 | 70020 | 204007876 | 05/26/2023
Rheem Sales Company, Inc. | Sure | S801TA050417MUA | Federally-Regulated Consumer Product | Non-Weatherized, Non-Condensin | 1502 | 248 |  | 05/25/2023 | 50342 | 204501682 | 05/26/2023
Rheem Sales Company, Inc. | Sure | S801TA070417MUA | Federally-Regulated Consumer Product | Non-Weatherized, Non-Condensin | 1823 | 262 |  | 05/25/2023 | 70109 | 204501685 | 05/26/2023
Rheem Sales Company, Inc. | Sure | RGECZR048AJT07**A | Federally-Regulated Consumer Product | Weatherized Non-Condensing Gas | 1873 | 167 |  | 05/25/2023 | 52596 | 203473667 | 05/26/2023
Rheem Sales Company, Inc. | Sure | S801CA100521MSA | Federally-Regulated Consumer Product | Non-Weatherized, Non-Condensin | 1812 | 262 |  | 05/25/2023 | 99863 | 203327152 | 05/26/2023
Rheem Sales Company, Inc. | Sure | S801TB100521MUA | Federally-Regulated Consumer Product | Non-Weatherized, Non-Condensin | 2096 | 274 |  | 05/25/2023 | 100583 | 204501688 | 05/26/2023
Rheem Sales Company, Inc. | Sure | S802TA150524MSA | Federally-Regulated Consumer Product | Non-Weatherized, Non-Condensin | 2092 | 274 |  | 05/25/2023 | 104565 | 204007885 | 05/26/2023
Rheem Sales Company, Inc. | Sure | S802TA100521MXA | Federally-Regulated Consumer Product | Non-Weatherized, Non-Condensin | 1952 | 268 |  | 05/25/2023 | 70078 | 204099274 | 05/26/2023
Rheem Sales Company, Inc. | Sure | S802TA075317MSA | Federally-Regulated Consumer Product | Non-Weatherized, Non-Condensin | 1539 | 250 |  | 05/25/2023 | 52505 | 204007870 | 05/26/2023
Rheem Sales Company, Inc. | Sure | S801CA075421MXA | Federally-Regulated Consumer Product | Non-Weatherized, Non-Condensin | 1634 | 254 | 254 | 05/25/2023 | 75736 | 203327149 | 05/26/2023
Rheem Sales Company, Inc. | Sure | RGECZR060AJT12**A | Federally-Regulated Consumer Product | Weatherized Non-Condensing Gas | 2183 | 266 |  | 05/25/2023 | 83968 | 203473673 | 05/26/2023
Rheem Sales Company, Inc. | Sure | RGEA15030AJV061AB | Federally-Regulated Consumer Product | Weatherized Non-Condensing Gas | 1402 | 261 | 261 | 05/25/2023 | 80658 | 203404527 | 05/26/2023
Rheem Sales Company, Inc. | Sure | S801CA100521ZSA | Federally-Regulated Consumer Product | Non-Weatherized, Non-Condensin | 1895 | 265 |  | 05/25/2023 | 100302 | 203327176 | 05/26/2023
Rheem Sales Company, Inc. | Sure | S802TA150524MXA | Federally-Regulated Consumer Product | Non-Weatherized, Non-Condensin | 2092 | 274 |  | 05/25/2023 | 104565 | 204099281 | 05/26/2023
Rheem Sales Company, Inc. | Sure | S802TA100417MXA | Federally-Regulated Consumer Product | Non-Weatherized, Non-Condensin | 1730 | 258 |  | 05/25/2023 | 70020 | 204099271 | 05/26/2023
Rheem Sales Company, Inc. | Sure | RGEA14048AJT10UAA | Federally-Regulated Consumer Product | Weatherized Non-Condensing Gas | 1832 | 280 |  | 05/25/2023 | 100370 | 205965547 | 05/26/2023
Rheem Sales Company, Inc. | Sure | S802TA100521MSA | Federally-Regulated Consumer Product | Non-Weatherized, Non-Condensin | 1952 | 268 |  | 05/25/2023 | 70078 | 204007879 | 05/26/2023
Rheem Sales Company, Inc. | Sure | S802TA075417MXA | Federally-Regulated Consumer Product | Non-Weatherized, Non-Condensin | 1884 | 265 |  | 05/25/2023 | 52545 | 204099267 | 05/26/2023
Rheem Sales Company, Inc. | Sure | RGEA14030AJT081AC | Federally-Regulated Consumer Product | Weatherized Non-Condensing Gas | 1147 | 249 |  | 05/25/2023 | 79965 | 206606603 | 05/26/2023
Rheem Sales Company, Inc. | Sure | S802TA075417MSA | Federally-Regulated Consumer Product | Non-Weatherized, Non-Condensin | 1884 | 265 |  | 05/25/2023 | 52545 | 204007873 | 05/26/2023
Rheem Sales Company, Inc. | Sure | S801CA100521ZXA | Federally-Regulated Consumer Product | Non-Weatherized, Non-Condensin | 1895 | 265 |  | 05/25/2023 | 100302 | 203327179 | 05/26/2023
Rheem Sales Company, Inc. | Sure | S801CA125524MSA | Federally-Regulated Consumer Product | Non-Weatherized, Non-Condensin | 1991 | 270 |  | 05/25/2023 | 123598 | 203327158 | 05/26/2023
Rheem Sales Company, Inc. | Sure | S802TA050314MXA | Federally-Regulated Consumer Product | Non-Weatherized, Non-Condensin | 1260 | 237 |  | 05/25/2023 | 35654 | 204099260 | 05/26/2023
Rheem Sales Company, Inc. | Sure | RGEA14030AJT08XAC | Federally-Regulated Consumer Product | Weatherized Non-Condensing Gas | 1147 | 249 | 249 | 05/25/2023 | 79965 | 206606608 | 05/26/2023
Rheem Sales Company, Inc. | Sure | RGECZR048AJT12**A | Federally-Regulated Consumer Product | Weatherized Non-Condensing Gas | 1902 | 259 |  | 05/25/2023 | 84032 | 203473669 | 05/26/2023
Rheem Sales Company, Inc. | Sure | RGEA15030AJV06XAB | Federally-Regulated Consumer Product | Weatherized Non-Condensing Gas | 1402 | 261 |  | 05/25/2023 | 80658 | 203404531 | 05/26/2023
Rheem Sales Company, Inc. | Sure | S801CA125524ZXA | Federally-Regulated Consumer Product | Non-Weatherized, Non-Condensin | 1835 | 263 |  | 05/25/2023 | 124289 | 203327185 | 05/26/2023
Rheem Sales Company, Inc. | Sure | RGEA14030AJT04UAA | Federally-Regulated Consumer Product | Weatherized Non-Condensing Gas | 1189 | 251 |  | 05/25/2023 | 39887 | 205965542 | 05/26/2023
Rheem Sales Company, Inc. | Sure | S801CA125524ZSA | Federally-Regulated Consumer Product | Non-Weatherized, Non-Condensin | 1835 | 263 |  | 05/25/2023 | 124289 | 203327182 | 05/26/2023
Rheem Sales Company, Inc. | Sure | S801CA075521ZXA | Federally-Regulated Consumer Product | Non-Weatherized, Non-Condensin | 1892 | 265 |  | 05/25/2023 | 99827 | 203327173 | 05/26/2023
Rheem Sales Company, Inc. | Sure | RGEA14042AJT08UAA | Federally-Regulated Consumer Product | Weatherized Non-Condensing Gas | 1635 | 271 | 271 | 05/25/2023 | 80943 | 205965548 | 05/26/2023
Rheem Sales Company, Inc. | Sure | RGEA14048AJT08XAB | Federally-Regulated Consumer Product | Weatherized Non-Condensing Gas | 1809 | 279 |  | 05/25/2023 | 99189 | 203404491 | 05/26/2023
Rheem Sales Company, Inc. | Sure | RGECZR048AJT12**B | Federally-Regulated Consumer Product | Weatherized Non-Condensing Gas | 1902 | 259 | 283 | 05/25/2023 | 84032 | 206778663 | 05/26/2023
Rheem Sales Company, Inc. | Sure | RGEA14036AJT08UAA | Federally-Regulated Consumer Product | Weatherized Non-Condensing Gas | 1382 | 260 | 260 | 05/25/2023 | 80891 | 205965545 | 05/26/2023
Rheem Sales Company, Inc. | Sure | RGEA15060AJV10XAB | Federally-Regulated Consumer Product | Weatherized Non-Condensing Gas | 2166 | 294 |  | 05/25/2023 | 100081 | 203404607 | 05/26/2023
Rheem Sales Company, Inc. | Sure | RGEA15048AJV08XAB | Federally-Regulated Consumer Product | Weatherized Non-Condensing Gas | 1720 | 275 |  | 05/25/2023 | 99897 | 203404591 | 05/26/2023
Rheem Sales Company, Inc. | Sure | RGEA14042AJT08XAC | Federally-Regulated Consumer Product | Weatherized Non-Condensing Gas | 1494 | 265 | 265 | 05/25/2023 | 99609 | 206606643 | 05/26/2023
Rheem Sales Company, Inc. | Sure | RGEA15048AJV081AB | Federally-Regulated Consumer Product | Weatherized Non-Condensing Gas | 1720 | 275 |  | 05/25/2023 | 99897 | 203404587 | 05/26/2023
Rheem Sales Company, Inc. | Sure | RGEA14048AJT08UAA | Federally-Regulated Consumer Product | Weatherized Non-Condensing Gas | 2026 | 288 |  | 05/25/2023 | 80019 | 205965546 | 05/26/2023
Rheem Sales Company, Inc. | Sure | RGEA15048AJV10XAB | Federally-Regulated Consumer Product | Weatherized Non-Condensing Gas | 1720 | 275 |  | 05/25/2023 | 99897 | 203404599 | 05/26/2023
Rheem Sales Company, Inc. | Sure | RGEA14036AJT06XAC | Federally-Regulated Consumer Product | Weatherized Non-Condensing Gas | 1430 | 262 |  | 05/25/2023 | 99665 | 206606617 | 05/26/2023
Rheem Sales Company, Inc. | Sure | RGEA14042AJT10XAC | Federally-Regulated Consumer Product | Weatherized Non-Condensing Gas | 1494 | 265 |  | 05/25/2023 | 99609 | 206606652 | 05/26/2023
Rheem Sales Company, Inc. | Sure | RGEA14036AJT10XAC | Federally-Regulated Consumer Product | Weatherized Non-Condensing Gas | 1430 | 262 | 262 | 05/25/2023 | 99665 | 206606635 | 05/26/2023
Rheem Sales Company, Inc. | Sure | RGEA14060AJT10UAA | Federally-Regulated Consumer Product | Weatherized Non-Condensing Gas | 2066 | 290 | 290 | 05/25/2023 | 100130 | 205965549 | 05/26/2023
Rheem Sales Company, Inc. | Sure | RGECZR048AJT07**B | Federally-Regulated Consumer Product | Weatherized Non-Condensing Gas | 1873 | 167 | 281 | 05/25/2023 | 52596 | 206778662 | 05/26/2023
Rheem Sales Company, Inc. | Sure | RGEA15030AJV081AB | Federally-Regulated Consumer Product | Weatherized Non-Condensing Gas | 1402 | 261 |  | 05/25/2023 | 80658 | 203404535 | 05/26/2023
Rheem Sales Company, Inc. | Sure | RGECZR036AJT07**B | Federally-Regulated Consumer Product | Weatherized Non-Condensing Gas | 1475 | 165 |  | 05/25/2023 | 53157 | 206778660 | 05/26/2023
Rheem Sales Company, Inc. | Sure | RGEA15060AJV101AB | Federally-Regulated Consumer Product | Weatherized Non-Condensing Gas | 2166 | 294 |  | 05/25/2023 | 100081 | 203404603 | 05/26/2023
Rheem Sales Company, Inc. | Sure | RGEA14036AJT081AC | Federally-Regulated Consumer Product | Weatherized Non-Condensing Gas | 1430 | 262 |  | 05/25/2023 | 99665 | 206606621 | 05/26/2023
Rheem Sales Company, Inc. | Sure | RGEA14048AJT10XAB | Federally-Regulated Consumer Product | Weatherized Non-Condensing Gas | 1809 | 279 |  | 05/25/2023 | 99189 | 203404499 | 05/26/2023
Rheem Sales Company, Inc. | Sure | RGECZR060AJT12**B | Federally-Regulated Consumer Product | Weatherized Non-Condensing Gas | 2183 | 266 | 295 | 05/25/2023 | 83968 | 206778665 | 05/26/2023
Rheem Sales Company, Inc. | Sure | RGECZR060AJT07**B | Federally-Regulated Consumer Product | Weatherized Non-Condensing Gas | 2336 | 182 | 302 | 05/25/2023 | 52310 | 206778664 | 05/26/2023
Rheem Sales Company, Inc. | Sure | RGECZR036AJT10**B | Federally-Regulated Consumer Product | Weatherized Non-Condensing Gas | 1576 | 218 |  | 05/25/2023 | 100764 | 206778661 | 05/26/2023
Rheem Sales Company, Inc. | Sure | RGEA15048AJV101AB | Federally-Regulated Consumer Product | Weatherized Non-Condensing Gas | 1720 | 275 |  | 05/25/2023 | 99897 | 203404595 | 05/26/2023
Rheem Sales Company, Inc. | Sure | RGEA14030AJT06XAC | Federally-Regulated Consumer Product | Weatherized Non-Condensing Gas | 1147 | 249 |  | 05/25/2023 | 79965 | 206606599 | 05/26/2023
Rheem Sales Company, Inc. | Sure | RGEA15030AJV08XAB | Federally-Regulated Consumer Product | Weatherized Non-Condensing Gas | 1402 | 261 |  | 05/25/2023 | 80658 | 203404539 | 05/26/2023
Rheem Sales Company, Inc. | Sure | RGEA14048AJT081AB | Federally-Regulated Consumer Product | Weatherized Non-Condensing Gas | 1809 | 279 |  | 05/25/2023 | 99189 | 203404487 | 05/26/2023
Rheem Sales Company, Inc. | Sure | RGEA14042AJT081AC | Federally-Regulated Consumer Product | Weatherized Non-Condensing Gas | 1494 | 265 |  | 05/25/2023 | 99609 | 206606639 | 05/26/2023
Rheem Sales Company, Inc. | Sure | RGEA14036AJT08XAC | Federally-Regulated Consumer Product | Weatherized Non-Condensing Gas | 1430 | 262 | 262 | 05/25/2023 | 99665 | 206606626 | 05/26/2023
Rheem Sales Company, Inc. | Thermal Zone | TZ92MSX040B30A | Federally-Regulated Consumer Product | Non-Weatherized, Condensing Ga | 1107 | 244 | 244 | 05/26/2023 | 41877 | 9958600 | 05/26/2023
Rheem Sales Company, Inc. | Thermal Zone | TZ92MSX100C50A | Federally-Regulated Consumer Product | Non-Weatherized, Condensing Ga | 2066 | 286 | 286 | 05/26/2023 | 98023 | 9958616 | 05/26/2023
Rheem Sales Company, Inc. | Thermal Zone | TZ95MSX115D50C | Federally-Regulated Consumer Product | Non-Weatherized, Condensing Ga | 2041 | 285 | 285 | 05/26/2023 | 111488 | 8934628 | 05/26/2023
Rheem Sales Company, Inc. | Thermal Zone | TZ96MDX085C50A | Federally-Regulated Consumer Product | Non-Weatherized, Condensing Ga | 2115 | 288 | 288 | 05/26/2023 | 58240 | 9950854 | 05/26/2023
Rheem Sales Company, Inc. | Thermal Zone | TZ92MSX060B30A | Federally-Regulated Consumer Product | Non-Weatherized, Condensing Ga | 1156 | 246 | 246 | 05/26/2023 | 55624 | 9958604 | 05/26/2023
Rheem Sales Company, Inc. | Thermal Zone | TZ92MSX115D50A | Federally-Regulated Consumer Product | Non-Weatherized, Condensing Ga | 2041 | 285 | 285 | 05/26/2023 | 111488 | 9958620 | 05/26/2023
Rheem Sales Company, Inc. | Thermal Zone | TZ96MDX100C50A | Federally-Regulated Consumer Product | Non-Weatherized, Condensing Ga | 1930 | 280 | 280 | 05/26/2023 | 69202 | 9950858 | 05/26/2023
Rheem Sales Company, Inc. | Thermal Zone | TZ96MDX060B30A | Federally-Regulated Consumer Product | Non-Weatherized, Condensing Ga | 1342 | 254 | 254 | 05/26/2023 | 39319 | 9950846 | 05/26/2023
Rheem Sales Company, Inc. | Thermal Zone | TZ96MDX070B30A | Federally-Regulated Consumer Product | Non-Weatherized, Condensing Ga | 1321 | 253 | 253 | 05/26/2023 | 49242 | 9950850 | 05/26/2023
Rheem Sales Company, Inc. | Thermal Zone | TZ92MSX070B30A | Federally-Regulated Consumer Product | Non-Weatherized, Condensing Ga | 1362 | 255 | 255 | 05/26/2023 | 69960 | 9958608 | 05/26/2023
Rheem Sales Company, Inc. | Thermal Zone | TZ92MSX085C50A | Federally-Regulated Consumer Product | Non-Weatherized, Condensing Ga | 1929 | 280 | 280 | 05/26/2023 | 84515 | 9958612 | 05/26/2023
Rheem Sales Company, Inc. | Thermal Zone | TZ96MDX115D50A | Federally-Regulated Consumer Product | Non-Weatherized, Condensing Ga | 1935 | 280 | 280 | 05/26/2023 | 78711 | 9950862 | 05/26/2023
Rheem Sales Company, Inc. | Mainline | MP801CA050314MXA | Federally-Regulated Consumer Product | Non-Weatherized, Non-Condensin | 1388 | 184 |  | 05/26/2023 | 49660 | 205348173 | 05/26/2023
Rheem Sales Company, Inc. | Mainline | MP801CA100521MSA | Federally-Regulated Consumer Product | Non-Weatherized, Non-Condensin | 1812 | 262 |  | 05/26/2023 | 99863 | 205348183 | 05/26/2023
Rheem Sales Company, Inc. | Mainline | MP801TA070317MUA | Federally-Regulated Consumer Product | Non-Weatherized, Non-Condensin | 1189 | 234 |  | 05/26/2023 | 70542 | 205348201 | 05/26/2023
Rheem Sales Company, Inc. | Mainline | RGEA15030AJV061AB | Federally-Regulated Consumer Product | Weatherized Non-Condensing Gas | 1402 | 261 |  | 05/26/2023 | 80658 | 204117096 | 05/26/2023
Rheem Sales Company, Inc. | Mainline | ML801CA125524ZSA | Federally-Regulated Consumer Product | Non-Weatherized, Non-Condensin | 1835 | 263 |  | 05/26/2023 | 124289 | 203327241 | 05/26/2023
Rheem Sales Company, Inc. | Mainline | MP802TA100417MXA | Federally-Regulated Consumer Product | Non-Weatherized, Non-Condensin | 1730 | 258 |  | 05/26/2023 | 70020 | 205348230 | 05/26/2023
Rheem Sales Company, Inc. | Mainline | MP801TB100521MUA | Federally-Regulated Consumer Product | Non-Weatherized, Non-Condensin | 2096 | 274 |  | 05/26/2023 | 100583 | 205348223 | 05/26/2023
Rheem Sales Company, Inc. | Mainline | MP801CA125524MSA | Federally-Regulated Consumer Product | Non-Weatherized, Non-Condensin | 1991 | 270 |  | 05/26/2023 | 123598 | 205348188 | 05/26/2023
Rheem Sales Company, Inc. | Mainline | ML96VA0602317MSA | Federally-Regulated Consumer Product | Non-Weatherized, Condensing Ga | 1372 | 255 |  | 05/26/2023 | 37932 | 10377965 | 05/26/2023
Rheem Sales Company, Inc. | Mainline | ML801TA070317MUA | Federally-Regulated Consumer Product | Non-Weatherized, Non-Condensin | 1189 | 234 |  | 05/26/2023 | 70542 | 202132862 | 05/26/2023
Rheem Sales Company, Inc. | Mainline | RGEA14048AJT08XAB | Federally-Regulated Consumer Product | Weatherized Non-Condensing Gas | 1809 | 279 |  | 05/26/2023 | 99189 | 204117087 | 05/26/2023
Rheem Sales Company, Inc. | Mainline | ML801TA070417MUA | Federally-Regulated Consumer Product | Non-Weatherized, Non-Condensin | 1823 | 262 |  | 05/26/2023 | 70109 | 204515056 | 05/26/2023
Rheem Sales Company, Inc. | Mainline | ML802TA075317MSA | Federally-Regulated Consumer Product | Non-Weatherized, Non-Condensin | 1539 | 250 |  | 05/26/2023 | 52505 | 204007888 | 05/26/2023
Rheem Sales Company, Inc. | Mainline | ML801CA075417MSA | Federally-Regulated Consumer Product | Non-Weatherized, Non-Condensin | 1496 | 248 |  | 05/26/2023 | 75177 | 203327227 | 05/26/2023
Rheem Sales Company, Inc. | Mainline | ML801TA125524MXA | Federally-Regulated Consumer Product | Non-Weatherized, Non-Condensin | 1991 | 270 |  | 05/26/2023 | 123598 | 10378018 | 05/26/2023
Rheem Sales Company, Inc. | Mainline | MP802TA100417MSA | Federally-Regulated Consumer Product | Non-Weatherized, Non-Condensin | 1730 | 258 |  | 05/26/2023 | 70020 | 205348228 | 05/26/2023
Rheem Sales Company, Inc. | Mainline | ML801CA125524MXA | Federally-Regulated Consumer Product | Non-Weatherized, Non-Condensin | 1991 | 270 |  | 05/26/2023 | 123598 | 203327234 | 05/26/2023
Rheem Sales Company, Inc. | Mainline | ML801CA075417MXA | Federally-Regulated Consumer Product | Non-Weatherized, Non-Condensin | 1496 | 248 |  | 05/26/2023 | 75177 | 203327228 | 05/26/2023
Rheem Sales Company, Inc. | Mainline | ML801CB075317ZXA | Federally-Regulated Consumer Product | Non-Weatherized, Non-Condensin | 1253 | 237 |  | 05/26/2023 | 74903 | 205001026 | 05/26/2023
Rheem Sales Company, Inc. | Mainline | ML95TC0701521MSA | Federally-Regulated Consumer Product | Non-Weatherized, Condensing Ga | 1983 | 279 |  | 05/26/2023 | 70360 | 203261713 | 05/26/2023
Rheem Sales Company, Inc. | Mainline | ML801CA075421MXA | Federally-Regulated Consumer Product | Non-Weatherized, Non-Condensin | 1634 | 254 |  | 05/26/2023 | 75736 | 203327230 | 05/26/2023
Rheem Sales Company, Inc. | Mainline | ML801CA125524MSA | Federally-Regulated Consumer Product | Non-Weatherized, Non-Condensin | 1991 | 270 |  | 05/26/2023 | 123598 | 203327233 | 05/26/2023
Rheem Sales Company, Inc. | Mainline | MP801CA050314ZXA | Federally-Regulated Consumer Product | Non-Weatherized, Non-Condensin | 1223 | 236 |  | 05/26/2023 | 51119 | 205348176 | 05/26/2023
Rheem Sales Company, Inc. | Mainline | ML98VB115M524USA | Federally-Regulated Consumer Product | Non-Weatherized, Condensing Ga | 1971 | 282 |  | 05/26/2023 | 44499 | 202356702 | 05/26/2023
Rheem Sales Company, Inc. | Mainline | ML801TA050314MSA | Federally-Regulated Consumer Product | Non-Weatherized, Non-Condensin | 1388 | 243 |  | 05/26/2023 | 49660 | 10378019 | 05/26/2023
Rheem Sales Company, Inc. | Mainline | ML802TA125524MSA | Federally-Regulated Consumer Product | Non-Weatherized, Non-Condensin | 1899 | 266 |  | 05/26/2023 | 87546 | 204007892 | 05/26/2023
Rheem Sales Company, Inc. | Mainline | MP801CA100521MXA | Federally-Regulated Consumer Product | Non-Weatherized, Non-Condensin | 1812 | 262 |  | 05/26/2023 | 99863 | 205348185 | 05/26/2023
Rheem Sales Company, Inc. | Mainline | ML801TB075317ZXB | Federally-Regulated Consumer Product | Non-Weatherized, Non-Condensin | 1253 | 237 |  | 05/26/2023 | 74903 | 205001025 | 05/26/2023
Rheem Sales Company, Inc. | Mainline | ML802TA050314MXA | Federally-Regulated Consumer Product | Non-Weatherized, Non-Condensin | 1260 | 237 |  | 05/26/2023 | 35654 | 204100513 | 05/26/2023
Rheem Sales Company, Inc. | Mainline | ML801CA050314MXA | Federally-Regulated Consumer Product | Non-Weatherized, Non-Condensin | 1388 | 184 |  | 05/26/2023 | 49660 | 203327226 | 05/26/2023
Rheem Sales Company, Inc. | Mainline | MP802TA100521MSA | Federally-Regulated Consumer Product | Non-Weatherized, Non-Condensin | 1952 | 268 |  | 05/26/2023 | 70078 | 205348231 | 05/26/2023
Rheem Sales Company, Inc. | Mainline | MP802TA100521MXA | Federally-Regulated Consumer Product | Non-Weatherized, Non-Condensin | 1952 | 268 |  | 05/26/2023 | 70078 | 205348232 | 05/26/2023
Rheem Sales Company, Inc. | Mainline | MP801CA075417MXA | Federally-Regulated Consumer Product | Non-Weatherized, Non-Condensin | 1496 | 248 |  | 05/26/2023 | 75177 | 205348178 | 05/26/2023
Rheem Sales Company, Inc. | Mainline | ML802TA125524MXA | Federally-Regulated Consumer Product | Non-Weatherized, Non-Condensin | 1899 | 266 |  | 05/26/2023 | 87546 | 204100518 | 05/26/2023
Rheem Sales Company, Inc. | Mainline | MP801CA100521ZSA | Federally-Regulated Consumer Product | Non-Weatherized, Non-Condensin | 1895 | 265 |  | 05/26/2023 | 100302 | 205348186 | 05/26/2023
Rheem Sales Company, Inc. | Mainline | ML801CA075421MSA | Federally-Regulated Consumer Product | Non-Weatherized, Non-Condensin | 1634 | 254 |  | 05/26/2023 | 75736 | 203327229 | 05/26/2023
Rheem Sales Company, Inc. | Mainline | MP802TA125524MXA | Federally-Regulated Consumer Product | Non-Weatherized, Non-Condensin | 1899 | 266 |  | 05/26/2023 | 87546 | 205348234 | 05/26/2023
Rheem Sales Company, Inc. | Mainline | ML801TA050417MUA | Federally-Regulated Consumer Product | Non-Weatherized, Non-Condensin | 1502 | 248 |  | 05/26/2023 | 50342 | 204515055 | 05/26/2023
Rheem Sales Company, Inc. | Mainline | ML801TA075421MSA | Federally-Regulated Consumer Product | Non-Weatherized, Non-Condensin | 1634 | 254 |  | 05/26/2023 | 75736 | 10378091 | 05/26/2023
Rheem Sales Company, Inc. | Mainline | ML92TA0701521MSA | Federally-Regulated Consumer Product | Non-Weatherized, Condensing Ga | 1983 | 282 |  | 05/26/2023 | 70360 | 203269568 | 05/26/2023
Rheem Sales Company, Inc. | Mainline | MP801CA050314ZSA | Federally-Regulated Consumer Product | Non-Weatherized, Non-Condensin | 1223 | 236 |  | 05/26/2023 | 51119 | 205348175 | 05/26/2023
Rheem Sales Company, Inc. | Mainline | MP801TA050417MUA | Federally-Regulated Consumer Product | Non-Weatherized, Non-Condensin | 1502 | 248 |  | 05/26/2023 | 50342 | 205348200 | 05/26/2023
Rheem Sales Company, Inc. | Mainline | MP801TA050317MUA | Federally-Regulated Consumer Product | Non-Weatherized, Non-Condensin | 1165 | 233 |  | 05/26/2023 | 49157 | 205348199 | 05/26/2023
Rheem Sales Company, Inc. | Mainline | ML98VB100M521USA | Federally-Regulated Consumer Product | Non-Weatherized, Condensing Ga | 2084 | 287 |  | 05/26/2023 | 39023 | 202356701 | 05/26/2023
Rheem Sales Company, Inc. | Mainline | ML98VB060M317USA | Federally-Regulated Consumer Product | Non-Weatherized, Condensing Ga | 1110 | 244 |  | 05/26/2023 | 22600 | 202356698 | 05/26/2023
Rheem Sales Company, Inc. | Mainline | ML801CA050314ZXA | Federally-Regulated Consumer Product | Non-Weatherized, Non-Condensin | 1223 | 236 |  | 05/26/2023 | 51119 | 205001028 | 05/26/2023
Rheem Sales Company, Inc. | Mainline | ML802TA150524MXA | Federally-Regulated Consumer Product | Non-Weatherized, Non-Condensin | 2092 | 274 |  | 05/26/2023 | 104565 | 204100519 | 05/26/2023
Rheem Sales Company, Inc. | Mainline | ML802TA050314MSA | Federally-Regulated Consumer Product | Non-Weatherized, Non-Condensin | 1260 | 237 |  | 05/26/2023 | 35654 | 204007887 | 05/26/2023
Rheem Sales Company, Inc. | Mainline | ML802TA075317MXA | Federally-Regulated Consumer Product | Non-Weatherized, Non-Condensin | 1539 | 250 |  | 05/26/2023 | 52505 | 204100514 | 05/26/2023
Rheem Sales Company, Inc. | Mainline | ML802TA100521MSA | Federally-Regulated Consumer Product | Non-Weatherized, Non-Condensin | 1952 | 268 |  | 05/26/2023 | 70078 | 204007891 | 05/26/2023
Rheem Sales Company, Inc. | Mainline | ML801CA075521ZXA | Federally-Regulated Consumer Product | Non-Weatherized, Non-Condensin | 1892 | 265 |  | 05/26/2023 | 99827 | 203327238 | 05/26/2023
Rheem Sales Company, Inc. | Mainline | MP801TA070417MUA | Federally-Regulated Consumer Product | Non-Weatherized, Non-Condensin | 1823 | 262 |  | 05/26/2023 | 70109 | 205348202 | 05/26/2023
Rheem Sales Company, Inc. | Mainline | MP801CB075317ZSA | Federally-Regulated Consumer Product | Non-Weatherized, Non-Condensin | 1253 | 237 |  | 05/26/2023 | 74903 | 205348193 | 05/26/2023
Rheem Sales Company, Inc. | Mainline | MP801CB075317ZXA | Federally-Regulated Consumer Product | Non-Weatherized, Non-Condensin | 1253 | 237 |  | 05/26/2023 | 74903 | 205348194 | 05/26/2023
Rheem Sales Company, Inc. | Mainline | ML801TA050317MUA | Federally-Regulated Consumer Product | Non-Weatherized, Non-Condensin | 1165 | 233 |  | 05/26/2023 | 49157 | 202132861 | 05/26/2023
Rheem Sales Company, Inc. | Mainline | MP801CA075421MSA | Federally-Regulated Consumer Product | Non-Weatherized, Non-Condensin | 1634 | 254 |  | 05/26/2023 | 75736 | 205348179 | 05/26/2023
Rheem Sales Company, Inc. | Mainline | ML801TA050314ZSA | Federally-Regulated Consumer Product | Non-Weatherized, Non-Condensin | 1223 | 236 |  | 05/26/2023 | 51119 | 205001023 | 05/26/2023
Rheem Sales Company, Inc. | Mainline | ML801CA100521ZXA | Federally-Regulated Consumer Product | Non-Weatherized, Non-Condensin | 1895 | 265 |  | 05/26/2023 | 100302 | 203327240 | 05/26/2023
Rheem Sales Company, Inc. | Mainline | MP802TA075417MXA | Federally-Regulated Consumer Product | Non-Weatherized, Non-Condensin | 1884 | 265 |  | 05/26/2023 | 52545 | 205348227 | 05/26/2023
Rheem Sales Company, Inc. | Mainline | MP801CA125524ZSA | Federally-Regulated Consumer Product | Non-Weatherized, Non-Condensin | 1835 | 263 |  | 05/26/2023 | 124289 | 205348190 | 05/26/2023
Rheem Sales Company, Inc. | Mainline | RGEA15030AJV06XAB | Federally-Regulated Consumer Product | Weatherized Non-Condensing Gas | 1402 | 261 |  | 05/26/2023 | 80658 | 204117097 | 05/26/2023
Rheem Sales Company, Inc. | Mainline | ML801TA075417MXA | Federally-Regulated Consumer Product | Non-Weatherized, Non-Condensin | 1496 | 248 |  | 05/26/2023 | 75177 | 10378022 | 05/26/2023
Rheem Sales Company, Inc. | Mainline | ML802TA100417MSA | Federally-Regulated Consumer Product | Non-Weatherized, Non-Condensin | 1730 | 258 |  | 05/26/2023 | 70020 | 204007890 | 05/26/2023
Rheem Sales Company, Inc. | Mainline | MP801CA075421MXA | Federally-Regulated Consumer Product | Non-Weatherized, Non-Condensin | 1634 | 254 |  | 05/26/2023 | 75736 | 205348180 | 05/26/2023
Rheem Sales Company, Inc. | Mainline | ML96VA0852521MSB | Federally-Regulated Consumer Product | Non-Weatherized, Condensing Ga | 1947 | 281 |  | 05/26/2023 | 58053 | 10377982 | 05/26/2023
Rheem Sales Company, Inc. | Mainline | ML801TA125524MSA | Federally-Regulated Consumer Product | Non-Weatherized, Non-Condensin | 1991 | 270 |  | 05/26/2023 | 123598 | 10378017 | 05/26/2023
Rheem Sales Company, Inc. | Mainline | MP801CA125524ZXA | Federally-Regulated Consumer Product | Non-Weatherized, Non-Condensin | 1835 | 263 |  | 05/26/2023 | 124289 | 205348191 | 05/26/2023
Rheem Sales Company, Inc. | Mainline | ML801TA100521MUA | Federally-Regulated Consumer Product | Non-Weatherized, Non-Condensin | 1861 | 264 |  | 05/26/2023 | 98348 | 202132863 | 05/26/2023
Rheem Sales Company, Inc. | Mainline | ML801TB075317ZSB | Federally-Regulated Consumer Product | Non-Weatherized, Non-Condensin | 1253 | 237 |  | 05/26/2023 | 74903 | 205001021 | 05/26/2023
Rheem Sales Company, Inc. | Mainline | ML801CA125524ZXA | Federally-Regulated Consumer Product | Non-Weatherized, Non-Condensin | 1835 | 263 |  | 05/26/2023 | 124289 | 203327242 | 05/26/2023
Rheem Sales Company, Inc. | Mainline | ML801TB100521MUA | Federally-Regulated Consumer Product | Non-Weatherized, Non-Condensin | 2096 | 274 |  | 05/26/2023 | 100583 | 204515057 | 05/26/2023
Rheem Sales Company, Inc. | Mainline | ML802TA100417MXA | Federally-Regulated Consumer Product | Non-Weatherized, Non-Condensin | 1730 | 258 |  | 05/26/2023 | 70020 | 204100516 | 05/26/2023
Rheem Sales Company, Inc. | Mainline | MP802TA075317MSA | Federally-Regulated Consumer Product | Non-Weatherized, Non-Condensin | 1539 | 250 |  | 05/26/2023 | 52505 | 205348224 | 05/26/2023
Rheem Sales Company, Inc. | Mainline | ML801CA100521MSA | Federally-Regulated Consumer Product | Non-Weatherized, Non-Condensin | 1812 | 262 |  | 05/26/2023 | 99863 | 203327231 | 05/26/2023
Rheem Sales Company, Inc. | Mainline | MP801CA075417MSA | Federally-Regulated Consumer Product | Non-Weatherized, Non-Condensin | 1496 | 248 |  | 05/26/2023 | 75177 | 205348177 | 05/26/2023
Rheem Sales Company, Inc. | Mainline | MP801CA075521ZSA | Federally-Regulated Consumer Product | Non-Weatherized, Non-Condensin | 1892 | 265 |  | 05/26/2023 | 99827 | 205348181 | 05/26/2023
Rheem Sales Company, Inc. | Mainline | MP802TA125524MSA | Federally-Regulated Consumer Product | Non-Weatherized, Non-Condensin | 1899 | 266 |  | 05/26/2023 | 87546 | 205348233 | 05/26/2023
Rheem Sales Company, Inc. | Mainline | ML801CA100521MXA | Federally-Regulated Consumer Product | Non-Weatherized, Non-Condensin | 1812 | 262 |  | 05/26/2023 | 99863 | 203327232 | 05/26/2023
Rheem Sales Company, Inc. | Mainline | ML96TA0702521MSA | Federally-Regulated Consumer Product | Non-Weatherized, Condensing Ga | 1854 | 277 |  | 05/26/2023 | 49250 | 203261715 | 05/26/2023
Rheem Sales Company, Inc. | Mainline | ML801CA100521ZSA | Federally-Regulated Consumer Product | Non-Weatherized, Non-Condensin | 1895 | 265 |  | 05/26/2023 | 100302 | 203327239 | 05/26/2023
Rheem Sales Company, Inc. | Mainline | MP801CA100521ZXA | Federally-Regulated Consumer Product | Non-Weatherized, Non-Condensin | 1895 | 265 |  | 05/26/2023 | 100302 | 205348187 | 05/26/2023
Rheem Sales Company, Inc. | Mainline | MP802TA150524MSA | Federally-Regulated Consumer Product | Non-Weatherized, Non-Condensin | 2092 | 274 |  | 05/26/2023 | 104565 | 205348235 | 05/26/2023
Rheem Sales Company, Inc. | Mainline | ML802TA075417MSA | Federally-Regulated Consumer Product | Non-Weatherized, Non-Condensin | 1884 | 265 |  | 05/26/2023 | 52545 | 204007889 | 05/26/2023
Rheem Sales Company, Inc. | Mainline | ML98VB085M521USA | Federally-Regulated Consumer Product | Non-Weatherized, Condensing Ga | 2209 | 292 |  | 05/26/2023 | 33631 | 202356699 | 05/26/2023
Rheem Sales Company, Inc. | Mainline | MP801CA050314MSA | Federally-Regulated Consumer Product | Non-Weatherized, Non-Condensin | 1388 | 184 |  | 05/26/2023 | 49660 | 205348172 | 05/26/2023
Rheem Sales Company, Inc. | Mainline | ML801TA050314ZXA | Federally-Regulated Consumer Product | Non-Weatherized, Non-Condensin | 1223 | 236 |  | 05/26/2023 | 51119 | 205001027 | 05/26/2023
Rheem Sales Company, Inc. | Mainline | ML96VA0702521MSA | Federally-Regulated Consumer Product | Non-Weatherized, Condensing Ga | 1923 | 280 |  | 05/26/2023 | 49235 | 203261714 | 05/26/2023
Rheem Sales Company, Inc. | Mainline | MP802TA075417MSA | Federally-Regulated Consumer Product | Non-Weatherized, Non-Condensin | 1884 | 265 |  | 05/26/2023 | 52545 | 205348226 | 05/26/2023
Rheem Sales Company, Inc. | Mainline | ML96VA1002521MSA | Federally-Regulated Consumer Product | Non-Weatherized, Condensing Ga | 1858 | 277 |  | 05/26/2023 | 68679 | 10377967 | 05/26/2023
Rheem Sales Company, Inc. | Mainline | ML802TA075417MXA | Federally-Regulated Consumer Product | Non-Weatherized, Non-Condensin | 1884 | 265 |  | 05/26/2023 | 52545 | 204100515 | 05/26/2023
Rheem Sales Company, Inc. | Mainline | ML98VB070M317USA | Federally-Regulated Consumer Product | Non-Weatherized, Condensing Ga | 1162 | 246 |  | 05/26/2023 | 28246 | 202356700 | 05/26/2023
Rheem Sales Company, Inc. | Mainline | ML802TA100521MXA | Federally-Regulated Consumer Product | Non-Weatherized, Non-Condensin | 1952 | 268 |  | 05/26/2023 | 70078 | 204100517 | 05/26/2023
Rheem Sales Company, Inc. | Mainline | ML96VA0702317MSA | Federally-Regulated Consumer Product | Non-Weatherized, Condensing Ga | 1290 | 252 |  | 05/26/2023 | 48940 | 10377966 | 05/26/2023
Rheem Sales Company, Inc. | Mainline | ML801CA075521ZSA | Federally-Regulated Consumer Product | Non-Weatherized, Non-Condensin | 1892 | 265 |  | 05/26/2023 | 99827 | 203327237 | 05/26/2023
Rheem Sales Company, Inc. | Mainline | MP801CA075521ZXA | Federally-Regulated Consumer Product | Non-Weatherized, Non-Condensin | 1892 | 265 |  | 05/26/2023 | 99827 | 205348182 | 05/26/2023
Rheem Sales Company, Inc. | Mainline | MP801CA125524MXA | Federally-Regulated Consumer Product | Non-Weatherized, Non-Condensin | 1991 | 270 |  | 05/26/2023 | 123598 | 205348189 | 05/26/2023
Rheem Sales Company, Inc. | Mainline | MP802TA075317MXA | Federally-Regulated Consumer Product | Non-Weatherized, Non-Condensin | 1539 | 250 |  | 05/26/2023 | 52505 | 205348225 | 05/26/2023
Rheem Sales Company, Inc. | Mainline | RGEA14048AJT101AB | Federally-Regulated Consumer Product | Weatherized Non-Condensing Gas | 1809 | 279 |  | 05/26/2023 | 99189 | 204117088 | 05/26/2023
Rheem Sales Company, Inc. | Mainline | ML802TA150524MSA | Federally-Regulated Consumer Product | Non-Weatherized, Non-Condensin | 2092 | 274 |  | 05/26/2023 | 104565 | 204007893 | 05/26/2023
Rheem Sales Company, Inc. | Mainline | MP801TA100521MUA | Federally-Regulated Consumer Product | Non-Weatherized, Non-Condensin | 1861 | 264 |  | 05/26/2023 | 98348 | 205348211 | 05/26/2023
Rheem Sales Company, Inc. | Thermal Zone | TZ80DSC050A30XA | Federally-Regulated Consumer Product | Non-Weatherized, Non-Condensin | 1223 | 236 |  | 05/25/2023 | 51119 | 205001036 | 05/26/2023
Rheem Sales Company, Inc. | Thermal Zone | TZ80MSX075C40XA | Federally-Regulated Consumer Product | Non-Weatherized, Non-Condensin | 1634 | 254 |  | 05/25/2023 | 75736 | 8087162 | 05/26/2023
Rheem Sales Company, Inc. | Thermal Zone | TZ80MSX070B30UA | Federally-Regulated Consumer Product | Non-Weatherized, Non-Condensin | 1189 | 234 |  | 05/25/2023 | 70542 | 202132859 | 05/26/2023
Rheem Sales Company, Inc. | Thermal Zone | TZ80MSX075B40SA | Federally-Regulated Consumer Product | Non-Weatherized, Non-Condensin | 1496 | 248 |  | 05/25/2023 | 75177 | 7490368 | 05/26/2023
Rheem Sales Company, Inc. | Thermal Zone | TZ96MDV070B30A | Federally-Regulated Consumer Product | Non-Weatherized, Condensing Ga | 1290 | 252 |  | 05/25/2023 | 48940 | 7502137 | 05/26/2023
Rheem Sales Company, Inc. | Thermal Zone | TZ80MSX100C50UB | Federally-Regulated Consumer Product | Non-Weatherized, Non-Condensin | 2096 | 274 | 274 | 05/25/2023 | 100583 | 204515054 | 05/26/2023
Rheem Sales Company, Inc. | Thermal Zone | TZ80MSX100C50UA | Federally-Regulated Consumer Product | Non-Weatherized, Non-Condensin | 1861 | 264 | 264 | 05/25/2023 | 98348 | 202132860 | 05/26/2023
Rheem Sales Company, Inc. | Thermal Zone | RGEA14030AJT08XAC | Federally-Regulated Consumer Product | Weatherized Non-Condensing Gas | 1147 | 249 | 249 | 05/25/2023 | 79965 | 206606717 | 05/26/2023
Rheem Sales Company, Inc. | Thermal Zone | TZ80MDX100B40SA | Federally-Regulated Consumer Product | Non-Weatherized, Non-Condensin | 1730 | 258 |  | 05/25/2023 | 70020 | 204007898 | 05/26/2023
Rheem Sales Company, Inc. | Thermal Zone | TZ95MSX070C50C | Federally-Regulated Consumer Product | Non-Weatherized, Condensing Ga | 1983 | 279 | 282 | 05/25/2023 | 70360 | 203261729 | 05/26/2023
Rheem Sales Company, Inc. | Thermal Zone | RGEA14030AJT04UAA | Federally-Regulated Consumer Product | Weatherized Non-Condensing Gas | 1189 | 251 | 251 | 05/25/2023 | 39887 | 205965597 | 05/26/2023
Rheem Sales Company, Inc. | Thermal Zone | TZ80DSC075C50XA | Federally-Regulated Consumer Product | Non-Weatherized, Non-Condensin | 1892 | 265 |  | 05/25/2023 | 99827 | 203327220 | 05/26/2023
Rheem Sales Company, Inc. | Thermal Zone | TZ95MSX060B30C | Federally-Regulated Consumer Product | Non-Weatherized, Condensing Ga | 1156 | 246 |  | 05/25/2023 | 55624 | 8934612 | 05/26/2023
Rheem Sales Company, Inc. | Thermal Zone | RGEA14042AJT101AC | Federally-Regulated Consumer Product | Weatherized Non-Condensing Gas | 1494 | 265 | 265 | 05/25/2023 | 99609 | 206606726 | 05/26/2023
Rheem Sales Company, Inc. | Thermal Zone | TZ80DSX125D50XB | Federally-Regulated Consumer Product | Non-Weatherized, Non-Condensin | 1835 | 263 |  | 05/25/2023 | 124289 | 8087186 | 05/26/2023
Rheem Sales Company, Inc. | Thermal Zone | RGEA14036AJT06UAA | Federally-Regulated Consumer Product | Weatherized Non-Condensing Gas | 1434 | 262 |  | 05/25/2023 | 60723 | 205965599 | 05/26/2023
Rheem Sales Company, Inc. | Thermal Zone | TZ80MDX050A30SA | Federally-Regulated Consumer Product | Non-Weatherized, Non-Condensin | 1260 | 237 |  | 05/25/2023 | 35654 | 204007895 | 05/26/2023
Rheem Sales Company, Inc. | Thermal Zone | RGEA14030AJT06UAA | Federally-Regulated Consumer Product | Weatherized Non-Condensing Gas | 1125 | 248 | 249 | 05/25/2023 | 60094 | 205965596 | 05/26/2023
Rheem Sales Company, Inc. | Thermal Zone | TZ80DSX125D50SB | Federally-Regulated Consumer Product | Non-Weatherized, Non-Condensin | 1835 | 263 |  | 05/25/2023 | 124289 | 8087182 | 05/26/2023
Rheem Sales Company, Inc. | Thermal Zone | TZ80DSX100C50XB | Federally-Regulated Consumer Product | Non-Weatherized, Non-Condensin | 1895 | 265 | 265 | 05/25/2023 | 100302 | 8087178 | 05/26/2023
Rheem Sales Company, Inc. | Thermal Zone | TZ80MDX100C50XA | Federally-Regulated Consumer Product | Non-Weatherized, Non-Condensin | 1952 | 268 | 268 | 05/25/2023 | 70078 | 204100510 | 05/26/2023
Rheem Sales Company, Inc. | Thermal Zone | TZ80DSC125D50XA | Federally-Regulated Consumer Product | Non-Weatherized, Non-Condensin | 1835 | 263 |  | 05/25/2023 | 124289 | 203327224 | 05/26/2023
Rheem Sales Company, Inc. | Thermal Zone | TZ80MSX050A30SA | Federally-Regulated Consumer Product | Non-Weatherized, Non-Condensin | 1388 | 243 |  | 05/25/2023 | 49660 | 7490350 | 05/26/2023
Rheem Sales Company, Inc. | Thermal Zone | TZ80MSX100C50SA | Federally-Regulated Consumer Product | Non-Weatherized, Non-Condensin | 1812 | 262 |  | 05/25/2023 | 99863 | 7490389 | 05/26/2023
Rheem Sales Company, Inc. | Thermal Zone | RGEA14030AJT061AC | Federally-Regulated Consumer Product | Weatherized Non-Condensing Gas | 1147 | 249 | 249 | 05/25/2023 | 79965 | 206606714 | 05/26/2023
Rheem Sales Company, Inc. | Thermal Zone | TZ80DSC075B30XB | Federally-Regulated Consumer Product | Non-Weatherized, Non-Condensin | 1253 | 237 |  | 05/25/2023 | 74903 | 205001034 | 05/26/2023
Rheem Sales Company, Inc. | Thermal Zone | TZ95MSX040B30C | Federally-Regulated Consumer Product | Non-Weatherized, Condensing Ga | 1107 | 244 | 244 | 05/25/2023 | 41877 | 8934608 | 05/26/2023
Rheem Sales Company, Inc. | Thermal Zone | TZ80DSX050A30SA | Federally-Regulated Consumer Product | Non-Weatherized, Non-Condensin | 1223 | 236 |  | 05/25/2023 | 51119 | 205001031 | 05/26/2023
Rheem Sales Company, Inc. | Thermal Zone | TZ80MDV075B30SA | Federally-Regulated Consumer Product | Non-Weatherized, Non-Condensin | 1458 | 246 |  | 05/25/2023 | 52564 | 7979952 | 05/26/2023
Rheem Sales Company, Inc. | Thermal Zone | TZ80DSC100C50SA | Federally-Regulated Consumer Product | Non-Weatherized, Non-Condensin | 1895 | 265 |  | 05/25/2023 | 100302 | 203327221 | 05/26/2023
Rheem Sales Company, Inc. | Thermal Zone | TZ80MDV125D50SA | Federally-Regulated Consumer Product | Non-Weatherized, Non-Condensin | 2073 | 273 |  | 05/25/2023 | 87500 | 7979992 | 05/26/2023
Rheem Sales Company, Inc. | Thermal Zone | TZ80DSC075C50SA | Federally-Regulated Consumer Product | Non-Weatherized, Non-Condensin | 1892 | 265 |  | 05/25/2023 | 99827 | 203327219 | 05/26/2023
Rheem Sales Company, Inc. | Thermal Zone | TZ80MSX070B40UA | Federally-Regulated Consumer Product | Non-Weatherized, Non-Condensin | 1823 | 262 |  | 05/25/2023 | 70109 | 204515053 | 05/26/2023
Rheem Sales Company, Inc. | Thermal Zone | TZ80MSX075C40SA | Federally-Regulated Consumer Product | Non-Weatherized, Non-Condensin | 1634 | 254 |  | 05/25/2023 | 75736 | 8087158 | 05/26/2023
Rheem Sales Company, Inc. | Thermal Zone | TZ80MSX050A30XA | Federally-Regulated Consumer Product | Non-Weatherized, Non-Condensin | 1388 | 243 |  | 05/25/2023 | 49660 | 7490359 | 05/26/2023
Rheem Sales Company, Inc. | Thermal Zone | TZ80DDV100C50XB | Federally-Regulated Consumer Product | Non-Weatherized, Non-Condensin | 2291 | 283 |  | 05/25/2023 | 70210 | 8087226 | 05/26/2023
Rheem Sales Company, Inc. | Thermal Zone | RGEA14036AJT101AC | Federally-Regulated Consumer Product | Weatherized Non-Condensing Gas | 1430 | 262 | 262 | 05/25/2023 | 99665 | 206606722 | 05/26/2023
Rheem Sales Company, Inc. | Thermal Zone | TZ80MSC050A30XA | Federally-Regulated Consumer Product | Non-Weatherized, Non-Condensin | 1388 | 184 | 243 | 05/25/2023 | 49660 | 203327208 | 05/26/2023
Rheem Sales Company, Inc. | Thermal Zone | TZ96MDV100C50A | Federally-Regulated Consumer Product | Non-Weatherized, Condensing Ga | 1858 | 277 | 277 | 05/25/2023 | 68679 | 7502139 | 05/26/2023
Rheem Sales Company, Inc. | Thermal Zone | TZ80MSC075B40SA | Federally-Regulated Consumer Product | Non-Weatherized, Non-Condensin | 1496 | 248 | 248 | 05/25/2023 | 75177 | 203327209 | 05/26/2023
Rheem Sales Company, Inc. | Thermal Zone | TZ80MSC125D50SA | Federally-Regulated Consumer Product | Non-Weatherized, Non-Condensin | 1991 | 270 |  | 05/25/2023 | 123598 | 203327215 | 05/26/2023
Rheem Sales Company, Inc. | Thermal Zone | RGEA14036AJT061AC | Federally-Regulated Consumer Product | Weatherized Non-Condensing Gas | 1430 | 262 | 262 | 05/25/2023 | 99665 | 206606718 | 05/26/2023
Rheem Sales Company, Inc. | Thermal Zone | TZ80MSC100C50XA | Federally-Regulated Consumer Product | Non-Weatherized, Non-Condensin | 1812 | 262 |  | 05/25/2023 | 99863 | 203327214 | 05/26/2023
Rheem Sales Company, Inc. | Thermal Zone | TZ80MDX075B30XA | Federally-Regulated Consumer Product | Non-Weatherized, Non-Condensin | 1539 | 250 |  | 05/25/2023 | 52505 | 204100507 | 05/26/2023
Rheem Sales Company, Inc. | Thermal Zone | TZ80DSX075B30SC | Federally-Regulated Consumer Product | Non-Weatherized, Non-Condensin | 1253 | 237 |  | 05/25/2023 | 74903 | 205001029 | 05/26/2023
Rheem Sales Company, Inc. | Thermal Zone | TZ80MDX100B40XA | Federally-Regulated Consumer Product | Non-Weatherized, Non-Condensin | 1730 | 258 |  | 05/25/2023 | 70020 | 204100509 | 05/26/2023
Rheem Sales Company, Inc. | Thermal Zone | TZ80MDX075B40XA | Federally-Regulated Consumer Product | Non-Weatherized, Non-Condensin | 1884 | 265 |  | 05/25/2023 | 52545 | 204100508 | 05/26/2023
Rheem Sales Company, Inc. | Thermal Zone | TZ80DSC125D50SA | Federally-Regulated Consumer Product | Non-Weatherized, Non-Condensin | 1835 | 263 | 263 | 05/25/2023 | 124289 | 203327223 | 05/26/2023
Rheem Sales Company, Inc. | Thermal Zone | TZ80MDX100C50SA | Federally-Regulated Consumer Product | Non-Weatherized, Non-Condensin | 1952 | 268 |  | 05/25/2023 | 70078 | 204007899 | 05/26/2023
Rheem Sales Company, Inc. | Thermal Zone | TZ80MSC075B40XA | Federally-Regulated Consumer Product | Non-Weatherized, Non-Condensin | 1496 | 248 | 248 | 05/25/2023 | 75177 | 203327210 | 05/26/2023
Rheem Sales Company, Inc. | Thermal Zone | TZ96MDX040B30A | Federally-Regulated Consumer Product | Non-Weatherized, Condensing Ga | 1252 | 250 | 250 | 05/25/2023 | 29298 | 9950842 | 05/26/2023
Rheem Sales Company, Inc. | Thermal Zone | TZ80MDX150D50XA | Federally-Regulated Consumer Product | Non-Weatherized, Non-Condensin | 2092 | 274 |  | 05/25/2023 | 104565 | 204100512 | 05/26/2023
Rheem Sales Company, Inc. | Thermal Zone | TZ80MDX125D50SA | Federally-Regulated Consumer Product | Non-Weatherized, Non-Condensin | 1899 | 266 |  | 05/25/2023 | 87546 | 204007900 | 05/26/2023
Rheem Sales Company, Inc. | Thermal Zone | TZ96MDX070C50A | Federally-Regulated Consumer Product | Non-Weatherized, Condensing Ga | 1854 | 277 |  | 05/25/2023 | 49250 | 203261731 | 05/26/2023
Rheem Sales Company, Inc. | Thermal Zone | TZ96MDV085C50B | Federally-Regulated Consumer Product | Non-Weatherized, Condensing Ga | 1947 | 281 |  | 05/25/2023 | 58053 | 7502138 | 05/26/2023
Rheem Sales Company, Inc. | Thermal Zone | TZ80DSX100C50SB | Federally-Regulated Consumer Product | Non-Weatherized, Non-Condensin | 1895 | 265 |  | 05/25/2023 | 100302 | 8087174 | 05/26/2023
Rheem Sales Company, Inc. | Thermal Zone | RGEA14030AJT081AC | Federally-Regulated Consumer Product | Weatherized Non-Condensing Gas | 1147 | 249 | 249 | 05/25/2023 | 79965 | 206606716 | 05/26/2023
Rheem Sales Company, Inc. | Thermal Zone | TZ80MSX100C50XA | Federally-Regulated Consumer Product | Non-Weatherized, Non-Condensin | 1812 | 262 |  | 05/25/2023 | 99863 | 7490401 | 05/26/2023
Rheem Sales Company, Inc. | Thermal Zone | TZ80DSX050A30XA | Federally-Regulated Consumer Product | Non-Weatherized, Non-Condensin | 1223 | 236 | 236 | 05/25/2023 | 51119 | 205001035 | 05/26/2023
Rheem Sales Company, Inc. | Thermal Zone | TZ80MDV100C50SA | Federally-Regulated Consumer Product | Non-Weatherized, Non-Condensin | 1905 | 266 |  | 05/25/2023 | 70000 | 7979980 | 05/26/2023
Rheem Sales Company, Inc. | Thermal Zone | TZ80MSC100C50SA | Federally-Regulated Consumer Product | Non-Weatherized, Non-Condensin | 1812 | 262 | 262 | 05/25/2023 | 99863 | 203327213 | 05/26/2023
Rheem Sales Company, Inc. | Thermal Zone | TZ96MDV070C50A | Federally-Regulated Consumer Product | Non-Weatherized, Condensing Ga | 1923 | 280 | 280 | 05/25/2023 | 49235 | 203261730 | 05/26/2023
Rheem Sales Company, Inc. | Thermal Zone | TZ80DSX075B30XC | Federally-Regulated Consumer Product | Non-Weatherized, Non-Condensin | 1253 | 237 | 237 | 05/25/2023 | 74903 | 205001033 | 05/26/2023
Rheem Sales Company, Inc. | Thermal Zone | TZ80DSC100C50XA | Federally-Regulated Consumer Product | Non-Weatherized, Non-Condensin | 1895 | 265 | 265 | 05/25/2023 | 100302 | 203327222 | 05/26/2023
Rheem Sales Company, Inc. | Thermal Zone | TZ80MSC075C40XA | Federally-Regulated Consumer Product | Non-Weatherized, Non-Condensin | 1634 | 254 |  | 05/25/2023 | 75736 | 203327212 | 05/26/2023
Rheem Sales Company, Inc. | Thermal Zone | TZ95MSX100C50C | Federally-Regulated Consumer Product | Non-Weatherized, Condensing Ga | 2066 | 286 |  | 05/25/2023 | 98023 | 8934624 | 05/26/2023
Rheem Sales Company, Inc. | Thermal Zone | TZ80MSX050B40UA | Federally-Regulated Consumer Product | Non-Weatherized, Non-Condensin | 1502 | 248 |  | 05/25/2023 | 50342 | 204515052 | 05/26/2023
Rheem Sales Company, Inc. | Thermal Zone | RGEA14048AJT10UAA | Federally-Regulated Consumer Product | Weatherized Non-Condensing Gas | 1832 | 280 |  | 05/25/2023 | 100370 | 205965602 | 05/26/2023
Rheem Sales Company, Inc. | Thermal Zone | TZ80MSX050B30UA | Federally-Regulated Consumer Product | Non-Weatherized, Non-Condensin | 1165 | 233 |  | 05/25/2023 | 49157 | 202132858 | 05/26/2023
Rheem Sales Company, Inc. | Thermal Zone | TZ80MDX150D50SA | Federally-Regulated Consumer Product | Non-Weatherized, Non-Condensin | 2092 | 274 |  | 05/25/2023 | 104565 | 204007901 | 05/26/2023
Rheem Sales Company, Inc. | Thermal Zone | RGEA14042AJT08UAA | Federally-Regulated Consumer Product | Weatherized Non-Condensing Gas | 1635 | 271 | 271 | 05/25/2023 | 80943 | 205965603 | 05/26/2023
Rheem Sales Company, Inc. | Thermal Zone | TZ80MSC125D50XA | Federally-Regulated Consumer Product | Non-Weatherized, Non-Condensin | 1991 | 270 |  | 05/25/2023 | 123598 | 203327216 | 05/26/2023
Rheem Sales Company, Inc. | Thermal Zone | TZ80MSX075B40XA | Federally-Regulated Consumer Product | Non-Weatherized, Non-Condensin | 1496 | 248 |  | 05/25/2023 | 75177 | 7490378 | 05/26/2023
Rheem Sales Company, Inc. | Thermal Zone | TZ80MDX075B30SA | Federally-Regulated Consumer Product | Non-Weatherized, Non-Condensin | 1539 | 250 |  | 05/25/2023 | 52505 | 204007896 | 05/26/2023
Rheem Sales Company, Inc. | Thermal Zone | TZ80MDX050A30XA | Federally-Regulated Consumer Product | Non-Weatherized, Non-Condensin | 1260 | 237 |  | 05/25/2023 | 35654 | 204100506 | 05/26/2023
Rheem Sales Company, Inc. | Thermal Zone | TZ95MSX085C50C | Federally-Regulated Consumer Product | Non-Weatherized, Condensing Ga | 1929 | 280 |  | 05/25/2023 | 84515 | 8934620 | 05/26/2023
Rheem Sales Company, Inc. | Thermal Zone | TZ80MDV075C40SA | Federally-Regulated Consumer Product | Non-Weatherized, Non-Condensin | 1718 | 258 |  | 05/25/2023 | 52500 | 7979968 | 05/26/2023
Rheem Sales Company, Inc. | Thermal Zone | TZ92MSX070C50A | Federally-Regulated Consumer Product | Non-Weatherized, Condensing Ga | 1983 | 282 | 282 | 05/25/2023 | 70360 | 203269643 | 05/26/2023
Rheem Sales Company, Inc. | Thermal Zone | TZ80MDX075B40SA | Federally-Regulated Consumer Product | Non-Weatherized, Non-Condensin | 1884 | 265 |  | 05/25/2023 | 52545 | 204007897 | 05/26/2023
Rheem Sales Company, Inc. | Thermal Zone | TZ80MDV050B30SA | Federally-Regulated Consumer Product | Non-Weatherized, Non-Condensin | 1318 | 240 |  | 05/25/2023 | 35484 | 7979940 | 05/26/2023
Rheem Sales Company, Inc. | Thermal Zone | TZ80MSC075C40SA | Federally-Regulated Consumer Product | Non-Weatherized, Non-Condensin | 1634 | 254 | 254 | 05/25/2023 | 75736 | 203327211 | 05/26/2023
Rheem Sales Company, Inc. | Thermal Zone | TZ96MDV060B30A | Federally-Regulated Consumer Product | Non-Weatherized, Condensing Ga | 1372 | 255 |  | 05/25/2023 | 37932 | 7502136 | 05/26/2023
Rheem Sales Company, Inc. | Thermal Zone | TZ80MDX125D50XA | Federally-Regulated Consumer Product | Non-Weatherized, Non-Condensin | 1899 | 266 |  | 05/25/2023 | 87546 | 204100511 | 05/26/2023
Rheem Sales Company, Inc. | Thermal Zone | RGEA14042AJT081AC | Federally-Regulated Consumer Product | Weatherized Non-Condensing Gas | 1494 | 265 | 265 | 05/25/2023 | 99609 | 206606724 | 05/26/2023
Rheem Sales Company, Inc. | Thermal Zone | RGEA14036AJT08XAC | Federally-Regulated Consumer Product | Weatherized Non-Condensing Gas | 1430 | 262 | 262 | 05/25/2023 | 99665 | 206606721 | 05/26/2023
Rheem Sales Company, Inc. | Thermal Zone | TZ80MSC050A30SA | Federally-Regulated Consumer Product | Non-Weatherized, Non-Condensin | 1388 | 184 | 243 | 05/25/2023 | 49660 | 203327207 | 05/26/2023
Rheem Sales Company, Inc. | Thermal Zone | RGEA14036AJT06XAC | Federally-Regulated Consumer Product | Weatherized Non-Condensing Gas | 1430 | 262 | 262 | 05/25/2023 | 99665 | 206606719 | 05/26/2023
Rheem Sales Company, Inc. | Thermal Zone | RGEA14030AJT06XAC | Federally-Regulated Consumer Product | Weatherized Non-Condensing Gas | 1147 | 249 | 249 | 05/25/2023 | 79965 | 206606715 | 05/26/2023
Rheem Sales Company, Inc. | Thermal Zone | RGEA14042AJT10XAC | Federally-Regulated Consumer Product | Weatherized Non-Condensing Gas | 1494 | 265 | 265 | 05/25/2023 | 99609 | 206606727 | 05/26/2023
Rheem Sales Company, Inc. | Thermal Zone | TZ80DSC075B30SB | Federally-Regulated Consumer Product | Non-Weatherized, Non-Condensin | 1253 | 237 |  | 05/25/2023 | 74903 | 205001030 | 05/26/2023
Rheem Sales Company, Inc. | Thermal Zone | TZ95MSX070B30C | Federally-Regulated Consumer Product | Non-Weatherized, Condensing Ga | 1362 | 255 |  | 05/25/2023 | 69960 | 8934616 | 05/26/2023
Rheem Sales Company, Inc. | Thermal Zone | RGEA14048AJT08UAA | Federally-Regulated Consumer Product | Weatherized Non-Condensing Gas | 2026 | 288 |  | 05/25/2023 | 80019 | 205965601 | 05/26/2023
Rheem Sales Company, Inc. | Thermal Zone | TZ80DSC050A30SA | Federally-Regulated Consumer Product | Non-Weatherized, Non-Condensin | 1223 | 236 |  | 05/25/2023 | 51119 | 205001032 | 05/26/2023
Rheem Sales Company, Inc. | Thermal Zone | RGEA14036AJT10XAC | Federally-Regulated Consumer Product | Weatherized Non-Condensing Gas | 1430 | 262 | 262 | 05/25/2023 | 99665 | 206606723 | 05/26/2023
Rheem Sales Company, Inc. | Thermal Zone | TZ96MDV040B30A | Federally-Regulated Consumer Product | Non-Weatherized, Condensing Ga | 1248 | 250 |  | 05/25/2023 | 29623 | 7502134 | 05/26/2023
Rheem Sales Company, Inc. | Thermal Zone | RGEA14060AJT10UAA | Federally-Regulated Consumer Product | Weatherized Non-Condensing Gas | 2066 | 290 | 290 | 05/25/2023 | 100130 | 205965604 | 05/26/2023
Rheem Sales Company, Inc. | Thermal Zone | RGEA14036AJT081AC | Federally-Regulated Consumer Product | Weatherized Non-Condensing Gas | 1430 | 262 | 262 | 05/25/2023 | 99665 | 206606720 | 05/26/2023
Rheem Sales Company, Inc. | Thermal Zone | RGEA14042AJT08XAC | Federally-Regulated Consumer Product | Weatherized Non-Condensing Gas | 1494 | 265 | 265 | 05/25/2023 | 99609 | 206606725 | 05/26/2023
Rheem Sales Company, Inc. | Thermal Zone | RGEA14036AJT08UAA | Federally-Regulated Consumer Product | Weatherized Non-Condensing Gas | 1382 | 260 |  | 05/25/2023 | 80891 | 205965600 | 05/26/2023
Rheem Sales Company, Inc. | Mainline | ML801TA100521ZXB | Federally-Regulated Consumer Product | Non-Weatherized, Non-Condensin | 1895 | 265 |  | 05/25/2023 | 100302 | 10378096 | 05/26/2023
Rheem Sales Company, Inc. | Mainline | ML92TA1001521MSA | Federally-Regulated Consumer Product | Non-Weatherized, Condensing Ga | 2066 | 286 | 286 | 05/25/2023 | 98023 | 10378206 | 05/26/2023
Rheem Sales Company, Inc. | Mainline | ML97VA070M317KSA | Federally-Regulated Consumer Product | Non-Weatherized, Condensing Ga | 1282 | 251 |  | 05/25/2023 | 28494 | 10378211 | 05/26/2023
Rheem Sales Company, Inc. | Mainline | ML96TA0602317MSA | Federally-Regulated Consumer Product | Non-Weatherized, Condensing Ga | 1342 | 254 |  | 05/25/2023 | 39319 | 10378197 | 05/26/2023
Rheem Sales Company, Inc. | Mainline | ML801TA050314MXA | Federally-Regulated Consumer Product | Non-Weatherized, Non-Condensin | 1388 | 243 |  | 05/25/2023 | 49660 | 10378020 | 05/26/2023
Rheem Sales Company, Inc. | Mainline | ML92TA0601317MSA | Federally-Regulated Consumer Product | Non-Weatherized, Condensing Ga | 1156 | 246 | 246 | 05/25/2023 | 55624 | 10378203 | 05/26/2023
Rheem Sales Company, Inc. | Mainline | ML802VA075421MSA | Federally-Regulated Consumer Product | Non-Weatherized, Non-Condensin | 1718 | 258 |  | 05/25/2023 | 52500 | 10378084 | 05/26/2023
Rheem Sales Company, Inc. | Mainline | ML801TA125524ZSB | Federally-Regulated Consumer Product | Non-Weatherized, Non-Condensin | 1835 | 263 |  | 05/25/2023 | 124289 | 10378097 | 05/26/2023
Rheem Sales Company, Inc. | Mainline | ML801TA100521MXA | Federally-Regulated Consumer Product | Non-Weatherized, Non-Condensin | 1812 | 262 |  | 05/25/2023 | 99863 | 10378024 | 05/26/2023
Rheem Sales Company, Inc. | Mainline | ML96TA0402317MSA | Federally-Regulated Consumer Product | Non-Weatherized, Condensing Ga | 1252 | 250 |  | 05/25/2023 | 29298 | 10378196 | 05/26/2023
Rheem Sales Company, Inc. | Mainline | ML97VA100M521KSA | Federally-Regulated Consumer Product | Non-Weatherized, Condensing Ga | 1990 | 282 |  | 05/25/2023 | 39222 | 10378209 | 05/26/2023
Rheem Sales Company, Inc. | Mainline | ML801TA100521MSA | Federally-Regulated Consumer Product | Non-Weatherized, Non-Condensin | 1812 | 262 |  | 05/25/2023 | 99863 | 10378023 | 05/26/2023
Rheem Sales Company, Inc. | Mainline | ML97VA085M521KSA | Federally-Regulated Consumer Product | Non-Weatherized, Condensing Ga | 2138 | 289 |  | 05/25/2023 | 33549 | 10378208 | 05/26/2023
Rheem Sales Company, Inc. | Mainline | ML96TA0702317MSA | Federally-Regulated Consumer Product | Non-Weatherized, Condensing Ga | 1321 | 253 | 253 | 05/25/2023 | 49242 | 10378198 | 05/26/2023
Rheem Sales Company, Inc. | Mainline | ML801TA075417MSA | Federally-Regulated Consumer Product | Non-Weatherized, Non-Condensin | 1496 | 248 |  | 05/25/2023 | 75177 | 10378021 | 05/26/2023
Rheem Sales Company, Inc. | Mainline | ML97VA115M524KSA | Federally-Regulated Consumer Product | Non-Weatherized, Condensing Ga | 1959 | 281 |  | 05/25/2023 | 44459 | 10378212 | 05/26/2023
Rheem Sales Company, Inc. | Mainline | ML801TA075521ZXB | Federally-Regulated Consumer Product | Non-Weatherized, Non-Condensin | 1883 | 265 |  | 05/25/2023 | 75029 | 10378094 | 05/26/2023
Rheem Sales Company, Inc. | Mainline | ML802VA075317MSA | Federally-Regulated Consumer Product | Non-Weatherized, Non-Condensin | 1458 | 246 |  | 05/25/2023 | 52564 | 10378082 | 05/26/2023
Rheem Sales Company, Inc. | Mainline | ML92TA0701317MSA | Federally-Regulated Consumer Product | Non-Weatherized, Condensing Ga | 1362 | 255 |  | 05/25/2023 | 69960 | 10378204 | 05/26/2023
Rheem Sales Company, Inc. | Mainline | ML95TC0601317MSA | Federally-Regulated Consumer Product | Non-Weatherized, Condensing Ga | 1156 | 246 |  | 05/25/2023 | 55624 | 10378166 | 05/26/2023
Rheem Sales Company, Inc. | Mainline | ML92TA0851521MSA | Federally-Regulated Consumer Product | Non-Weatherized, Condensing Ga | 1929 | 280 |  | 05/25/2023 | 84515 | 10378205 | 05/26/2023
Rheem Sales Company, Inc. | Mainline | ML96TA1152524MSA | Federally-Regulated Consumer Product | Non-Weatherized, Condensing Ga | 1935 | 280 | 280 | 05/25/2023 | 78711 | 10378201 | 05/26/2023
Rheem Sales Company, Inc. | Mainline | ML92TA1151524MSA | Federally-Regulated Consumer Product | Non-Weatherized, Condensing Ga | 2041 | 285 | 285 | 05/25/2023 | 111488 | 10378207 | 05/26/2023
Rheem Sales Company, Inc. | Mainline | ML802VA100521ZXB | Federally-Regulated Consumer Product | Non-Weatherized, Non-Condensin | 2291 | 283 |  | 05/25/2023 | 70210 | 10378102 | 05/26/2023
Rheem Sales Company, Inc. | Mainline | ML95TC1151524MSA | Federally-Regulated Consumer Product | Non-Weatherized, Condensing Ga | 2041 | 285 |  | 05/25/2023 | 111488 | 10378170 | 05/26/2023
Rheem Sales Company, Inc. | Mainline | ML96TA1002521MSA | Federally-Regulated Consumer Product | Non-Weatherized, Condensing Ga | 1930 | 280 | 280 | 05/25/2023 | 69202 | 10378200 | 05/26/2023
Rheem Sales Company, Inc. | Mainline | ML802VA125524MSA | Federally-Regulated Consumer Product | Non-Weatherized, Non-Condensin | 2073 | 273 |  | 05/25/2023 | 87500 | 10378088 | 05/26/2023
Rheem Sales Company, Inc. | Mainline | ML801TA075421MXA | Federally-Regulated Consumer Product | Non-Weatherized, Non-Condensin | 1634 | 254 |  | 05/25/2023 | 75736 | 10378092 | 05/26/2023
Rheem Sales Company, Inc. | Mainline | ML802VA100521MSA | Federally-Regulated Consumer Product | Non-Weatherized, Non-Condensin | 1905 | 266 |  | 05/25/2023 | 70000 | 10378086 | 05/26/2023
Rheem Sales Company, Inc. | Mainline | ML95TC1001521MSA | Federally-Regulated Consumer Product | Non-Weatherized, Condensing Ga | 2066 | 286 |  | 05/25/2023 | 98023 | 10378169 | 05/26/2023
Rheem Sales Company, Inc. | Mainline | ML95TC0851521MSA | Federally-Regulated Consumer Product | Non-Weatherized, Condensing Ga | 1929 | 280 |  | 05/25/2023 | 84515 | 10378168 | 05/26/2023
Rheem Sales Company, Inc. | Mainline | ML801TA100521ZSB | Federally-Regulated Consumer Product | Non-Weatherized, Non-Condensin | 1895 | 265 |  | 05/25/2023 | 100302 | 10378095 | 05/26/2023
Rheem Sales Company, Inc. | Mainline | ML97VA060M317KSA | Federally-Regulated Consumer Product | Non-Weatherized, Condensing Ga | 1327 | 253 |  | 05/25/2023 | 22218 | 10378210 | 05/26/2023
Rheem Sales Company, Inc. | Mainline | ML95TC0401317MSA | Federally-Regulated Consumer Product | Non-Weatherized, Condensing Ga | 1107 | 244 |  | 05/25/2023 | 41877 | 10378165 | 05/26/2023
Rheem Sales Company, Inc. | Mainline | ML92TA0401317MSA | Federally-Regulated Consumer Product | Non-Weatherized, Condensing Ga | 1107 | 244 |  | 05/25/2023 | 41877 | 10378202 | 05/26/2023
Rheem Sales Company, Inc. | Mainline | ML96TA0852521MSA | Federally-Regulated Consumer Product | Non-Weatherized, Condensing Ga | 2115 | 288 |  | 05/25/2023 | 58240 | 10378199 | 05/26/2023
Rheem Sales Company, Inc. | Mainline | ML802VA050317MSA | Federally-Regulated Consumer Product | Non-Weatherized, Non-Condensin | 1318 | 240 |  | 05/25/2023 | 35484 | 10378080 | 05/26/2023
Rheem Sales Company, Inc. | Mainline | ML801TA125524ZXB | Federally-Regulated Consumer Product | Non-Weatherized, Non-Condensin | 1835 | 263 |  | 05/25/2023 | 124289 | 10378098 | 05/26/2023
Rheem Sales Company, Inc. | Mainline | ML801TA075521ZSB | Federally-Regulated Consumer Product | Non-Weatherized, Non-Condensin | 1883 | 265 |  | 05/25/2023 | 75029 | 10378093 | 05/26/2023
Rheem Sales Company, Inc. | Rheem | R96VA0602317MSA | Federally-Regulated Consumer Product | Non-Weatherized, Condensing Ga | 1372 | 255 | 255 | 01/20/2021 | 37932 | 6483386 | 05/26/2023
Rheem Sales Company, Inc. | Rheem | R801TA050317MUA | Federally-Regulated Consumer Product | Non-Weatherized, Non-Condensin | 1165 | 233 | 233 | 01/20/2021 | 49157 | 202132831 | 05/26/2023
Rheem Sales Company, Inc. | Rheem | R801TA050314MSA | Federally-Regulated Consumer Product | Non-Weatherized, Non-Condensin | 1388 | 243 |  | 05/25/2023 | 49660 | 201707679 | 05/26/2023
Rheem Sales Company, Inc. | Rheem | R801TA070317MUA | Federally-Regulated Consumer Product | Non-Weatherized, Non-Condensin | 1189 | 234 | 234 | 01/20/2021 | 70542 | 202132832 | 05/26/2023
Rheem Sales Company, Inc. | Rheem | R802VA100521MSA | Federally-Regulated Consumer Product | Non-Weatherized, Non-Condensin | 1905 | 266 | 266 | 01/20/2021 | 70000 | 201709835 | 05/26/2023
Rheem Sales Company, Inc. | Rheem | R95TC1001521MSA | Federally-Regulated Consumer Product | Non-Weatherized, Condensing Ga | 2066 | 286 | 286 | 01/20/2021 | 98023 | 201711684 | 05/26/2023
Rheem Sales Company, Inc. | Rheem | R801TA100521ZSB | Federally-Regulated Consumer Product | Non-Weatherized, Non-Condensin | 1895 | 265 | 265 | 01/20/2021 | 100302 | 201710109 | 05/26/2023
Rheem Sales Company, Inc. | Rheem | R97VA060M317KSA | Federally-Regulated Consumer Product | Non-Weatherized, Condensing Ga | 1327 | 253 | 253 | 01/20/2021 | 22218 | 9990327 | 05/26/2023
Rheem Sales Company, Inc. | Rheem | R96VA0852521MSB | Federally-Regulated Consumer Product | Non-Weatherized, Condensing Ga | 1947 | 281 |  | 05/25/2023 | 58053 | 7086386 | 05/26/2023
Rheem Sales Company, Inc. | Rheem | R92TA0701317MSA | Federally-Regulated Consumer Product | Non-Weatherized, Condensing Ga | 1362 | 255 | 255 | 01/20/2021 | 69960 | 201712981 | 05/26/2023
Rheem Sales Company, Inc. | Rheem | R98VB115M524USA | Federally-Regulated Consumer Product | Non-Weatherized, Condensing Ga | 1971 | 282 | 282 | 01/20/2021 | 44499 | 10524985 | 05/26/2023
Rheem Sales Company, Inc. | Rheem | R98VB100M521USA | Federally-Regulated Consumer Product | Non-Weatherized, Condensing Ga | 2084 | 287 |  | 05/04/2022 | 39023 | 10524984 | 05/26/2023
Rheem Sales Company, Inc. | Rheem | R801TA125524MXA | Federally-Regulated Consumer Product | Non-Weatherized, Non-Condensin | 1991 | 270 |  | 05/25/2023 | 123598 | 201707693 | 05/26/2023
Rheem Sales Company, Inc. | Rheem | R98VB070M317USA | Federally-Regulated Consumer Product | Non-Weatherized, Condensing Ga | 1162 | 246 | 246 | 01/20/2021 | 28246 | 10524983 | 05/26/2023
Rheem Sales Company, Inc. | Rheem | R801TA125524ZXB | Federally-Regulated Consumer Product | Non-Weatherized, Non-Condensin | 1835 | 263 | 263 | 01/20/2021 | 124289 | 201710115 | 05/26/2023
Rheem Sales Company, Inc. | Rheem | R802VA075317MSA | Federally-Regulated Consumer Product | Non-Weatherized, Non-Condensin | 1458 | 246 | 246 | 01/20/2021 | 52564 | 201709827 | 05/26/2023
Rheem Sales Company, Inc. | Rheem | R801CA075417MXA | Federally-Regulated Consumer Product | Non-Weatherized, Non-Condensin | 1496 | 248 | 248 | 05/25/2023 | 75177 | 203325259 | 05/26/2023
Rheem Sales Company, Inc. | Rheem | R92TA0601317MSA | Federally-Regulated Consumer Product | Non-Weatherized, Condensing Ga | 1156 | 246 | 246 | 05/25/2023 | 55624 | 201712979 | 05/26/2023
Rheem Sales Company, Inc. | Rheem | R95TC0401317MSA | Federally-Regulated Consumer Product | Non-Weatherized, Condensing Ga | 1107 | 244 | 244 | 01/20/2021 | 41877 | 201711676 | 05/26/2023
Rheem Sales Company, Inc. | Rheem | R801CA100521ZXA | Federally-Regulated Consumer Product | Non-Weatherized, Non-Condensin | 1895 | 265 | 265 | 05/25/2023 | 100302 | 203326562 | 05/26/2023
Rheem Sales Company, Inc. | Rheem | R801TA075421MXA | Federally-Regulated Consumer Product | Non-Weatherized, Non-Condensin | 1634 | 254 | 254 | 01/20/2021 | 75736 | 201710103 | 05/26/2023
Rheem Sales Company, Inc. | Rheem | R801CA075521ZXA | Federally-Regulated Consumer Product | Non-Weatherized, Non-Condensin | 1892 | 265 | 265 | 01/20/2021 | 99827 | 203325267 | 05/26/2023
Rheem Sales Company, Inc. | Rheem | R801TA100521MSA | Federally-Regulated Consumer Product | Non-Weatherized, Non-Condensin | 1812 | 262 | 262 | 01/20/2021 | 99863 | 201707687 | 05/26/2023
Rheem Sales Company, Inc. | Rheem | RGEA15030AJV06XAB | Federally-Regulated Consumer Product | Weatherized Non-Condensing Gas | 1402 | 261 |  | 05/25/2023 | 80658 | 203404529 | 05/26/2023
Rheem Sales Company, Inc. | Rheem | R801TA100521MUA | Federally-Regulated Consumer Product | Non-Weatherized, Non-Condensin | 1861 | 264 | 264 | 01/20/2021 | 98348 | 202132833 | 05/26/2023
Rheem Sales Company, Inc. | Rheem | R95TC1151524MSA | Federally-Regulated Consumer Product | Non-Weatherized, Condensing Ga | 2041 | 285 | 285 | 01/20/2021 | 111488 | 201711686 | 05/26/2023
Rheem Sales Company, Inc. | Rheem | R801TA050314MXA | Federally-Regulated Consumer Product | Non-Weatherized, Non-Condensin | 1388 | 243 |  | 05/25/2023 | 49660 | 201707681 | 05/26/2023
Rheem Sales Company, Inc. | Rheem | R802VA075421MSA | Federally-Regulated Consumer Product | Non-Weatherized, Non-Condensin | 1718 | 258 | 258 | 01/20/2021 | 52500 | 201709831 | 05/26/2023
Rheem Sales Company, Inc. | Rheem | R801CA100521MSA | Federally-Regulated Consumer Product | Non-Weatherized, Non-Condensin | 1812 | 262 | 262 | 01/20/2021 | 99863 | 203325262 | 05/26/2023
Rheem Sales Company, Inc. | Rheem | R92TA1151524MSA | Federally-Regulated Consumer Product | Non-Weatherized, Condensing Ga | 2041 | 285 | 285 | 05/25/2023 | 111488 | 201712987 | 05/26/2023
Rheem Sales Company, Inc. | Rheem | RGEA14048AJT101AB | Federally-Regulated Consumer Product | Weatherized Non-Condensing Gas | 1809 | 279 |  | 06/30/2022 | 99189 | 203404493 | 05/26/2023
Rheem Sales Company, Inc. | Rheem | R801CA075421MXA | Federally-Regulated Consumer Product | Non-Weatherized, Non-Condensin | 1634 | 254 | 254 | 01/20/2021 | 75736 | 203325261 | 05/26/2023
Rheem Sales Company, Inc. | Rheem | R801TA075417MSA | Federally-Regulated Consumer Product | Non-Weatherized, Non-Condensin | 1496 | 248 |  | 05/25/2023 | 75177 | 201707683 | 05/26/2023
Rheem Sales Company, Inc. | Rheem | R97VA070M317KSA | Federally-Regulated Consumer Product | Non-Weatherized, Condensing Ga | 1282 | 251 | 251 | 01/20/2021 | 28494 | 9990328 | 05/26/2023
Rheem Sales Company, Inc. | Rheem | RGEA16036AJV06TAB | Federally-Regulated Consumer Product | Weatherized Non-Condensing Gas | 1648 | 259 |  | 05/25/2023 | 76362 | 203404615 | 05/26/2023
Rheem Sales Company, Inc. | Rheem | R801CA075421MSA | Federally-Regulated Consumer Product | Non-Weatherized, Non-Condensin | 1634 | 254 | 254 | 05/25/2023 | 75736 | 203325260 | 05/26/2023
Rheem Sales Company, Inc. | Rheem | R92TA0851521MSA | Federally-Regulated Consumer Product | Non-Weatherized, Condensing Ga | 1929 | 280 | 280 | 01/20/2021 | 84515 | 201712983 | 05/26/2023
Rheem Sales Company, Inc. | Rheem | R98VB060M317USA | Federally-Regulated Consumer Product | Non-Weatherized, Condensing Ga | 1110 | 244 | 244 | 01/20/2021 | 22600 | 10524981 | 05/26/2023
Rheem Sales Company, Inc. | Rheem | R95TC0851521MSA | Federally-Regulated Consumer Product | Non-Weatherized, Condensing Ga | 1929 | 280 | 280 | 01/20/2021 | 84515 | 201711682 | 05/26/2023
Rheem Sales Company, Inc. | Rheem | R801CA075521ZSA | Federally-Regulated Consumer Product | Non-Weatherized, Non-Condensin | 1892 | 265 | 265 | 01/20/2021 | 99827 | 203325266 | 05/26/2023
Rheem Sales Company, Inc. | Rheem | RGEA15030AJV061AB | Federally-Regulated Consumer Product | Weatherized Non-Condensing Gas | 1402 | 261 |  | 05/25/2023 | 80658 | 203404525 | 05/26/2023
Rheem Sales Company, Inc. | Rheem | RGEA16024AJV062AB | Federally-Regulated Consumer Product | Weatherized Non-Condensing Gas | 1358 | 259 |  | 06/30/2022 | 46205 | 203404609 | 05/26/2023
Rheem Sales Company, Inc. | Rheem | RGEA14048AJT08XAB | Federally-Regulated Consumer Product | Weatherized Non-Condensing Gas | 1809 | 279 |  | 05/25/2023 | 99189 | 203404489 | 05/26/2023
Rheem Sales Company, Inc. | Rheem | R801CA100521MXA | Federally-Regulated Consumer Product | Non-Weatherized, Non-Condensin | 1812 | 262 | 262 | 01/20/2021 | 99863 | 203325263 | 05/26/2023
Rheem Sales Company, Inc. | Rheem | R92TA0401317MSA | Federally-Regulated Consumer Product | Non-Weatherized, Condensing Ga | 1107 | 244 | 244 | 01/20/2021 | 41877 | 201712977 | 05/26/2023
Rheem Sales Company, Inc. | Rheem | R801CA125524MXA | Federally-Regulated Consumer Product | Non-Weatherized, Non-Condensin | 1991 | 270 | 270 | 01/20/2021 | 123598 | 203325265 | 05/26/2023
Rheem Sales Company, Inc. | Rheem | R801TA075417MXA | Federally-Regulated Consumer Product | Non-Weatherized, Non-Condensin | 1496 | 248 |  | 05/25/2023 | 75177 | 201707685 | 05/26/2023
Rheem Sales Company, Inc. | Rheem | R95TC0601317MSA | Federally-Regulated Consumer Product | Non-Weatherized, Condensing Ga | 1156 | 246 | 246 | 01/20/2021 | 55624 | 201711678 | 05/26/2023
Rheem Sales Company, Inc. | Rheem | R97VA100M521KSA | Federally-Regulated Consumer Product | Non-Weatherized, Condensing Ga | 1990 | 282 | 283 | 01/20/2021 | 39222 | 9989446 | 05/26/2023
Rheem Sales Company, Inc. | Rheem | R801TA100521MXA | Federally-Regulated Consumer Product | Non-Weatherized, Non-Condensin | 1812 | 262 | 262 | 01/20/2021 | 99863 | 201707689 | 05/26/2023
Rheem Sales Company, Inc. | Rheem | R802VA050317MSA | Federally-Regulated Consumer Product | Non-Weatherized, Non-Condensin | 1318 | 240 | 240 | 01/20/2021 | 35484 | 201709823 | 05/26/2023
Rheem Sales Company, Inc. | Rheem | R802VA125524MSA | Federally-Regulated Consumer Product | Non-Weatherized, Non-Condensin | 2073 | 273 | 273 | 01/20/2021 | 87500 | 201709839 | 05/26/2023
Rheem Sales Company, Inc. | Rheem | R97VA085M521KSA | Federally-Regulated Consumer Product | Non-Weatherized, Condensing Ga | 2138 | 289 | 289 | 01/20/2021 | 33549 | 9989445 | 05/26/2023
Rheem Sales Company, Inc. | Rheem | R96VA1002521MSA | Federally-Regulated Consumer Product | Non-Weatherized, Condensing Ga | 1858 | 277 | 277 | 05/25/2023 | 68679 | 6483389 | 05/26/2023
Rheem Sales Company, Inc. | Rheem | R801CA125524MSA | Federally-Regulated Consumer Product | Non-Weatherized, Non-Condensin | 1991 | 270 | 270 | 01/20/2021 | 123598 | 203325264 | 05/26/2023
Rheem Sales Company, Inc. | Rheem | R98VB085M521USA | Federally-Regulated Consumer Product | Non-Weatherized, Condensing Ga | 2209 | 292 | 292 | 01/20/2021 | 33631 | 10524982 | 05/26/2023
Rheem Sales Company, Inc. | Rheem | R92TA0701521MSA | Federally-Regulated Consumer Product | Non-Weatherized, Condensing Ga | 1983 | 282 | 282 | 05/25/2023 | 70360 | 203269463 | 05/26/2023
Rheem Sales Company, Inc. | Rheem | R97VA115M524KSA | Federally-Regulated Consumer Product | Non-Weatherized, Condensing Ga | 1959 | 281 | 281 | 01/20/2021 | 44459 | 9990394 | 05/26/2023
Rheem Sales Company, Inc. | Rheem | R801TA075421MSA | Federally-Regulated Consumer Product | Non-Weatherized, Non-Condensin | 1634 | 254 | 254 | 01/20/2021 | 75736 | 201710101 | 05/26/2023
Rheem Sales Company, Inc. | Rheem | R96VA0702521MSA | Federally-Regulated Consumer Product | Non-Weatherized, Condensing Ga | 1923 | 280 | 280 | 05/25/2023 | 49235 | 203261131 | 05/26/2023
Rheem Sales Company, Inc. | Rheem | R801TA100521ZXB | Federally-Regulated Consumer Product | Non-Weatherized, Non-Condensin | 1895 | 265 | 265 | 01/20/2021 | 100302 | 201710111 | 05/26/2023
Rheem Sales Company, Inc. | Rheem | R801CA125524ZXA | Federally-Regulated Consumer Product | Non-Weatherized, Non-Condensin | 1835 | 263 | 263 | 01/20/2021 | 124289 | 203325273 | 05/26/2023
Rheem Sales Company, Inc. | Rheem | R801CA050314MXA | Federally-Regulated Consumer Product | Non-Weatherized, Non-Condensin | 1388 | 184 | 243 | 05/25/2023 | 49660 | 203325257 | 05/26/2023
Rheem Sales Company, Inc. | Rheem | R801TA075521ZXB | Federally-Regulated Consumer Product | Non-Weatherized, Non-Condensin | 1883 | 265 |  | 12/01/2021 | 75029 | 201710107 | 05/26/2023
Rheem Sales Company, Inc. | Rheem | R801TA125524ZSB | Federally-Regulated Consumer Product | Non-Weatherized, Non-Condensin | 1835 | 263 | 263 | 01/20/2021 | 124289 | 201710113 | 05/26/2023
Rheem Sales Company, Inc. | Rheem | R801TA075521ZSB | Federally-Regulated Consumer Product | Non-Weatherized, Non-Condensin | 1883 | 265 |  | 12/01/2021 | 75029 | 201710105 | 05/26/2023
Rheem Sales Company, Inc. | Rheem | R801CA100521ZSA | Federally-Regulated Consumer Product | Non-Weatherized, Non-Condensin | 1895 | 265 | 265 | 01/20/2021 | 100302 | 203326561 | 05/26/2023
Rheem Sales Company, Inc. | Rheem | R801TA125524MSA | Federally-Regulated Consumer Product | Non-Weatherized, Non-Condensin | 1991 | 270 |  | 05/25/2023 | 123598 | 201707691 | 05/26/2023
Rheem Sales Company, Inc. | Rheem | R92TA1001521MSA | Federally-Regulated Consumer Product | Non-Weatherized, Condensing Ga | 2066 | 286 | 286 | 05/25/2023 | 98023 | 201712985 | 05/26/2023
Rheem Sales Company, Inc. | Rheem | R96VA0702317MSA | Federally-Regulated Consumer Product | Non-Weatherized, Condensing Ga | 1290 | 252 | 252 | 01/20/2021 | 48940 | 6483387 | 05/26/2023
Rheem Sales Company, Inc. | Rheem | R801CA075417MSA | Federally-Regulated Consumer Product | Non-Weatherized, Non-Condensin | 1496 | 248 | 248 | 05/25/2023 | 75177 | 203325258 | 05/26/2023
Rheem Sales Company, Inc. | Sure | S801TA075417MSA | Federally-Regulated Consumer Product | Non-Weatherized, Non-Condensin | 1496 | 248 |  | 05/25/2023 | 75177 | 7490366 | 05/26/2023
Rheem Sales Company, Inc. | Sure | S801TA100521MSA | Federally-Regulated Consumer Product | Non-Weatherized, Non-Condensin | 1812 | 262 |  | 05/25/2023 | 99863 | 7490386 | 05/26/2023
Rheem Sales Company, Inc. | Sure | S95TC1001521MSA | Federally-Regulated Consumer Product | Non-Weatherized, Condensing Ga | 2066 | 286 |  | 05/25/2023 | 98023 | 8934623 | 05/26/2023
Rheem Sales Company, Inc. | Sure | S98VB070M317USA | Federally-Regulated Consumer Product | Non-Weatherized, Condensing Ga | 1162 | 246 | 246 | 05/25/2023 | 28246 | 202356695 | 05/26/2023
Rheem Sales Company, Inc. | Sure | S802VA075317MSA | Federally-Regulated Consumer Product | Non-Weatherized, Non-Condensin | 1458 | 246 | 246 | 05/25/2023 | 52564 | 7979950 | 05/26/2023
Rheem Sales Company, Inc. | Sure | S98VB060M317USA | Federally-Regulated Consumer Product | Non-Weatherized, Condensing Ga | 1110 | 244 | 244 | 05/25/2023 | 22600 | 202356693 | 05/26/2023
Rheem Sales Company, Inc. | Sure | S95TC1151524MSA | Federally-Regulated Consumer Product | Non-Weatherized, Condensing Ga | 2041 | 285 |  | 05/25/2023 | 111488 | 8934627 | 05/26/2023
Rheem Sales Company, Inc. | Sure | S98VB085M521USA | Federally-Regulated Consumer Product | Non-Weatherized, Condensing Ga | 2209 | 292 | 292 | 05/25/2023 | 33631 | 202356694 | 05/26/2023
Rheem Sales Company, Inc. | Sure | S802VA075421MSA | Federally-Regulated Consumer Product | Non-Weatherized, Non-Condensin | 1718 | 258 |  | 05/25/2023 | 52500 | 7979967 | 05/26/2023
Rheem Sales Company, Inc. | Sure | S801CA050314MXA | Federally-Regulated Consumer Product | Non-Weatherized, Non-Condensin | 1388 | 184 |  | 05/25/2023 | 49660 | 203327137 | 05/26/2023
Rheem Sales Company, Inc. | Sure | S801CA075417MXA | Federally-Regulated Consumer Product | Non-Weatherized, Non-Condensin | 1496 | 248 | 248 | 05/25/2023 | 75177 | 203327143 | 05/26/2023
Rheem Sales Company, Inc. | Sure | S98VB115M524USA | Federally-Regulated Consumer Product | Non-Weatherized, Condensing Ga | 1971 | 282 |  | 05/25/2023 | 44499 | 202356697 | 05/26/2023
Rheem Sales Company, Inc. | Sure | S801TA075421MXA | Federally-Regulated Consumer Product | Non-Weatherized, Non-Condensin | 1634 | 254 |  | 05/25/2023 | 75736 | 8087161 | 05/26/2023
Rheem Sales Company, Inc. | Sure | S95TC0701317MSA | Federally-Regulated Consumer Product | Non-Weatherized, Condensing Ga | 1362 | 255 |  | 05/25/2023 | 69960 | 8934615 | 05/26/2023
Rheem Sales Company, Inc. | Sure | S96VA0402317MSA | Federally-Regulated Consumer Product | Non-Weatherized, Condensing Ga | 1248 | 250 |  | 05/25/2023 | 29623 | 7502133 | 05/26/2023
Rheem Sales Company, Inc. | Sure | S801CA075421MSA | Federally-Regulated Consumer Product | Non-Weatherized, Non-Condensin | 1634 | 254 |  | 05/25/2023 | 75736 | 203327146 | 05/26/2023
Rheem Sales Company, Inc. | Sure | S801TA125524MSA | Federally-Regulated Consumer Product | Non-Weatherized, Non-Condensin | 1991 | 270 | 270 | 05/25/2023 | 123598 | 7490409 | 05/26/2023
Rheem Sales Company, Inc. | Sure | S97VA085M521KSA | Federally-Regulated Consumer Product | Non-Weatherized, Condensing Ga | 2138 | 289 |  | 05/25/2023 | 33549 | 202356688 | 05/26/2023
Rheem Sales Company, Inc. | Sure | S95TC0601317MSA | Federally-Regulated Consumer Product | Non-Weatherized, Condensing Ga | 1156 | 246 |  | 05/25/2023 | 55624 | 8934611 | 05/26/2023
Rheem Sales Company, Inc. | Sure | S801CA075417MSA | Federally-Regulated Consumer Product | Non-Weatherized, Non-Condensin | 1496 | 248 |  | 05/25/2023 | 75177 | 203327140 | 05/26/2023
Rheem Sales Company, Inc. | Sure | S801TA075417MXA | Federally-Regulated Consumer Product | Non-Weatherized, Non-Condensin | 1496 | 248 |  | 05/25/2023 | 75177 | 7490375 | 05/26/2023
Rheem Sales Company, Inc. | Sure | S95TC0851521MSA | Federally-Regulated Consumer Product | Non-Weatherized, Condensing Ga | 1929 | 280 |  | 05/25/2023 | 84515 | 8934619 | 05/26/2023
Rheem Sales Company, Inc. | Sure | S801TA070317MUA | Federally-Regulated Consumer Product | Non-Weatherized, Non-Condensin | 1189 | 234 |  | 05/25/2023 | 70542 | 202132850 | 05/26/2023
Rheem Sales Company, Inc. | Sure | S97VA060M317KSA | Federally-Regulated Consumer Product | Non-Weatherized, Condensing Ga | 1327 | 253 |  | 05/25/2023 | 22218 | 202356690 | 05/26/2023
Rheem Sales Company, Inc. | Sure | S801TA075521ZXB | Federally-Regulated Consumer Product | Non-Weatherized, Non-Condensin | 1883 | 265 |  | 05/25/2023 | 75029 | 8087169 | 05/26/2023
Rheem Sales Company, Inc. | Sure | S801CA050314MSA | Federally-Regulated Consumer Product | Non-Weatherized, Non-Condensin | 1388 | 184 |  | 05/25/2023 | 49660 | 203327134 | 05/26/2023
Rheem Sales Company, Inc. | Sure | S801TA125524ZXB | Federally-Regulated Consumer Product | Non-Weatherized, Non-Condensin | 1835 | 263 |  | 05/25/2023 | 124289 | 8087185 | 05/26/2023
Rheem Sales Company, Inc. | Sure | S96VA0852521MSB | Federally-Regulated Consumer Product | Non-Weatherized, Condensing Ga | 1947 | 281 |  | 05/25/2023 | 58053 | 7086389 | 05/26/2023
Rheem Sales Company, Inc. | Sure | S96VA0702521MSA | Federally-Regulated Consumer Product | Non-Weatherized, Condensing Ga | 1923 | 280 | 280 | 05/25/2023 | 49235 | 203261704 | 05/26/2023
Rheem Sales Company, Inc. | Sure | S97VA070M317KSA | Federally-Regulated Consumer Product | Non-Weatherized, Condensing Ga | 1282 | 251 |  | 05/25/2023 | 28494 | 202356691 | 05/26/2023
Rheem Sales Company, Inc. | Sure | S801TA125524ZSB | Federally-Regulated Consumer Product | Non-Weatherized, Non-Condensin | 1835 | 263 |  | 05/25/2023 | 124289 | 8087181 | 05/26/2023
Rheem Sales Company, Inc. | Sure | S98VB100M521USA | Federally-Regulated Consumer Product | Non-Weatherized, Condensing Ga | 2084 | 287 | 287 | 05/25/2023 | 39023 | 202356696 | 05/26/2023
Rheem Sales Company, Inc. | Sure | S802VA125524MSA | Federally-Regulated Consumer Product | Non-Weatherized, Non-Condensin | 2073 | 273 |  | 05/25/2023 | 87500 | 7979991 | 05/26/2023
Rheem Sales Company, Inc. | Sure | S92TA1001521MSA | Federally-Regulated Consumer Product | Non-Weatherized, Condensing Ga | 2066 | 286 |  | 05/25/2023 | 98023 | 9958615 | 05/26/2023
Rheem Sales Company, Inc. | Sure | S92TA0601317MSA | Federally-Regulated Consumer Product | Non-Weatherized, Condensing Ga | 1156 | 246 |  | 05/25/2023 | 55624 | 9958603 | 05/26/2023
Rheem Sales Company, Inc. | Sure | S801TA100521MXA | Federally-Regulated Consumer Product | Non-Weatherized, Non-Condensin | 1812 | 262 |  | 05/25/2023 | 99863 | 7490398 | 05/26/2023
Rheem Sales Company, Inc. | Sure | S802VA100521ZXB | Federally-Regulated Consumer Product | Non-Weatherized, Non-Condensin | 2291 | 283 |  | 05/25/2023 | 70210 | 8087225 | 05/26/2023
Rheem Sales Company, Inc. | Sure | S802VA100521MSA | Federally-Regulated Consumer Product | Non-Weatherized, Non-Condensin | 1905 | 266 |  | 05/25/2023 | 70000 | 7979979 | 05/26/2023
Rheem Sales Company, Inc. | Sure | S96VA0702317MSA | Federally-Regulated Consumer Product | Non-Weatherized, Condensing Ga | 1290 | 252 | 252 | 05/25/2023 | 48940 | 6488190 | 05/26/2023
Rheem Sales Company, Inc. | Sure | S801TA125524MXA | Federally-Regulated Consumer Product | Non-Weatherized, Non-Condensin | 1991 | 270 |  | 05/25/2023 | 123598 | 7490418 | 05/26/2023
Rheem Sales Company, Inc. | Sure | S92TA1151524MSA | Federally-Regulated Consumer Product | Non-Weatherized, Condensing Ga | 2041 | 285 |  | 05/25/2023 | 111488 | 9958619 | 05/26/2023
Rheem Sales Company, Inc. | Sure | S801TA050314MSA | Federally-Regulated Consumer Product | Non-Weatherized, Non-Condensin | 1388 | 243 | 243 | 05/25/2023 | 49660 | 7490348 | 05/26/2023
Rheem Sales Company, Inc. | Sure | S801TA050314MXA | Federally-Regulated Consumer Product | Non-Weatherized, Non-Condensin | 1388 | 243 | 243 | 05/25/2023 | 49660 | 7490357 | 05/26/2023
Rheem Sales Company, Inc. | Sure | S96VA0602317MSA | Federally-Regulated Consumer Product | Non-Weatherized, Condensing Ga | 1372 | 255 | 255 | 05/25/2023 | 37932 | 6488189 | 05/26/2023
Rheem Sales Company, Inc. | Sure | S97VA100M521KSA | Federally-Regulated Consumer Product | Non-Weatherized, Condensing Ga | 1990 | 282 | 283 | 05/25/2023 | 39222 | 202356689 | 05/26/2023
Rheem Sales Company, Inc. | Sure | S92TA0701521MSA | Federally-Regulated Consumer Product | Non-Weatherized, Condensing Ga | 1983 | 282 | 282 | 05/25/2023 | 70360 | 203269466 | 05/26/2023
Rheem Sales Company, Inc. | Sure | S92TA0701317MSA | Federally-Regulated Consumer Product | Non-Weatherized, Condensing Ga | 1362 | 255 |  | 05/25/2023 | 69960 | 9958607 | 05/26/2023
Rheem Sales Company, Inc. | Sure | S801TA100521ZSB | Federally-Regulated Consumer Product | Non-Weatherized, Non-Condensin | 1895 | 265 |  | 05/25/2023 | 100302 | 8087173 | 05/26/2023
Rheem Sales Company, Inc. | Sure | S92TA0851521MSA | Federally-Regulated Consumer Product | Non-Weatherized, Condensing Ga | 1929 | 280 |  | 05/25/2023 | 84515 | 9958611 | 05/26/2023
Rheem Sales Company, Inc. | Sure | S801TA075521ZSB | Federally-Regulated Consumer Product | Non-Weatherized, Non-Condensin | 1883 | 265 |  | 05/25/2023 | 75029 | 8087165 | 05/26/2023
Rheem Sales Company, Inc. | Sure | S801TA100521MUA | Federally-Regulated Consumer Product | Non-Weatherized, Non-Condensin | 1861 | 264 | 264 | 05/25/2023 | 98348 | 202132851 | 05/26/2023
Rheem Sales Company, Inc. | Sure | S801TA075421MSA | Federally-Regulated Consumer Product | Non-Weatherized, Non-Condensin | 1634 | 254 |  | 05/25/2023 | 75736 | 8087157 | 05/26/2023
Rheem Sales Company, Inc. | Sure | S801TA050317MUA | Federally-Regulated Consumer Product | Non-Weatherized, Non-Condensin | 1165 | 233 |  | 05/25/2023 | 49157 | 202132849 | 05/26/2023
Rheem Sales Company, Inc. | Sure | S95TC0701521MSA | Federally-Regulated Consumer Product | Non-Weatherized, Condensing Ga | 1983 | 279 | 282 | 05/25/2023 | 70360 | 203261701 | 05/26/2023
Rheem Sales Company, Inc. | Sure | S96VA1002521MSA | Federally-Regulated Consumer Product | Non-Weatherized, Condensing Ga | 1858 | 277 | 277 | 05/25/2023 | 68679 | 6488192 | 05/26/2023
Rheem Sales Company, Inc. | Sure | S97VA115M524KSA | Federally-Regulated Consumer Product | Non-Weatherized, Condensing Ga | 1959 | 281 |  | 05/25/2023 | 44459 | 202356692 | 05/26/2023
Rheem Sales Company, Inc. | Sure | S95TC0401317MSA | Federally-Regulated Consumer Product | Non-Weatherized, Condensing Ga | 1107 | 244 |  | 05/25/2023 | 41877 | 8934607 | 05/26/2023
Rheem Sales Company, Inc. | Sure | S801TA100521ZXB | Federally-Regulated Consumer Product | Non-Weatherized, Non-Condensin | 1895 | 265 | 265 | 05/25/2023 | 100302 | 8087177 | 05/26/2023
Rheem Sales Company, Inc. | Sure | S92TA0401317MSA | Federally-Regulated Consumer Product | Non-Weatherized, Condensing Ga | 1107 | 244 |  | 05/25/2023 | 41877 | 9958599 | 05/26/2023
Rheem Sales Company, Inc. | Sure | S802VA050317MSA | Federally-Regulated Consumer Product | Non-Weatherized, Non-Condensin | 1318 | 240 | 240 | 05/25/2023 | 35484 | 7979939 | 05/26/2023
Rheem Sales Company, Inc. | Ruud | R801TA100521MUA | Federally-Regulated Consumer Product | Non-Weatherized, Non-Condensin | 1861 | 264 |  | 05/25/2023 | 98348 | 202132848 | 05/26/2023
Rheem Sales Company, Inc. | Ruud | U98VB115M524USA | Federally-Regulated Consumer Product | Non-Weatherized, Condensing Ga | 1971 | 282 |  | 05/25/2023 | 44499 | 10524995 | 05/26/2023
Rheem Sales Company, Inc. | Ruud | R801TA050314MSA | Federally-Regulated Consumer Product | Non-Weatherized, Non-Condensin | 1388 | 243 | 243 | 01/20/2021 | 49660 | 201707680 | 05/26/2023
Rheem Sales Company, Inc. | Ruud | U96VA0602317MSA | Federally-Regulated Consumer Product | Non-Weatherized, Condensing Ga | 1372 | 255 |  | 05/25/2023 | 37932 | 6715443 | 05/26/2023
Rheem Sales Company, Inc. | Ruud | U802VA100521MSA | Federally-Regulated Consumer Product | Non-Weatherized, Non-Condensin | 1905 | 266 | 266 | 01/20/2021 | 70000 | 7979978 | 05/26/2023
Rheem Sales Company, Inc. | Ruud | R801TA100521MSA | Federally-Regulated Consumer Product | Non-Weatherized, Non-Condensin | 1812 | 262 |  | 05/25/2023 | 99863 | 201707688 | 05/26/2023
Rheem Sales Company, Inc. | Ruud | R95TC0601317MSA | Federally-Regulated Consumer Product | Non-Weatherized, Condensing Ga | 1156 | 246 |  | 05/25/2023 | 55624 | 201711679 | 05/26/2023
Rheem Sales Company, Inc. | Ruud | R801CA075521ZXA | Federally-Regulated Consumer Product | Non-Weatherized, Non-Condensin | 1892 | 265 |  | 05/25/2023 | 99827 | 203327172 | 05/26/2023
Rheem Sales Company, Inc. | Ruud | R92TA0701317MSA | Federally-Regulated Consumer Product | Non-Weatherized, Condensing Ga | 1362 | 255 |  | 05/25/2023 | 69960 | 201712982 | 05/26/2023
Rheem Sales Company, Inc. | Ruud | U97VA085M521KSA | Federally-Regulated Consumer Product | Non-Weatherized, Condensing Ga | 2138 | 289 |  | 05/25/2023 | 33549 | 9989447 | 05/26/2023
Rheem Sales Company, Inc. | Ruud | U96VA1002521MSA | Federally-Regulated Consumer Product | Non-Weatherized, Condensing Ga | 1858 | 277 |  | 05/25/2023 | 68679 | 6715449 | 05/26/2023
Rheem Sales Company, Inc. | Ruud | U97VA060M317KSA | Federally-Regulated Consumer Product | Non-Weatherized, Condensing Ga | 1327 | 253 |  | 05/25/2023 | 22218 | 9990392 | 05/26/2023
Rheem Sales Company, Inc. | Ruud | U98VB070M317USA | Federally-Regulated Consumer Product | Non-Weatherized, Condensing Ga | 1162 | 246 |  | 05/25/2023 | 28246 | 10524992 | 05/26/2023
Rheem Sales Company, Inc. | Ruud | RGEA16024AJV062AB | Federally-Regulated Consumer Product | Weatherized Non-Condensing Gas | 1358 | 259 |  | 05/25/2023 | 46205 | 203404610 | 05/26/2023
Rheem Sales Company, Inc. | Ruud | R95TC0851521MSA | Federally-Regulated Consumer Product | Non-Weatherized, Condensing Ga | 1929 | 280 |  | 05/25/2023 | 84515 | 201711683 | 05/26/2023
Rheem Sales Company, Inc. | Ruud | R92TA0701521MSA | Federally-Regulated Consumer Product | Non-Weatherized, Condensing Ga | 1983 | 282 |  | 05/25/2023 | 70360 | 203269465 | 05/26/2023
Rheem Sales Company, Inc. | Ruud | R801TA050314MXA | Federally-Regulated Consumer Product | Non-Weatherized, Non-Condensin | 1388 | 243 | 243 | 01/20/2021 | 49660 | 201707682 | 05/26/2023
Rheem Sales Company, Inc. | Ruud | U97VA100M521KSA | Federally-Regulated Consumer Product | Non-Weatherized, Condensing Ga | 1990 | 282 |  | 05/25/2023 | 39222 | 9989448 | 05/26/2023
Rheem Sales Company, Inc. | Ruud | U96VA0702317MSA | Federally-Regulated Consumer Product | Non-Weatherized, Condensing Ga | 1290 | 252 | 252 | 01/20/2021 | 48940 | 6715445 | 05/26/2023
Rheem Sales Company, Inc. | Ruud | R801CA125524MSA | Federally-Regulated Consumer Product | Non-Weatherized, Non-Condensin | 1991 | 270 |  | 05/25/2023 | 123598 | 203327157 | 05/26/2023
Rheem Sales Company, Inc. | Ruud | U802VA075317MSA | Federally-Regulated Consumer Product | Non-Weatherized, Non-Condensin | 1458 | 246 |  | 05/25/2023 | 52564 | 7979949 | 05/26/2023
Rheem Sales Company, Inc. | Ruud | R801TA125524ZSB | Federally-Regulated Consumer Product | Non-Weatherized, Non-Condensin | 1835 | 263 |  | 05/25/2023 | 124289 | 201710114 | 05/26/2023
Rheem Sales Company, Inc. | Ruud | R801TA070317MUA | Federally-Regulated Consumer Product | Non-Weatherized, Non-Condensin | 1189 | 234 |  | 05/25/2023 | 70542 | 202132847 | 05/26/2023
Rheem Sales Company, Inc. | Ruud | R92TA0401317MSA | Federally-Regulated Consumer Product | Non-Weatherized, Condensing Ga | 1107 | 244 |  | 05/25/2023 | 41877 | 201712978 | 05/26/2023
Rheem Sales Company, Inc. | Ruud | R801TA075421MXA | Federally-Regulated Consumer Product | Non-Weatherized, Non-Condensin | 1634 | 254 |  | 05/25/2023 | 75736 | 201710104 | 05/26/2023
Rheem Sales Company, Inc. | Ruud | R801CA075421MSA | Federally-Regulated Consumer Product | Non-Weatherized, Non-Condensin | 1634 | 254 |  | 05/25/2023 | 75736 | 203327145 | 05/26/2023
Rheem Sales Company, Inc. | Ruud | U96VA0702521MSA | Federally-Regulated Consumer Product | Non-Weatherized, Condensing Ga | 1923 | 280 |  | 05/25/2023 | 49235 | 203261703 | 05/26/2023
Rheem Sales Company, Inc. | Ruud | U802VA125524MSA | Federally-Regulated Consumer Product | Non-Weatherized, Non-Condensin | 2073 | 273 |  | 05/25/2023 | 87500 | 7979990 | 05/26/2023
Rheem Sales Company, Inc. | Ruud | R95TC1001521MSA | Federally-Regulated Consumer Product | Non-Weatherized, Condensing Ga | 2066 | 286 |  | 05/25/2023 | 98023 | 201711685 | 05/26/2023
Rheem Sales Company, Inc. | Ruud | RGEA14048AJT08XAB | Federally-Regulated Consumer Product | Weatherized Non-Condensing Gas | 1809 | 279 |  | 06/30/2022 | 99189 | 203404490 | 05/26/2023
Rheem Sales Company, Inc. | Ruud | R95TC1151524MSA | Federally-Regulated Consumer Product | Non-Weatherized, Condensing Ga | 2041 | 285 |  | 05/25/2023 | 111488 | 201711687 | 05/26/2023
Rheem Sales Company, Inc. | Ruud | R801CA050314MXA | Federally-Regulated Consumer Product | Non-Weatherized, Non-Condensin | 1388 | 184 |  | 05/25/2023 | 49660 | 203327136 | 05/26/2023
Rheem Sales Company, Inc. | Ruud | U98VB100M521USA | Federally-Regulated Consumer Product | Non-Weatherized, Condensing Ga | 2084 | 287 |  | 05/25/2023 | 39023 | 10524994 | 05/26/2023
Rheem Sales Company, Inc. | Ruud | U98VB060M317USA | Federally-Regulated Consumer Product | Non-Weatherized, Condensing Ga | 1110 | 244 |  | 05/25/2023 | 22600 | 10524991 | 05/26/2023
Rheem Sales Company, Inc. | Ruud | R801TA075421MSA | Federally-Regulated Consumer Product | Non-Weatherized, Non-Condensin | 1634 | 254 |  | 05/25/2023 | 75736 | 201710102 | 05/26/2023
Rheem Sales Company, Inc. | Ruud | U96VA0402317MSA | Federally-Regulated Consumer Product | Non-Weatherized, Condensing Ga | 1248 | 250 |  | 05/25/2023 | 29623 | 7502132 | 05/26/2023
Rheem Sales Company, Inc. | Ruud | U97VA115M524KSA | Federally-Regulated Consumer Product | Non-Weatherized, Condensing Ga | 1959 | 281 |  | 05/25/2023 | 44459 | 9990395 | 05/26/2023
Rheem Sales Company, Inc. | Ruud | R801TA075417MXA | Federally-Regulated Consumer Product | Non-Weatherized, Non-Condensin | 1496 | 248 |  | 05/25/2023 | 75177 | 201707686 | 05/26/2023
Rheem Sales Company, Inc. | Ruud | R801TA075521ZXB | Federally-Regulated Consumer Product | Non-Weatherized, Non-Condensin | 1883 | 265 |  | 05/25/2023 | 75029 | 201710108 | 05/26/2023
Rheem Sales Company, Inc. | Ruud | R801CA075521ZSA | Federally-Regulated Consumer Product | Non-Weatherized, Non-Condensin | 1892 | 265 |  | 05/25/2023 | 99827 | 203327169 | 05/26/2023
Rheem Sales Company, Inc. | Ruud | R801CA075417MSA | Federally-Regulated Consumer Product | Non-Weatherized, Non-Condensin | 1496 | 248 |  | 05/25/2023 | 75177 | 203327139 | 05/26/2023
Rheem Sales Company, Inc. | Ruud | U97VA070M317KSA | Federally-Regulated Consumer Product | Non-Weatherized, Condensing Ga | 1282 | 251 |  | 05/25/2023 | 28494 | 9990393 | 05/26/2023
Rheem Sales Company, Inc. | Ruud | R801TA125524ZXB | Federally-Regulated Consumer Product | Non-Weatherized, Non-Condensin | 1835 | 263 |  | 05/25/2023 | 124289 | 201710116 | 05/26/2023
Rheem Sales Company, Inc. | Ruud | R801CA100521MSA | Federally-Regulated Consumer Product | Non-Weatherized, Non-Condensin | 1812 | 262 |  | 05/25/2023 | 99863 | 203327151 | 05/26/2023
Rheem Sales Company, Inc. | Ruud | RGEA14048AJT101AB | Federally-Regulated Consumer Product | Weatherized Non-Condensing Gas | 1809 | 279 |  | 06/30/2022 | 99189 | 203404494 | 05/26/2023
Rheem Sales Company, Inc. | Ruud | R801CA075417MXA | Federally-Regulated Consumer Product | Non-Weatherized, Non-Condensin | 1496 | 248 |  | 05/25/2023 | 75177 | 203327142 | 05/26/2023
Rheem Sales Company, Inc. | Ruud | R801TA100521MXA | Federally-Regulated Consumer Product | Non-Weatherized, Non-Condensin | 1812 | 262 |  | 05/25/2023 | 99863 | 201707690 | 05/26/2023
Rheem Sales Company, Inc. | Ruud | R801TA125524MSA | Federally-Regulated Consumer Product | Non-Weatherized, Non-Condensin | 1991 | 270 |  | 05/25/2023 | 123598 | 201707692 | 05/26/2023
Rheem Sales Company, Inc. | Ruud | U802VA050317MSA | Federally-Regulated Consumer Product | Non-Weatherized, Non-Condensin | 1318 | 240 |  | 05/25/2023 | 35484 | 7979938 | 05/26/2023
Rheem Sales Company, Inc. | Ruud | R801TA100521ZXB | Federally-Regulated Consumer Product | Non-Weatherized, Non-Condensin | 1895 | 265 |  | 05/25/2023 | 100302 | 201710112 | 05/26/2023
Rheem Sales Company, Inc. | Ruud | RGEA15030AJV06XAB | Federally-Regulated Consumer Product | Weatherized Non-Condensing Gas | 1402 | 261 |  | 05/25/2023 | 80658 | 203404530 | 05/26/2023
Rheem Sales Company, Inc. | Ruud | U98VB085M521USA | Federally-Regulated Consumer Product | Non-Weatherized, Condensing Ga | 2209 | 292 |  | 05/25/2023 | 33631 | 10524993 | 05/26/2023
Rheem Sales Company, Inc. | Ruud | R801TA050317MUA | Federally-Regulated Consumer Product | Non-Weatherized, Non-Condensin | 1165 | 233 |  | 05/25/2023 | 49157 | 202132846 | 05/26/2023
Rheem Sales Company, Inc. | Ruud | R92TA0601317MSA | Federally-Regulated Consumer Product | Non-Weatherized, Condensing Ga | 1156 | 246 |  | 05/25/2023 | 55624 | 201712980 | 05/26/2023
Rheem Sales Company, Inc. | Ruud | R801CA075421MXA | Federally-Regulated Consumer Product | Non-Weatherized, Non-Condensin | 1634 | 254 |  | 05/25/2023 | 75736 | 203327148 | 05/26/2023
Rheem Sales Company, Inc. | Ruud | R92TA1001521MSA | Federally-Regulated Consumer Product | Non-Weatherized, Condensing Ga | 2066 | 286 |  | 05/25/2023 | 98023 | 201712986 | 05/26/2023
Rheem Sales Company, Inc. | Ruud | R92TA0851521MSA | Federally-Regulated Consumer Product | Non-Weatherized, Condensing Ga | 1929 | 280 |  | 05/25/2023 | 84515 | 201712984 | 05/26/2023
Rheem Sales Company, Inc. | Ruud | R801CA100521ZXA | Federally-Regulated Consumer Product | Non-Weatherized, Non-Condensin | 1895 | 265 |  | 05/25/2023 | 100302 | 203327178 | 05/26/2023
Rheem Sales Company, Inc. | Ruud | R801CA125524ZXA | Federally-Regulated Consumer Product | Non-Weatherized, Non-Condensin | 1835 | 263 |  | 05/25/2023 | 124289 | 203327184 | 05/26/2023
Rheem Sales Company, Inc. | Ruud | R801CA125524MXA | Federally-Regulated Consumer Product | Non-Weatherized, Non-Condensin | 1991 | 270 |  | 05/25/2023 | 123598 | 203327160 | 05/26/2023
Rheem Sales Company, Inc. | Ruud | R801CA100521ZSA | Federally-Regulated Consumer Product | Non-Weatherized, Non-Condensin | 1895 | 265 |  | 05/25/2023 | 100302 | 203327175 | 05/26/2023
Rheem Sales Company, Inc. | Ruud | RGEA15030AJV061AB | Federally-Regulated Consumer Product | Weatherized Non-Condensing Gas | 1402 | 261 |  | 06/30/2022 | 80658 | 203404526 | 05/26/2023
Rheem Sales Company, Inc. | Ruud | U802VA075421MSA | Federally-Regulated Consumer Product | Non-Weatherized, Non-Condensin | 1718 | 258 |  | 05/25/2023 | 52500 | 7979966 | 05/26/2023
Rheem Sales Company, Inc. | Ruud | R92TA1151524MSA | Federally-Regulated Consumer Product | Non-Weatherized, Condensing Ga | 2041 | 285 |  | 05/25/2023 | 111488 | 201712988 | 05/26/2023
Rheem Sales Company, Inc. | Ruud | R801TA125524MXA | Federally-Regulated Consumer Product | Non-Weatherized, Non-Condensin | 1991 | 270 | 270 | 01/20/2021 | 123598 | 201707694 | 05/26/2023
Rheem Sales Company, Inc. | Ruud | R801TA075521ZSB | Federally-Regulated Consumer Product | Non-Weatherized, Non-Condensin | 1883 | 265 |  | 05/25/2023 | 75029 | 201710106 | 05/26/2023
Rheem Sales Company, Inc. | Ruud | R801TA100521ZSB | Federally-Regulated Consumer Product | Non-Weatherized, Non-Condensin | 1895 | 265 |  | 05/25/2023 | 100302 | 201710110 | 05/26/2023
Rheem Sales Company, Inc. | Ruud | U802VA100521ZXB | Federally-Regulated Consumer Product | Non-Weatherized, Non-Condensin | 2291 | 283 |  | 05/25/2023 | 70210 | 8087224 | 05/26/2023
Rheem Sales Company, Inc. | Ruud | U96VA0852521MSB | Federally-Regulated Consumer Product | Non-Weatherized, Condensing Ga | 1947 | 281 | 281 | 01/20/2021 | 58053 | 7086388 | 05/26/2023
Rheem Sales Company, Inc. | Ruud | R95TC0401317MSA | Federally-Regulated Consumer Product | Non-Weatherized, Condensing Ga | 1107 | 244 |  | 05/25/2023 | 41877 | 201711677 | 05/26/2023
Rheem Sales Company, Inc. | Ruud | R801TA075417MSA | Federally-Regulated Consumer Product | Non-Weatherized, Non-Condensin | 1496 | 248 |  | 05/25/2023 | 75177 | 201707684 | 05/26/2023
Rheem Sales Company, Inc. | Ruud | R801CA100521MXA | Federally-Regulated Consumer Product | Non-Weatherized, Non-Condensin | 1812 | 262 |  | 05/25/2023 | 99863 | 203327154 | 05/26/2023
Rheem Sales Company, Inc. | Fujitsu | FF115245TT96M | Federally-Regulated Consumer Product | Non-Weatherized, Condensing Ga | 1935 | 280 | 280 | 01/20/2021 | 78711 | 10515073 | 05/26/2023
Rheem Sales Company, Inc. | Fujitsu | FF75174TT80M | Federally-Regulated Consumer Product | Non-Weatherized, Non-Condensin | 1884 | 265 |  | 01/20/2021 | 52545 | 204007904 | 05/26/2023
Rheem Sales Company, Inc. | Fujitsu | FF75174TS80X | Federally-Regulated Consumer Product | Non-Weatherized, Non-Condensin | 1496 | 248 | 248 | 01/20/2021 | 75177 | 10515029 | 05/26/2023
Rheem Sales Company, Inc. | Fujitsu | FF40173TS95M | Federally-Regulated Consumer Product | Non-Weatherized, Condensing Ga | 1107 | 244 |  | 05/25/2023 | 41877 | 10260149 | 05/26/2023
Rheem Sales Company, Inc. | Fujitsu | FF50143CS80X | Federally-Regulated Consumer Product | Non-Weatherized, Non-Condensin | 1388 | 184 | 243 | 01/20/2021 | 49660 | 203327190 | 05/26/2023
Rheem Sales Company, Inc. | Fujitsu | FF60173TS95M | Federally-Regulated Consumer Product | Non-Weatherized, Condensing Ga | 1156 | 246 |  | 05/25/2023 | 55624 | 10260150 | 05/26/2023
Rheem Sales Company, Inc. | Fujitsu | FF70173TT96M | Federally-Regulated Consumer Product | Non-Weatherized, Condensing Ga | 1321 | 253 | 253 | 01/20/2021 | 49242 | 10515070 | 05/26/2023
Rheem Sales Company, Inc. | Fujitsu | FF125245TS80Y | Federally-Regulated Consumer Product | Non-Weatherized, Non-Condensin | 1835 | 263 |  | 05/25/2023 | 124289 | 10515131 | 05/26/2023
Rheem Sales Company, Inc. | Fujitsu | FF100215TS80X | Federally-Regulated Consumer Product | Non-Weatherized, Non-Condensin | 1812 | 262 |  | 05/25/2023 | 99863 | 10515031 | 05/26/2023
Rheem Sales Company, Inc. | Fujitsu | FF75214TS80X | Federally-Regulated Consumer Product | Non-Weatherized, Non-Condensin | 1634 | 254 |  | 05/25/2023 | 75736 | 10515119 | 05/26/2023
Rheem Sales Company, Inc. | Fujitsu | FF40173TT96M | Federally-Regulated Consumer Product | Non-Weatherized, Condensing Ga | 1252 | 250 |  | 05/25/2023 | 29298 | 10515068 | 05/26/2023
Rheem Sales Company, Inc. | Fujitsu | FF50143TS80X | Federally-Regulated Consumer Product | Non-Weatherized, Non-Condensin | 1388 | 243 | 243 | 01/20/2021 | 49660 | 10357487 | 05/26/2023
Rheem Sales Company, Inc. | Fujitsu | FF100215CS80Y | Federally-Regulated Consumer Product | Non-Weatherized, Non-Condensin | 1895 | 265 |  | 05/25/2023 | 100302 | 203327204 | 05/26/2023
Rheem Sales Company, Inc. | Fujitsu | FF125245TS80D | Federally-Regulated Consumer Product | Non-Weatherized, Non-Condensin | 1835 | 263 |  | 05/25/2023 | 124289 | 10515130 | 05/26/2023
Rheem Sales Company, Inc. | Fujitsu | FF70173LM98U | Federally-Regulated Consumer Product | Non-Weatherized, Condensing Ga | 1162 | 246 |  | 05/25/2023 | 28246 | 202070558 | 05/26/2023
Rheem Sales Company, Inc. | Fujitsu | FF100215CS80D | Federally-Regulated Consumer Product | Non-Weatherized, Non-Condensin | 1895 | 265 |  | 05/25/2023 | 100302 | 203327203 | 05/26/2023
Rheem Sales Company, Inc. | Fujitsu | FF70173LT96M | Federally-Regulated Consumer Product | Non-Weatherized, Condensing Ga | 1290 | 252 |  | 05/25/2023 | 48940 | 10515135 | 05/26/2023
Rheem Sales Company, Inc. | Fujitsu | FF125245CS80M | Federally-Regulated Consumer Product | Non-Weatherized, Non-Condensin | 1991 | 270 |  | 05/25/2023 | 123598 | 203327197 | 05/26/2023
Rheem Sales Company, Inc. | Fujitsu | FF100215TS80D | Federally-Regulated Consumer Product | Non-Weatherized, Non-Condensin | 1895 | 265 |  | 05/25/2023 | 100302 | 10515128 | 05/26/2023
Rheem Sales Company, Inc. | Fujitsu | FF70215TS95M | Federally-Regulated Consumer Product | Non-Weatherized, Condensing Ga | 1983 | 279 | 282 | 01/20/2021 | 70360 | 203261710 | 05/26/2023
Rheem Sales Company, Inc. | Fujitsu | FF100215TS80M | Federally-Regulated Consumer Product | Non-Weatherized, Non-Condensin | 1812 | 262 | 262 | 01/20/2021 | 99863 | 10515030 | 05/26/2023
Rheem Sales Company, Inc. | Fujitsu | FF75174TS80M | Federally-Regulated Consumer Product | Non-Weatherized, Non-Condensin | 1496 | 248 | 248 | 01/20/2021 | 75177 | 10515028 | 05/26/2023
Rheem Sales Company, Inc. | Fujitsu | FF50143TT80M | Federally-Regulated Consumer Product | Non-Weatherized, Non-Condensin | 1260 | 237 |  | 01/20/2021 | 35654 | 204007902 | 05/26/2023
Rheem Sales Company, Inc. | Fujitsu | FF40173TS92M | Federally-Regulated Consumer Product | Non-Weatherized, Condensing Ga | 1107 | 244 |  | 05/25/2023 | 41877 | 10260137 | 05/26/2023
Rheem Sales Company, Inc. | Fujitsu | FF125245CS80D | Federally-Regulated Consumer Product | Non-Weatherized, Non-Condensin | 1835 | 263 | 263 | 01/20/2021 | 124289 | 203327205 | 05/26/2023
Rheem Sales Company, Inc. | Fujitsu | FF75214CS80M | Federally-Regulated Consumer Product | Non-Weatherized, Non-Condensin | 1634 | 254 | 254 | 01/20/2021 | 75736 | 203327193 | 05/26/2023
Rheem Sales Company, Inc. | Fujitsu | FF70215TT96M | Federally-Regulated Consumer Product | Non-Weatherized, Condensing Ga | 1854 | 277 |  | 05/25/2023 | 49250 | 203261712 | 05/26/2023
Rheem Sales Company, Inc. | Fujitsu | FF70215TS92M | Federally-Regulated Consumer Product | Non-Weatherized, Condensing Ga | 1983 | 282 | 282 | 01/20/2021 | 70360 | 203269554 | 05/26/2023
Rheem Sales Company, Inc. | Fujitsu | FF50143TT80X | Federally-Regulated Consumer Product | Non-Weatherized, Non-Condensin | 1260 | 237 |  | 05/25/2023 | 35654 | 204100499 | 05/26/2023
Rheem Sales Company, Inc. | Fujitsu | FF125245LT80M | Federally-Regulated Consumer Product | Non-Weatherized, Non-Condensin | 2073 | 273 |  | 05/25/2023 | 87500 | 10515040 | 05/26/2023
Rheem Sales Company, Inc. | Fujitsu | FF100215TS80Y | Federally-Regulated Consumer Product | Non-Weatherized, Non-Condensin | 1895 | 265 |  | 05/25/2023 | 100302 | 10515129 | 05/26/2023
Rheem Sales Company, Inc. | Fujitsu | FF60173LT96M | Federally-Regulated Consumer Product | Non-Weatherized, Condensing Ga | 1372 | 255 |  | 05/25/2023 | 37932 | 10515134 | 05/26/2023
Rheem Sales Company, Inc. | Fujitsu | FF50143TS80M | Federally-Regulated Consumer Product | Non-Weatherized, Non-Condensin | 1388 | 243 |  | 05/25/2023 | 49660 | 10357486 | 05/26/2023
Rheem Sales Company, Inc. | Fujitsu | FF70173TS92M | Federally-Regulated Consumer Product | Non-Weatherized, Condensing Ga | 1362 | 255 |  | 05/25/2023 | 69960 | 10260139 | 05/26/2023
Rheem Sales Company, Inc. | Fujitsu | FF100215TT80M | Federally-Regulated Consumer Product | Non-Weatherized, Non-Condensin | 1952 | 268 |  | 05/25/2023 | 70078 | 204007906 | 05/26/2023
Rheem Sales Company, Inc. | Fujitsu | FF50173LT80M | Federally-Regulated Consumer Product | Non-Weatherized, Non-Condensin | 1318 | 240 |  | 05/25/2023 | 35484 | 10357484 | 05/26/2023
Rheem Sales Company, Inc. | Fujitsu | FF100215LT80M | Federally-Regulated Consumer Product | Non-Weatherized, Non-Condensin | 1905 | 266 |  | 05/25/2023 | 70000 | 10515038 | 05/26/2023
Rheem Sales Company, Inc. | Fujitsu | FF60173TS92M | Federally-Regulated Consumer Product | Non-Weatherized, Condensing Ga | 1156 | 246 | 246 | 01/20/2021 | 55624 | 10260138 | 05/26/2023
Rheem Sales Company, Inc. | Fujitsu | FF75174CS80X | Federally-Regulated Consumer Product | Non-Weatherized, Non-Condensin | 1496 | 248 |  | 05/25/2023 | 75177 | 203327192 | 05/26/2023
Rheem Sales Company, Inc. | Fujitsu | FF100215LM97K | Federally-Regulated Consumer Product | Non-Weatherized, Condensing Ga | 1990 | 282 |  | 05/25/2023 | 39222 | 202070442 | 05/26/2023
Rheem Sales Company, Inc. | Fujitsu | FF85215TT96M | Federally-Regulated Consumer Product | Non-Weatherized, Condensing Ga | 2115 | 288 |  | 05/25/2023 | 58240 | 10515071 | 05/26/2023
Rheem Sales Company, Inc. | Fujitsu | FF85215LT96M | Federally-Regulated Consumer Product | Non-Weatherized, Condensing Ga | 1947 | 281 | 281 | 01/20/2021 | 58053 | 10515074 | 05/26/2023
Rheem Sales Company, Inc. | Fujitsu | FF75215CS80D | Federally-Regulated Consumer Product | Non-Weatherized, Non-Condensin | 1892 | 265 |  | 05/25/2023 | 99827 | 203327201 | 05/26/2023
Rheem Sales Company, Inc. | Fujitsu | FF75173TT80X | Federally-Regulated Consumer Product | Non-Weatherized, Non-Condensin | 1539 | 250 |  | 05/25/2023 | 52505 | 204100500 | 05/26/2023
Rheem Sales Company, Inc. | Fujitsu | FF100215TS92M | Federally-Regulated Consumer Product | Non-Weatherized, Condensing Ga | 2066 | 286 | 286 | 01/20/2021 | 98023 | 10260141 | 05/26/2023
Rheem Sales Company, Inc. | Fujitsu | FF115245TS95M | Federally-Regulated Consumer Product | Non-Weatherized, Condensing Ga | 2041 | 285 |  | 05/25/2023 | 111488 | 10260154 | 05/26/2023
Rheem Sales Company, Inc. | Fujitsu | FF85215TS92M | Federally-Regulated Consumer Product | Non-Weatherized, Condensing Ga | 1929 | 280 |  | 05/25/2023 | 84515 | 10260140 | 05/26/2023
Rheem Sales Company, Inc. | Fujitsu | FF100215CS80M | Federally-Regulated Consumer Product | Non-Weatherized, Non-Condensin | 1812 | 262 |  | 05/25/2023 | 99863 | 203327195 | 05/26/2023
Rheem Sales Company, Inc. | Fujitsu | FF75214TS80M | Federally-Regulated Consumer Product | Non-Weatherized, Non-Condensin | 1634 | 254 |  | 05/25/2023 | 75736 | 10515118 | 05/26/2023
Rheem Sales Company, Inc. | Fujitsu | FF100215TT96M | Federally-Regulated Consumer Product | Non-Weatherized, Condensing Ga | 1930 | 280 | 280 | 01/20/2021 | 69202 | 10515072 | 05/26/2023
Rheem Sales Company, Inc. | Fujitsu | FF85215LM97K | Federally-Regulated Consumer Product | Non-Weatherized, Condensing Ga | 2138 | 289 |  | 05/25/2023 | 33549 | 202070437 | 05/26/2023
Rheem Sales Company, Inc. | Fujitsu | FF60173LM97K | Federally-Regulated Consumer Product | Non-Weatherized, Condensing Ga | 1327 | 253 |  | 05/25/2023 | 22218 | 202070448 | 05/26/2023
Rheem Sales Company, Inc. | Fujitsu | FF60173LM98U | Federally-Regulated Consumer Product | Non-Weatherized, Condensing Ga | 1110 | 244 |  | 05/25/2023 | 22600 | 202070550 | 05/26/2023
Rheem Sales Company, Inc. | Fujitsu | FF100215LM98U | Federally-Regulated Consumer Product | Non-Weatherized, Condensing Ga | 2084 | 287 |  | 05/25/2023 | 39023 | 202070562 | 05/26/2023
Rheem Sales Company, Inc. | Fujitsu | FF125245CS80Y | Federally-Regulated Consumer Product | Non-Weatherized, Non-Condensin | 1835 | 263 |  | 05/25/2023 | 124289 | 203327206 | 05/26/2023
Rheem Sales Company, Inc. | Fujitsu | FF115245LM98U | Federally-Regulated Consumer Product | Non-Weatherized, Condensing Ga | 1971 | 282 |  | 05/25/2023 | 44499 | 202070567 | 05/26/2023
Rheem Sales Company, Inc. | Fujitsu | FF125245TT80M | Federally-Regulated Consumer Product | Non-Weatherized, Non-Condensin | 1899 | 266 |  | 01/20/2021 | 87546 | 204007907 | 05/26/2023
Rheem Sales Company, Inc. | Fujitsu | FF115245TS92M | Federally-Regulated Consumer Product | Non-Weatherized, Condensing Ga | 2041 | 285 | 285 | 01/20/2021 | 111488 | 10260142 | 05/26/2023
Rheem Sales Company, Inc. | Fujitsu | FF75174CS80M | Federally-Regulated Consumer Product | Non-Weatherized, Non-Condensin | 1496 | 248 |  | 05/25/2023 | 75177 | 203327191 | 05/26/2023
Rheem Sales Company, Inc. | Fujitsu | FF75173LT80M | Federally-Regulated Consumer Product | Non-Weatherized, Non-Condensin | 1458 | 246 |  | 05/25/2023 | 52564 | 10515034 | 05/26/2023
Rheem Sales Company, Inc. | Fujitsu | FF70173TS80Z | Federally-Regulated Consumer Product | Non-Weatherized, Non-Condensin | 1189 | 234 |  | 05/25/2023 | 70542 | 202132857 | 05/26/2023
Rheem Sales Company, Inc. | Fujitsu | FF100215LT96M | Federally-Regulated Consumer Product | Non-Weatherized, Condensing Ga | 1858 | 277 | 277 | 01/20/2021 | 68679 | 10515136 | 05/26/2023
Rheem Sales Company, Inc. | Fujitsu | FF75173TT80M | Federally-Regulated Consumer Product | Non-Weatherized, Non-Condensin | 1539 | 250 |  | 01/20/2021 | 52505 | 204007903 | 05/26/2023
Rheem Sales Company, Inc. | Fujitsu | FF60173TT96M | Federally-Regulated Consumer Product | Non-Weatherized, Condensing Ga | 1342 | 254 |  | 05/25/2023 | 39319 | 10515069 | 05/26/2023
Rheem Sales Company, Inc. | Fujitsu | FF85215LM98U | Federally-Regulated Consumer Product | Non-Weatherized, Condensing Ga | 2209 | 292 |  | 05/25/2023 | 33631 | 202070554 | 05/26/2023
Rheem Sales Company, Inc. | Fujitsu | FF75214CS80X | Federally-Regulated Consumer Product | Non-Weatherized, Non-Condensin | 1634 | 254 |  | 05/25/2023 | 75736 | 203327194 | 05/26/2023
Rheem Sales Company, Inc. | Fujitsu | FF70173LM97K | Federally-Regulated Consumer Product | Non-Weatherized, Condensing Ga | 1282 | 251 |  | 05/25/2023 | 28494 | 202070453 | 05/26/2023
Rheem Sales Company, Inc. | Fujitsu | FF100215CS80X | Federally-Regulated Consumer Product | Non-Weatherized, Non-Condensin | 1812 | 262 |  | 05/25/2023 | 99863 | 203327196 | 05/26/2023
Rheem Sales Company, Inc. | Fujitsu | FF125245TS80M | Federally-Regulated Consumer Product | Non-Weatherized, Non-Condensin | 1991 | 270 | 270 | 01/20/2021 | 123598 | 10515032 | 05/26/2023
Rheem Sales Company, Inc. | Fujitsu | FF75215CS80Y | Federally-Regulated Consumer Product | Non-Weatherized, Non-Condensin | 1892 | 265 |  | 05/25/2023 | 99827 | 203327202 | 05/26/2023
Rheem Sales Company, Inc. | Fujitsu | FF75214LT80M | Federally-Regulated Consumer Product | Non-Weatherized, Non-Condensin | 1718 | 258 |  | 05/25/2023 | 52500 | 10515036 | 05/26/2023
Rheem Sales Company, Inc. | Fujitsu | FF115245LM97K | Federally-Regulated Consumer Product | Non-Weatherized, Condensing Ga | 1959 | 281 |  | 05/25/2023 | 44459 | 202070458 | 05/26/2023
Rheem Sales Company, Inc. | Fujitsu | FF100215LT80Y | Federally-Regulated Consumer Product | Non-Weatherized, Non-Condensin | 2291 | 283 |  | 05/25/2023 | 70210 | 10515091 | 05/26/2023
Rheem Sales Company, Inc. | Fujitsu | FF150245TT80M | Federally-Regulated Consumer Product | Non-Weatherized, Non-Condensin | 2092 | 274 |  | 01/20/2021 | 104565 | 204007908 | 05/26/2023
Rheem Sales Company, Inc. | Fujitsu | FF70215LT96M | Federally-Regulated Consumer Product | Non-Weatherized, Condensing Ga | 1923 | 280 | 280 | 01/20/2021 | 49235 | 203261711 | 05/26/2023
Rheem Sales Company, Inc. | Fujitsu | FF125245TS80X | Federally-Regulated Consumer Product | Non-Weatherized, Non-Condensin | 1991 | 270 | 270 | 01/20/2021 | 123598 | 10515033 | 05/26/2023
Rheem Sales Company, Inc. | Fujitsu | FF125245CS80X | Federally-Regulated Consumer Product | Non-Weatherized, Non-Condensin | 1991 | 270 |  | 05/25/2023 | 123598 | 203327198 | 05/26/2023
Rheem Sales Company, Inc. | Fujitsu | FF75215TS80Y | Federally-Regulated Consumer Product | Non-Weatherized, Non-Condensin | 1883 | 265 |  | 05/25/2023 | 75029 | 10515121 | 05/26/2023
Rheem Sales Company, Inc. | Fujitsu | FF100174TT80M | Federally-Regulated Consumer Product | Non-Weatherized, Non-Condensin | 1730 | 258 |  | 01/20/2021 | 70020 | 204007905 | 05/26/2023
Rheem Sales Company, Inc. | Fujitsu | FF50173TS80Z | Federally-Regulated Consumer Product | Non-Weatherized, Non-Condensin | 1165 | 233 |  | 05/25/2023 | 49157 | 202132856 | 05/26/2023
Rheem Sales Company, Inc. | Fujitsu | FF75215TS80D | Federally-Regulated Consumer Product | Non-Weatherized, Non-Condensin | 1883 | 265 |  | 05/25/2023 | 75029 | 10515120 | 05/26/2023
Rheem Sales Company, Inc. | Rheem | R95TC0401317MSA | Federally-Regulated Consumer Product | Non-Weatherized, Condensing Ga | 1107 | 244 | 244 | 05/26/2023 | 41877 | 201711676 | 05/30/2023
Rheem Sales Company, Inc. | Rheem | R802TA050314MSA | Federally-Regulated Consumer Product | Non-Weatherized, Non-Condensin | 1260 | 237 |  | 05/26/2023 | 35654 | 204005882 | 05/30/2023
Rheem Sales Company, Inc. | Rheem | R802VA050317MSA | Federally-Regulated Consumer Product | Non-Weatherized, Non-Condensin | 1318 | 240 | 240 | 05/26/2023 | 35484 | 201709823 | 05/30/2023
Rheem Sales Company, Inc. | Rheem | R801CA075417MSA | Federally-Regulated Consumer Product | Non-Weatherized, Non-Condensin | 1496 | 248 | 248 | 05/26/2023 | 75177 | 203325258 | 05/30/2023
Rheem Sales Company, Inc. | Rheem | R92TA1151524MSA | Federally-Regulated Consumer Product | Non-Weatherized, Condensing Ga | 2041 | 285 | 285 | 05/26/2023 | 111488 | 201712987 | 05/30/2023
Rheem Sales Company, Inc. | Rheem | R802TA100521MSA | Federally-Regulated Consumer Product | Non-Weatherized, Non-Condensin | 1952 | 268 |  | 05/26/2023 | 70078 | 204005886 | 05/30/2023
Rheem Sales Company, Inc. | Rheem | R801TA075521ZSB | Federally-Regulated Consumer Product | Non-Weatherized, Non-Condensin | 1883 | 265 | 265 | 05/26/2023 | 75029 | 201710105 | 05/30/2023
Rheem Sales Company, Inc. | Rheem | R92TA0701521MSA | Federally-Regulated Consumer Product | Non-Weatherized, Condensing Ga | 1983 | 282 | 282 | 05/26/2023 | 70360 | 203269463 | 05/30/2023
Rheem Sales Company, Inc. | Rheem | R801CA075521ZSA | Federally-Regulated Consumer Product | Non-Weatherized, Non-Condensin | 1892 | 265 | 265 | 05/26/2023 | 99827 | 203325266 | 05/30/2023
Rheem Sales Company, Inc. | Rheem | R801CA100521ZSA | Federally-Regulated Consumer Product | Non-Weatherized, Non-Condensin | 1895 | 265 | 265 | 05/26/2023 | 100302 | 203326561 | 05/30/2023
Rheem Sales Company, Inc. | Mainline | ML801CA100521ZSA | Federally-Regulated Consumer Product | Non-Weatherized, Non-Condensin | 1895 | 265 |  | 05/26/2023 | 100302 | 203327239 | 05/30/2023
Rheem Sales Company, Inc. | Mainline | ML802TA100521MSA | Federally-Regulated Consumer Product | Non-Weatherized, Non-Condensin | 1952 | 268 |  | 05/26/2023 | 70078 | 204007891 | 05/30/2023
Rheem Sales Company, Inc. | Mainline | ML92TA0701521MSA | Federally-Regulated Consumer Product | Non-Weatherized, Condensing Ga | 1983 | 282 |  | 05/26/2023 | 70360 | 203269568 | 05/30/2023
Rheem Sales Company, Inc. | Mainline | ML801CA075417MSA | Federally-Regulated Consumer Product | Non-Weatherized, Non-Condensin | 1496 | 248 |  | 05/26/2023 | 75177 | 203327227 | 05/30/2023
Rheem Sales Company, Inc. | Mainline | ML801CA075521ZSA | Federally-Regulated Consumer Product | Non-Weatherized, Non-Condensin | 1892 | 265 |  | 05/26/2023 | 99827 | 203327237 | 05/30/2023
Rheem Sales Company, Inc. | Mainline | ML802VA050317MSA | Federally-Regulated Consumer Product | Non-Weatherized, Non-Condensin | 1318 | 240 | 240 | 05/26/2023 | 35484 | 10378080 | 05/30/2023
Rheem Sales Company, Inc. | Mainline | ML92TA1151524MSA | Federally-Regulated Consumer Product | Non-Weatherized, Condensing Ga | 2041 | 285 | 285 | 05/26/2023 | 111488 | 10378207 | 05/30/2023
Rheem Sales Company, Inc. | Mainline | ML95TC0401317MSA | Federally-Regulated Consumer Product | Non-Weatherized, Condensing Ga | 1107 | 244 | 244 | 05/26/2023 | 41877 | 10378165 | 05/30/2023
Rheem Sales Company, Inc. | Mainline | ML802TA050314MSA | Federally-Regulated Consumer Product | Non-Weatherized, Non-Condensin | 1260 | 237 |  | 05/26/2023 | 35654 | 204007887 | 05/30/2023
Rheem Sales Company, Inc. | Mainline | ML801TA075521ZSB | Federally-Regulated Consumer Product | Non-Weatherized, Non-Condensin | 1883 | 265 | 265 | 05/26/2023 | 75029 | 10378093 | 05/30/2023
Rheem Sales Company, Inc. | Thermal Zone | TZ95MSX040B30C | Federally-Regulated Consumer Product | Non-Weatherized, Condensing Ga | 1107 | 244 | 244 | 05/26/2023 | 41877 | 8934608 | 05/30/2023
Rheem Sales Company, Inc. | Thermal Zone | TZ80DSC100C50SA | Federally-Regulated Consumer Product | Non-Weatherized, Non-Condensin | 1895 | 265 | 265 | 05/26/2023 | 100302 | 203327221 | 05/30/2023
Rheem Sales Company, Inc. | Thermal Zone | TZ80MDX100C50SA | Federally-Regulated Consumer Product | Non-Weatherized, Non-Condensin | 1952 | 268 | 268 | 05/26/2023 | 70078 | 204007899 | 05/30/2023
Rheem Sales Company, Inc. | Thermal Zone | TZ80DSC075C50SA | Federally-Regulated Consumer Product | Non-Weatherized, Non-Condensin | 1892 | 265 | 265 | 05/26/2023 | 99827 | 203327219 | 05/30/2023
Rheem Sales Company, Inc. | Thermal Zone | TZ80MDV050B30SA | Federally-Regulated Consumer Product | Non-Weatherized, Non-Condensin | 1318 | 240 | 240 | 05/26/2023 | 35484 | 7979940 | 05/30/2023
Rheem Sales Company, Inc. | Thermal Zone | TZ80MDX050A30SA | Federally-Regulated Consumer Product | Non-Weatherized, Non-Condensin | 1260 | 237 | 237 | 05/26/2023 | 35654 | 204007895 | 05/30/2023
Rheem Sales Company, Inc. | Thermal Zone | TZ92MSX115D50A | Federally-Regulated Consumer Product | Non-Weatherized, Condensing Ga | 2041 | 285 | 285 | 05/26/2023 | 111488 | 9958620 | 05/30/2023
Rheem Sales Company, Inc. | Thermal Zone | TZ80MSC075B40SA | Federally-Regulated Consumer Product | Non-Weatherized, Non-Condensin | 1496 | 248 | 248 | 05/26/2023 | 75177 | 203327209 | 05/30/2023
Rheem Sales Company, Inc. | Thermal Zone | TZ92MSX070C50A | Federally-Regulated Consumer Product | Non-Weatherized, Condensing Ga | 1983 | 282 | 282 | 05/26/2023 | 70360 | 203269643 | 05/30/2023
Rheem Sales Company, Inc. | Ruud | R95TC0401317MSA | Federally-Regulated Consumer Product | Non-Weatherized, Condensing Ga | 1107 | 244 | 244 | 05/26/2023 | 41877 | 201711677 | 05/30/2023
Rheem Sales Company, Inc. | Ruud | R801CA075521ZSA | Federally-Regulated Consumer Product | Non-Weatherized, Non-Condensin | 1892 | 265 | 265 | 05/26/2023 | 99827 | 203327169 | 05/30/2023
Rheem Sales Company, Inc. | Ruud | R801CA100521ZSA | Federally-Regulated Consumer Product | Non-Weatherized, Non-Condensin | 1895 | 265 | 265 | 05/26/2023 | 100302 | 203327175 | 05/30/2023
Rheem Sales Company, Inc. | Ruud | R92TA0701521MSA | Federally-Regulated Consumer Product | Non-Weatherized, Condensing Ga | 1983 | 282 | 282 | 05/26/2023 | 70360 | 203269465 | 05/30/2023
Rheem Sales Company, Inc. | Ruud | R801TA075521ZSB | Federally-Regulated Consumer Product | Non-Weatherized, Non-Condensin | 1883 | 265 | 265 | 05/26/2023 | 75029 | 201710106 | 05/30/2023
Rheem Sales Company, Inc. | Ruud | R802TA100521MSA | Federally-Regulated Consumer Product | Non-Weatherized, Non-Condensin | 1952 | 268 |  | 05/26/2023 | 70078 | 204007878 | 05/30/2023
Rheem Sales Company, Inc. | Ruud | R92TA1151524MSA | Federally-Regulated Consumer Product | Non-Weatherized, Condensing Ga | 2041 | 285 | 285 | 05/26/2023 | 111488 | 201712988 | 05/30/2023
Rheem Sales Company, Inc. | Ruud | R801CA075417MSA | Federally-Regulated Consumer Product | Non-Weatherized, Non-Condensin | 1496 | 248 | 248 | 05/26/2023 | 75177 | 203327139 | 05/30/2023
Rheem Sales Company, Inc. | Ruud | R802TA050314MSA | Federally-Regulated Consumer Product | Non-Weatherized, Non-Condensin | 1260 | 237 |  | 05/26/2023 | 35654 | 204007866 | 05/30/2023
Johnson Controls, Inc. | CHAMPION HEATING AND COOLING | ZD-03*10A1******** | Federally-Regulated Consumer Product | Weatherized Non-Condensing Gas | 1591 | 269 |  | 05/25/2023 | 100000 | 204917569 | 06/01/2023
Johnson Controls, Inc. | CHAMPION HEATING AND COOLING | ZD-05*10A1******** | Federally-Regulated Consumer Product | Weatherized Non-Condensing Gas | 2253 | 298 |  | 05/25/2023 | 100000 | 203975763 | 06/01/2023
Johnson Controls, Inc. | CHAMPION HEATING AND COOLING | ZD-04*07A1******** | Federally-Regulated Consumer Product | Weatherized Non-Condensing Gas | 2163 | 294 |  | 05/25/2023 | 75000 | 203975761 | 06/01/2023
Nordyne, LLC | Airtemp | VG7SC-108*-T45D1 | Federally-Regulated Consumer Product | Non-Weatherized, Condensing Ga | 1956 | 281 |  | 05/25/2023 | 107378 | 205309150 | 06/01/2023
Nordyne, LLC | Airtemp | VG7TC-100D-E35CP | Federally-Regulated Consumer Product | Non-Weatherized, Condensing Ga | 1763 | 273 |  | 05/25/2023 | 64473 | 207465490 | 06/01/2023
Nordyne, LLC | Airtemp | VG7SC-120*-T45DP | Federally-Regulated Consumer Product | Non-Weatherized, Condensing Ga | 2047 | 272 |  | 05/25/2023 | 120160 | 207769517 | 06/01/2023
Nordyne, LLC | Airtemp | VG7SC-108*-T45DP | Federally-Regulated Consumer Product | Non-Weatherized, Condensing Ga | 1956 | 281 |  | 05/25/2023 | 107378 | 207769516 | 06/01/2023
Nordyne, LLC | Airtemp | VG7TC-060D-E24BP | Federally-Regulated Consumer Product | Non-Weatherized, Condensing Ga | 1222 | 249 |  | 05/25/2023 | 39014 | 207465488 | 06/01/2023
Nordyne, LLC | Airtemp | VG7SC-072*-T35CP | Federally-Regulated Consumer Product | Non-Weatherized, Condensing Ga | 1360 | 255 |  | 05/25/2023 | 72522 | 207769515 | 06/01/2023
Nordyne, LLC | Airtemp | VG7SC-038*-T23AP | Federally-Regulated Consumer Product | Non-Weatherized, Condensing Ga | 1252 | 250 |  | 05/25/2023 | 37844 | 207776276 | 06/01/2023
Nordyne, LLC | Airtemp | VG7TC-120D-E45DP | Federally-Regulated Consumer Product | Non-Weatherized, Condensing Ga | 2160 | 290 |  | 05/25/2023 | 77603 | 207465491 | 06/01/2023
Nordyne, LLC | Airtemp | VG7TC-080D-E35CP | Federally-Regulated Consumer Product | Non-Weatherized, Condensing Ga | 1686 | 269 |  | 05/25/2023 | 51925 | 207465489 | 06/01/2023
Nordyne, LLC | Airtemp | VG7SC-108*-T45D1 | Federally-Regulated Consumer Product | Non-Weatherized, Condensing Ga | 1956 | 281 |  | 06/01/2023 | 107378 | 205309150 | 06/01/2023
Nordyne, LLC | Airtemp | VG7TC-100D-E35CP | Federally-Regulated Consumer Product | Non-Weatherized, Condensing Ga | 1763 | 273 |  | 06/01/2023 | 64473 | 207465490 | 06/01/2023
Nordyne, LLC | Airtemp | VG7SC-120*-T45DP | Federally-Regulated Consumer Product | Non-Weatherized, Condensing Ga | 2047 | 272 |  | 06/01/2023 | 120160 | 207769517 | 06/01/2023
Nordyne, LLC | Airtemp | VG7SC-108*-T45DP | Federally-Regulated Consumer Product | Non-Weatherized, Condensing Ga | 1956 | 281 |  | 06/01/2023 | 107378 | 207769516 | 06/01/2023
Nordyne, LLC | Airtemp | VG7TC-060D-E24BP | Federally-Regulated Consumer Product | Non-Weatherized, Condensing Ga | 1222 | 249 |  | 06/01/2023 | 39014 | 207465488 | 06/01/2023
Nordyne, LLC | Airtemp | VG7SC-072*-T35CP | Federally-Regulated Consumer Product | Non-Weatherized, Condensing Ga | 1360 | 255 |  | 06/01/2023 | 72522 | 207769515 | 06/01/2023
Nordyne, LLC | Airtemp | VG7SC-038*-T23AP | Federally-Regulated Consumer Product | Non-Weatherized, Condensing Ga | 1252 | 250 |  | 06/01/2023 | 37844 | 207776276 | 06/01/2023
Nordyne, LLC | Airtemp | VG7TC-120D-E45DP | Federally-Regulated Consumer Product | Non-Weatherized, Condensing Ga | 2160 | 290 |  | 06/01/2023 | 77603 | 207465491 | 06/01/2023
Nordyne, LLC | Airtemp | VG7TC-080D-E35CP | Federally-Regulated Consumer Product | Non-Weatherized, Condensing Ga | 1686 | 269 |  | 06/01/2023 | 51925 | 207465489 | 06/01/2023
Nordyne, LLC | Moss Mechanical | FG7SC-072*-T35C* | Federally-Regulated Consumer Product | Non-Weatherized, Condensing Ga | 1360 | 255 |  | 05/25/2023 | 72522 | 208105421 | 06/01/2023
Nordyne, LLC | Moss Mechanical | FG7TC-120D-E45DP | Federally-Regulated Consumer Product | Non-Weatherized, Condensing Ga | 2160 | 290 |  | 05/25/2023 | 77603 | 208105508 | 06/01/2023
Nordyne, LLC | Moss Mechanical | KG7TC-080D-E35CP | Federally-Regulated Consumer Product | Non-Weatherized, Condensing Ga | 1686 | 269 |  | 05/25/2023 | 51925 | 208105463 | 06/01/2023
Nordyne, LLC | Moss Mechanical | FG7TC-060D-V24BP | Federally-Regulated Consumer Product | Non-Weatherized, Condensing Ga | 1339 | 254 |  | 05/25/2023 | 38422 | 208105462 | 06/01/2023
Nordyne, LLC | Moss Mechanical | FG7SC-108*-T45D* | Federally-Regulated Consumer Product | Non-Weatherized, Condensing Ga | 1956 | 281 |  | 05/25/2023 | 107378 | 208105419 | 06/01/2023
Nordyne, LLC | Moss Mechanical | KG7TC-060D-E24BP | Federally-Regulated Consumer Product | Non-Weatherized, Condensing Ga | 1222 | 249 |  | 05/25/2023 | 39014 | 208105461 | 06/01/2023
Nordyne, LLC | Moss Mechanical | FG7TC-080D-V35CP | Federally-Regulated Consumer Product | Non-Weatherized, Condensing Ga | 1873 | 277 |  | 05/25/2023 | 50261 | 208105464 | 06/01/2023
Nordyne, LLC | Moss Mechanical | FG7SC-038*-T23AP | Federally-Regulated Consumer Product | Non-Weatherized, Condensing Ga | 1252 | 250 |  | 05/25/2023 | 37844 | 208105489 | 06/01/2023
Nordyne, LLC | Moss Mechanical | FG7SC-054*-T24B* | Federally-Regulated Consumer Product | Non-Weatherized, Condensing Ga | 1537 | 263 |  | 05/25/2023 | 54478 | 208105413 | 06/01/2023
Nordyne, LLC | Moss Mechanical | FG7SC-120*-T45D* | Federally-Regulated Consumer Product | Non-Weatherized, Condensing Ga | 2047 | 272 |  | 05/25/2023 | 120160 | 208105416 | 06/01/2023
Nordyne, LLC | Moss Mechanical | KG7TC-120D-E45DP | Federally-Regulated Consumer Product | Non-Weatherized, Condensing Ga | 2160 | 290 |  | 05/25/2023 | 77603 | 208105467 | 06/01/2023
Nordyne, LLC | Moss Mechanical | KG7TC-100D-E35CP | Federally-Regulated Consumer Product | Non-Weatherized, Condensing Ga | 1763 | 273 |  | 05/25/2023 | 64473 | 208105465 | 06/01/2023
Nordyne, LLC | Moss Mechanical | FG7TC-100D-V35CP | Federally-Regulated Consumer Product | Non-Weatherized, Condensing Ga | 1826 | 275 |  | 05/25/2023 | 64473 | 208105466 | 06/01/2023
Nordyne, LLC | Broan | FG7TC-100D-V35CP | Federally-Regulated Consumer Product | Non-Weatherized, Condensing Ga | 1826 | 275 |  | 05/25/2023 | 64473 | 207456131 | 06/01/2023
Nordyne, LLC | Broan | KG7TC-060D-E24BP | Federally-Regulated Consumer Product | Non-Weatherized, Condensing Ga | 1222 | 249 |  | 05/25/2023 | 39014 | 207456107 | 06/01/2023
Nordyne, LLC | Broan | KG7TC-120D-E45DP | Federally-Regulated Consumer Product | Non-Weatherized, Condensing Ga | 2160 | 290 |  | 05/25/2023 | 77603 | 207456136 | 06/01/2023
Nordyne, LLC | Broan | FG7TC-080D-V35CP | Federally-Regulated Consumer Product | Non-Weatherized, Condensing Ga | 1873 | 277 |  | 05/25/2023 | 50261 | 207456121 | 06/01/2023
Nordyne, LLC | Broan | FG7SC-120*-T45D* | Federally-Regulated Consumer Product | Non-Weatherized, Condensing Ga | 2047 | 272 |  | 05/25/2023 | 120160 | 205147068 | 06/01/2023
Nordyne, LLC | Broan | KG7SC-120*-T45D* | Federally-Regulated Consumer Product | Non-Weatherized, Condensing Ga | 2047 | 272 |  | 05/25/2023 | 120160 | 205147071 | 06/01/2023
Nordyne, LLC | Broan | FG7TC-060D-V24BP | Federally-Regulated Consumer Product | Non-Weatherized, Condensing Ga | 1339 | 254 |  | 05/25/2023 | 38422 | 207456111 | 06/01/2023
Nordyne, LLC | Broan | KG7TC-100D-E35CP | Federally-Regulated Consumer Product | Non-Weatherized, Condensing Ga | 1763 | 273 |  | 05/25/2023 | 64473 | 207456127 | 06/01/2023
Nordyne, LLC | Broan | KG7TC-080D-E35CP | Federally-Regulated Consumer Product | Non-Weatherized, Condensing Ga | 1686 | 269 |  | 05/25/2023 | 51925 | 207456117 | 06/01/2023
Nordyne, LLC | Broan | FG7SC-038*-T23AP | Federally-Regulated Consumer Product | Non-Weatherized, Condensing Ga | 1252 | 250 |  | 05/25/2023 | 37844 | 207456241 | 06/01/2023
Nordyne, LLC | Broan | KG7SC-038*-T23AP | Federally-Regulated Consumer Product | Non-Weatherized, Condensing Ga | 1252 | 250 |  | 05/25/2023 | 37844 | 207456244 | 06/01/2023
Nordyne, LLC | Moss Mechanical | FG7SC-072*-T35C* | Federally-Regulated Consumer Product | Non-Weatherized, Condensing Ga | 1360 | 255 |  | 06/01/2023 | 72522 | 208105421 | 06/01/2023
Nordyne, LLC | Moss Mechanical | FG7TC-120D-E45DP | Federally-Regulated Consumer Product | Non-Weatherized, Condensing Ga | 2160 | 290 |  | 06/01/2023 | 77603 | 208105508 | 06/01/2023
Nordyne, LLC | Moss Mechanical | KG7TC-080D-E35CP | Federally-Regulated Consumer Product | Non-Weatherized, Condensing Ga | 1686 | 269 |  | 06/01/2023 | 51925 | 208105463 | 06/01/2023
Nordyne, LLC | Moss Mechanical | FG7TC-060D-V24BP | Federally-Regulated Consumer Product | Non-Weatherized, Condensing Ga | 1339 | 254 |  | 06/01/2023 | 38422 | 208105462 | 06/01/2023
Nordyne, LLC | Moss Mechanical | FG7SC-108*-T45D* | Federally-Regulated Consumer Product | Non-Weatherized, Condensing Ga | 1956 | 281 |  | 06/01/2023 | 107378 | 208105419 | 06/01/2023
Nordyne, LLC | Moss Mechanical | KG7TC-060D-E24BP | Federally-Regulated Consumer Product | Non-Weatherized, Condensing Ga | 1222 | 249 |  | 06/01/2023 | 39014 | 208105461 | 06/01/2023
Nordyne, LLC | Moss Mechanical | FG7TC-080D-V35CP | Federally-Regulated Consumer Product | Non-Weatherized, Condensing Ga | 1873 | 277 |  | 06/01/2023 | 50261 | 208105464 | 06/01/2023
Nordyne, LLC | Moss Mechanical | FG7SC-038*-T23AP | Federally-Regulated Consumer Product | Non-Weatherized, Condensing Ga | 1252 | 250 |  | 06/01/2023 | 37844 | 208105489 | 06/01/2023
Nordyne, LLC | Moss Mechanical | FG7SC-054*-T24B* | Federally-Regulated Consumer Product | Non-Weatherized, Condensing Ga | 1537 | 263 |  | 06/01/2023 | 54478 | 208105413 | 06/01/2023
Nordyne, LLC | Moss Mechanical | FG7SC-120*-T45D* | Federally-Regulated Consumer Product | Non-Weatherized, Condensing Ga | 2047 | 272 |  | 06/01/2023 | 120160 | 208105416 | 06/01/2023
Nordyne, LLC | Moss Mechanical | KG7TC-120D-E45DP | Federally-Regulated Consumer Product | Non-Weatherized, Condensing Ga | 2160 | 290 |  | 06/01/2023 | 77603 | 208105467 | 06/01/2023
Nordyne, LLC | Moss Mechanical | KG7TC-100D-E35CP | Federally-Regulated Consumer Product | Non-Weatherized, Condensing Ga | 1763 | 273 |  | 06/01/2023 | 64473 | 208105465 | 06/01/2023
Nordyne, LLC | Moss Mechanical | FG7TC-100D-V35CP | Federally-Regulated Consumer Product | Non-Weatherized, Condensing Ga | 1826 | 275 |  | 06/01/2023 | 64473 | 208105466 | 06/01/2023
Nordyne, LLC | Broan | FG7TC-100D-V35CP | Federally-Regulated Consumer Product | Non-Weatherized, Condensing Ga | 1826 | 275 |  | 06/01/2023 | 64473 | 207456131 | 06/01/2023
Nordyne, LLC | Broan | KG7TC-060D-E24BP | Federally-Regulated Consumer Product | Non-Weatherized, Condensing Ga | 1222 | 249 |  | 06/01/2023 | 39014 | 207456107 | 06/01/2023
Nordyne, LLC | Broan | KG7TC-120D-E45DP | Federally-Regulated Consumer Product | Non-Weatherized, Condensing Ga | 2160 | 290 |  | 06/01/2023 | 77603 | 207456136 | 06/01/2023
Nordyne, LLC | Broan | FG7TC-080D-V35CP | Federally-Regulated Consumer Product | Non-Weatherized, Condensing Ga | 1873 | 277 |  | 06/01/2023 | 50261 | 207456121 | 06/01/2023
Nordyne, LLC | Broan | FG7SC-120*-T45D* | Federally-Regulated Consumer Product | Non-Weatherized, Condensing Ga | 2047 | 272 |  | 06/01/2023 | 120160 | 205147068 | 06/01/2023
Nordyne, LLC | Broan | KG7SC-120*-T45D* | Federally-Regulated Consumer Product | Non-Weatherized, Condensing Ga | 2047 | 272 |  | 05/25/2023 | 120160 | 205147071 | 06/01/2023
Nordyne, LLC | Broan | FG7TC-060D-V24BP | Federally-Regulated Consumer Product | Non-Weatherized, Condensing Ga | 1339 | 254 |  | 06/01/2023 | 38422 | 207456111 | 06/01/2023
Nordyne, LLC | Broan | KG7TC-100D-E35CP | Federally-Regulated Consumer Product | Non-Weatherized, Condensing Ga | 1763 | 273 |  | 06/01/2023 | 64473 | 207456127 | 06/01/2023
Nordyne, LLC | Broan | KG7TC-080D-E35CP | Federally-Regulated Consumer Product | Non-Weatherized, Condensing Ga | 1686 | 269 |  | 05/25/2023 | 51925 | 207456117 | 06/01/2023
Nordyne, LLC | Broan | FG7SC-038*-T23AP | Federally-Regulated Consumer Product | Non-Weatherized, Condensing Ga | 1252 | 250 |  | 06/01/2023 | 37844 | 207456241 | 06/01/2023
Nordyne, LLC | Broan | KG7SC-038*-T23AP | Federally-Regulated Consumer Product | Non-Weatherized, Condensing Ga | 1252 | 250 |  | 06/01/2023 | 37844 | 207456244 | 06/01/2023
Nordyne, LLC | Frigidaire | FG7TC-120D-E45DP | Federally-Regulated Consumer Product | Non-Weatherized, Condensing Ga | 2160 | 290 |  | 05/25/2023 | 77603 | 207769469 | 06/01/2023
Nordyne, LLC | Frigidaire | KG7TC-120D-E45DP | Federally-Regulated Consumer Product | Non-Weatherized, Condensing Ga | 2160 | 290 |  | 05/25/2023 | 77603 | 207456137 | 06/01/2023
Nordyne, LLC | Frigidaire | FG7TC-060D-V24BP | Federally-Regulated Consumer Product | Non-Weatherized, Condensing Ga | 1339 | 254 |  | 05/25/2023 | 38422 | 207456112 | 06/01/2023
Nordyne, LLC | Frigidaire | FG7SC-120*-T45D* | Federally-Regulated Consumer Product | Non-Weatherized, Condensing Ga | 2047 | 272 |  | 05/25/2023 | 120160 | 205147069 | 06/01/2023
Nordyne, LLC | Frigidaire | KG7TC-060D-E24BP | Federally-Regulated Consumer Product | Non-Weatherized, Condensing Ga | 1222 | 249 |  | 05/25/2023 | 39014 | 207456108 | 06/01/2023
Nordyne, LLC | Frigidaire | FG7TC-080D-V35CP | Federally-Regulated Consumer Product | Non-Weatherized, Condensing Ga | 1873 | 277 |  | 05/25/2023 | 50261 | 207456122 | 06/01/2023
Nordyne, LLC | Frigidaire | FG7SC-108*-T45D* | Federally-Regulated Consumer Product | Non-Weatherized, Condensing Ga | 1956 | 281 |  | 05/25/2023 | 107378 | 205234651 | 06/01/2023
Nordyne, LLC | Frigidaire | FG7TC-100D-V35CP | Federally-Regulated Consumer Product | Non-Weatherized, Condensing Ga | 1826 | 275 |  | 05/25/2023 | 64473 | 207456132 | 06/01/2023
Nordyne, LLC | Frigidaire | KG7TC-080D-E35CP | Federally-Regulated Consumer Product | Non-Weatherized, Condensing Ga | 1686 | 269 |  | 05/25/2023 | 51925 | 207456118 | 06/01/2023
Nordyne, LLC | Frigidaire | FG7SC-038*-T23AP | Federally-Regulated Consumer Product | Non-Weatherized, Condensing Ga | 1252 | 250 |  | 05/25/2023 | 37844 | 207456242 | 06/01/2023
Nordyne, LLC | Frigidaire | KG7TC-100D-E35CP | Federally-Regulated Consumer Product | Non-Weatherized, Condensing Ga | 1763 | 273 |  | 05/25/2023 | 64473 | 207456128 | 06/01/2023
Nordyne, LLC | All Pro | VG7SC-072*-T35C1 | Federally-Regulated Consumer Product | Non-Weatherized, Condensing Ga | 1360 | 255 |  | 05/25/2023 | 72522 | 207192202 | 06/01/2023
Nordyne, LLC | All Pro | VG7SC-108*-T45D1 | Federally-Regulated Consumer Product | Non-Weatherized, Condensing Ga | 1956 | 281 |  | 05/25/2023 | 107378 | 207192200 | 06/01/2023
Nordyne, LLC | All Pro | VG7SC-054*-T24B* | Federally-Regulated Consumer Product | Non-Weatherized, Condensing Ga | 1537 | 263 |  | 05/25/2023 | 54478 | 207192237 | 06/01/2023
Nordyne, LLC | All Pro | VG7SC-120*-T45D1 | Federally-Regulated Consumer Product | Non-Weatherized, Condensing Ga | 2047 | 272 |  | 05/25/2023 | 120160 | 207192196 | 06/01/2023
Nordyne, LLC | Frigidaire | FG7TC-120D-E45DP | Federally-Regulated Consumer Product | Non-Weatherized, Condensing Ga | 2160 | 290 |  | 06/01/2023 | 77603 | 207769469 | 06/01/2023
Nordyne, LLC | Frigidaire | KG7TC-120D-E45DP | Federally-Regulated Consumer Product | Non-Weatherized, Condensing Ga | 2160 | 290 |  | 06/01/2023 | 77603 | 207456137 | 06/01/2023
Nordyne, LLC | Frigidaire | FG7TC-060D-V24BP | Federally-Regulated Consumer Product | Non-Weatherized, Condensing Ga | 1339 | 254 |  | 06/01/2023 | 38422 | 207456112 | 06/01/2023
Nordyne, LLC | Frigidaire | FG7SC-120*-T45D* | Federally-Regulated Consumer Product | Non-Weatherized, Condensing Ga | 2047 | 272 |  | 06/01/2023 | 120160 | 205147069 | 06/01/2023
Nordyne, LLC | Frigidaire | KG7TC-060D-E24BP | Federally-Regulated Consumer Product | Non-Weatherized, Condensing Ga | 1222 | 249 |  | 05/25/2023 | 39014 | 207456108 | 06/01/2023
Nordyne, LLC | Frigidaire | FG7TC-080D-V35CP | Federally-Regulated Consumer Product | Non-Weatherized, Condensing Ga | 1873 | 277 |  | 06/01/2023 | 50261 | 207456122 | 06/01/2023
Nordyne, LLC | Frigidaire | FG7SC-108*-T45D* | Federally-Regulated Consumer Product | Non-Weatherized, Condensing Ga | 1956 | 281 |  | 06/01/2023 | 107378 | 205234651 | 06/01/2023
Nordyne, LLC | Frigidaire | FG7TC-100D-V35CP | Federally-Regulated Consumer Product | Non-Weatherized, Condensing Ga | 1826 | 275 |  | 05/25/2023 | 64473 | 207456132 | 06/01/2023
Nordyne, LLC | Frigidaire | KG7TC-080D-E35CP | Federally-Regulated Consumer Product | Non-Weatherized, Condensing Ga | 1686 | 269 |  | 06/01/2023 | 51925 | 207456118 | 06/01/2023
Nordyne, LLC | Frigidaire | FG7SC-038*-T23AP | Federally-Regulated Consumer Product | Non-Weatherized, Condensing Ga | 1252 | 250 |  | 06/01/2023 | 37844 | 207456242 | 06/01/2023
Nordyne, LLC | Frigidaire | KG7TC-100D-E35CP | Federally-Regulated Consumer Product | Non-Weatherized, Condensing Ga | 1763 | 273 |  | 06/01/2023 | 64473 | 207456128 | 06/01/2023
Nordyne, LLC | All Pro | VG7SC-072*-T35C1 | Federally-Regulated Consumer Product | Non-Weatherized, Condensing Ga | 1360 | 255 |  | 06/01/2023 | 72522 | 207192202 | 06/01/2023
Nordyne, LLC | All Pro | VG7SC-108*-T45D1 | Federally-Regulated Consumer Product | Non-Weatherized, Condensing Ga | 1956 | 281 |  | 06/01/2023 | 107378 | 207192200 | 06/01/2023
Nordyne, LLC | All Pro | VG7SC-054*-T24B* | Federally-Regulated Consumer Product | Non-Weatherized, Condensing Ga | 1537 | 263 |  | 06/01/2023 | 54478 | 207192237 | 06/01/2023
Nordyne, LLC | All Pro | VG7SC-120*-T45D1 | Federally-Regulated Consumer Product | Non-Weatherized, Condensing Ga | 2047 | 272 |  | 06/01/2023 | 120160 | 207192196 | 06/01/2023
Nordyne, LLC | Moss Mechanical | FG7SC-072*-T35C* | Federally-Regulated Consumer Product | Non-Weatherized, Condensing Ga | 1360 | 255 |  | 06/01/2023 | 72522 | 208105421 | 06/01/2023
Nordyne, LLC | Moss Mechanical | FG7TC-120D-E45DP | Federally-Regulated Consumer Product | Non-Weatherized, Condensing Ga | 2160 | 290 |  | 06/01/2023 | 77603 | 208105508 | 06/01/2023
Nordyne, LLC | Moss Mechanical | KG7TC-080D-E35CP | Federally-Regulated Consumer Product | Non-Weatherized, Condensing Ga | 1686 | 269 |  | 06/01/2023 | 51925 | 208105463 | 06/01/2023
Nordyne, LLC | Moss Mechanical | FG7TC-060D-V24BP | Federally-Regulated Consumer Product | Non-Weatherized, Condensing Ga | 1339 | 254 |  | 06/01/2023 | 38422 | 208105462 | 06/01/2023
Nordyne, LLC | Moss Mechanical | FG7SC-108*-T45D* | Federally-Regulated Consumer Product | Non-Weatherized, Condensing Ga | 1956 | 281 |  | 06/01/2023 | 107378 | 208105419 | 06/01/2023
Nordyne, LLC | Moss Mechanical | KG7TC-060D-E24BP | Federally-Regulated Consumer Product | Non-Weatherized, Condensing Ga | 1222 | 249 |  | 06/01/2023 | 39014 | 208105461 | 06/01/2023
Nordyne, LLC | Moss Mechanical | FG7TC-080D-V35CP | Federally-Regulated Consumer Product | Non-Weatherized, Condensing Ga | 1873 | 277 |  | 06/01/2023 | 50261 | 208105464 | 06/01/2023
Nordyne, LLC | Moss Mechanical | FG7SC-038*-T23AP | Federally-Regulated Consumer Product | Non-Weatherized, Condensing Ga | 1252 | 250 |  | 06/01/2023 | 37844 | 208105489 | 06/01/2023
Nordyne, LLC | Moss Mechanical | FG7SC-054*-T24B* | Federally-Regulated Consumer Product | Non-Weatherized, Condensing Ga | 1537 | 263 |  | 06/01/2023 | 54478 | 208105413 | 06/01/2023
Nordyne, LLC | Moss Mechanical | FG7SC-120*-T45D* | Federally-Regulated Consumer Product | Non-Weatherized, Condensing Ga | 2047 | 272 |  | 06/01/2023 | 120160 | 208105416 | 06/01/2023
Nordyne, LLC | Moss Mechanical | KG7TC-120D-E45DP | Federally-Regulated Consumer Product | Non-Weatherized, Condensing Ga | 2160 | 290 |  | 06/01/2023 | 77603 | 208105467 | 06/01/2023
Nordyne, LLC | Moss Mechanical | KG7TC-100D-E35CP | Federally-Regulated Consumer Product | Non-Weatherized, Condensing Ga | 1763 | 273 |  | 06/01/2023 | 64473 | 208105465 | 06/01/2023
Nordyne, LLC | Moss Mechanical | FG7TC-100D-V35CP | Federally-Regulated Consumer Product | Non-Weatherized, Condensing Ga | 1826 | 275 |  | 06/01/2023 | 64473 | 208105466 | 06/01/2023
Nordyne, LLC | Frigidaire | FG7TC-120D-E45DP | Federally-Regulated Consumer Product | Non-Weatherized, Condensing Ga | 2160 | 290 |  | 06/01/2023 | 77603 | 207769469 | 06/01/2023
Nordyne, LLC | Frigidaire | KG7TC-120D-E45DP | Federally-Regulated Consumer Product | Non-Weatherized, Condensing Ga | 2160 | 290 |  | 06/01/2023 | 77603 | 207456137 | 06/01/2023
Nordyne, LLC | Frigidaire | FG7TC-060D-V24BP | Federally-Regulated Consumer Product | Non-Weatherized, Condensing Ga | 1339 | 254 |  | 06/01/2023 | 38422 | 207456112 | 06/01/2023
Nordyne, LLC | Frigidaire | FG7SC-120*-T45D* | Federally-Regulated Consumer Product | Non-Weatherized, Condensing Ga | 2047 | 272 |  | 06/01/2023 | 120160 | 205147069 | 06/01/2023
Nordyne, LLC | Frigidaire | KG7TC-060D-E24BP | Federally-Regulated Consumer Product | Non-Weatherized, Condensing Ga | 1222 | 249 |  | 06/01/2023 | 39014 | 207456108 | 06/01/2023
Nordyne, LLC | Frigidaire | FG7TC-080D-V35CP | Federally-Regulated Consumer Product | Non-Weatherized, Condensing Ga | 1873 | 277 |  | 06/01/2023 | 50261 | 207456122 | 06/01/2023
Nordyne, LLC | Frigidaire | FG7SC-108*-T45D* | Federally-Regulated Consumer Product | Non-Weatherized, Condensing Ga | 1956 | 281 |  | 06/01/2023 | 107378 | 205234651 | 06/01/2023
Nordyne, LLC | Frigidaire | FG7TC-100D-V35CP | Federally-Regulated Consumer Product | Non-Weatherized, Condensing Ga | 1826 | 275 |  | 06/01/2023 | 64473 | 207456132 | 06/01/2023
Nordyne, LLC | Frigidaire | KG7TC-080D-E35CP | Federally-Regulated Consumer Product | Non-Weatherized, Condensing Ga | 1686 | 269 |  | 06/01/2023 | 51925 | 207456118 | 06/01/2023
Nordyne, LLC | Frigidaire | FG7SC-038*-T23AP | Federally-Regulated Consumer Product | Non-Weatherized, Condensing Ga | 1252 | 250 |  | 06/01/2023 | 37844 | 207456242 | 06/01/2023
Nordyne, LLC | Frigidaire | KG7TC-100D-E35CP | Federally-Regulated Consumer Product | Non-Weatherized, Condensing Ga | 1763 | 273 |  | 06/01/2023 | 64473 | 207456128 | 06/01/2023
Nordyne, LLC | Airtemp | VG7SC-108*-T45D1 | Federally-Regulated Consumer Product | Non-Weatherized, Condensing Ga | 1956 | 281 |  | 06/01/2023 | 107378 | 205309150 | 06/01/2023
Nordyne, LLC | Airtemp | VG7TC-100D-E35CP | Federally-Regulated Consumer Product | Non-Weatherized, Condensing Ga | 1763 | 273 |  | 06/01/2023 | 64473 | 207465490 | 06/01/2023
Nordyne, LLC | Airtemp | VG7SC-120*-T45DP | Federally-Regulated Consumer Product | Non-Weatherized, Condensing Ga | 2047 | 272 |  | 06/01/2023 | 120160 | 207769517 | 06/01/2023
Nordyne, LLC | Airtemp | VG7SC-108*-T45DP | Federally-Regulated Consumer Product | Non-Weatherized, Condensing Ga | 1956 | 281 |  | 06/01/2023 | 107378 | 207769516 | 06/01/2023
Nordyne, LLC | Airtemp | VG7TC-060D-E24BP | Federally-Regulated Consumer Product | Non-Weatherized, Condensing Ga | 1222 | 249 |  | 06/01/2023 | 39014 | 207465488 | 06/01/2023
Nordyne, LLC | Airtemp | VG7SC-072*-T35CP | Federally-Regulated Consumer Product | Non-Weatherized, Condensing Ga | 1360 | 255 |  | 06/01/2023 | 72522 | 207769515 | 06/01/2023
Nordyne, LLC | Airtemp | VG7SC-038*-T23AP | Federally-Regulated Consumer Product | Non-Weatherized, Condensing Ga | 1252 | 250 |  | 06/01/2023 | 37844 | 207776276 | 06/01/2023
Nordyne, LLC | Airtemp | VG7TC-120D-E45DP | Federally-Regulated Consumer Product | Non-Weatherized, Condensing Ga | 2160 | 290 |  | 06/01/2023 | 77603 | 207465491 | 06/01/2023
Nordyne, LLC | Airtemp | VG7TC-080D-E35CP | Federally-Regulated Consumer Product | Non-Weatherized, Condensing Ga | 1686 | 269 |  | 06/01/2023 | 51925 | 207465489 | 06/01/2023
Nordyne, LLC | Broan | FG7TC-100D-V35CP | Federally-Regulated Consumer Product | Non-Weatherized, Condensing Ga | 1826 | 275 |  | 06/01/2023 | 64473 | 207456131 | 06/01/2023
Nordyne, LLC | Broan | KG7TC-060D-E24BP | Federally-Regulated Consumer Product | Non-Weatherized, Condensing Ga | 1222 | 249 |  | 06/01/2023 | 39014 | 207456107 | 06/01/2023
Nordyne, LLC | Broan | KG7TC-120D-E45DP | Federally-Regulated Consumer Product | Non-Weatherized, Condensing Ga | 2160 | 290 |  | 06/01/2023 | 77603 | 207456136 | 06/01/2023
Nordyne, LLC | Broan | FG7TC-080D-V35CP | Federally-Regulated Consumer Product | Non-Weatherized, Condensing Ga | 1873 | 277 |  | 06/01/2023 | 50261 | 207456121 | 06/01/2023
Nordyne, LLC | Broan | FG7SC-120*-T45D* | Federally-Regulated Consumer Product | Non-Weatherized, Condensing Ga | 2047 | 272 |  | 06/01/2023 | 120160 | 205147068 | 06/01/2023
Nordyne, LLC | Broan | KG7SC-120*-T45D* | Federally-Regulated Consumer Product | Non-Weatherized, Condensing Ga | 2047 | 272 |  | 06/01/2023 | 120160 | 205147071 | 06/01/2023
Nordyne, LLC | Broan | FG7TC-060D-V24BP | Federally-Regulated Consumer Product | Non-Weatherized, Condensing Ga | 1339 | 254 |  | 06/01/2023 | 38422 | 207456111 | 06/01/2023
Nordyne, LLC | Broan | KG7TC-100D-E35CP | Federally-Regulated Consumer Product | Non-Weatherized, Condensing Ga | 1763 | 273 |  | 06/01/2023 | 64473 | 207456127 | 06/01/2023
Nordyne, LLC | Broan | KG7TC-080D-E35CP | Federally-Regulated Consumer Product | Non-Weatherized, Condensing Ga | 1686 | 269 |  | 06/01/2023 | 51925 | 207456117 | 06/01/2023
Nordyne, LLC | Broan | FG7SC-038*-T23AP | Federally-Regulated Consumer Product | Non-Weatherized, Condensing Ga | 1252 | 250 |  | 06/01/2023 | 37844 | 207456241 | 06/01/2023
Nordyne, LLC | Broan | KG7SC-038*-T23AP | Federally-Regulated Consumer Product | Non-Weatherized, Condensing Ga | 1252 | 250 |  | 06/01/2023 | 37844 | 207456244 | 06/01/2023
Nordyne, LLC | All Pro | VG7SC-072*-T35C1 | Federally-Regulated Consumer Product | Non-Weatherized, Condensing Ga | 1360 | 255 |  | 06/01/2023 | 72522 | 207192202 | 06/01/2023
Nordyne, LLC | All Pro | VG7SC-108*-T45D1 | Federally-Regulated Consumer Product | Non-Weatherized, Condensing Ga | 1956 | 281 |  | 06/01/2023 | 107378 | 207192200 | 06/01/2023
Nordyne, LLC | All Pro | VG7SC-054*-T24B* | Federally-Regulated Consumer Product | Non-Weatherized, Condensing Ga | 1537 | 263 |  | 06/01/2023 | 54478 | 207192237 | 06/01/2023
Nordyne, LLC | All Pro | VG7SC-120*-T45D1 | Federally-Regulated Consumer Product | Non-Weatherized, Condensing Ga | 2047 | 272 |  | 06/01/2023 | 120160 | 207192196 | 06/01/2023
Nordyne, LLC | Intertherm | FG7TC-080D-V35CP | Federally-Regulated Consumer Product | Non-Weatherized, Condensing Ga | 1873 | 277 |  | 05/25/2023 | 50261 | 207456123 | 06/01/2023
Nordyne, LLC | Intertherm | FG7TC-060D-V24BP | Federally-Regulated Consumer Product | Non-Weatherized, Condensing Ga | 1339 | 254 |  | 05/25/2023 | 38422 | 207456113 | 06/01/2023
Nordyne, LLC | Intertherm | FG7TC-100D-V35CP | Federally-Regulated Consumer Product | Non-Weatherized, Condensing Ga | 1826 | 275 |  | 05/25/2023 | 64473 | 207456133 | 06/01/2023
Nordyne, LLC | AC PRO | KG7SC-054*-T24B* | Federally-Regulated Consumer Product | Non-Weatherized, Condensing Ga | 1537 | 263 |  | 05/25/2023 | 54478 | 204762174 | 06/01/2023
Nordyne, LLC | Intertherm | FG7TC-080D-V35CP | Federally-Regulated Consumer Product | Non-Weatherized, Condensing Ga | 1873 | 277 |  | 06/01/2023 | 50261 | 207456123 | 06/01/2023
Nordyne, LLC | Intertherm | FG7TC-060D-V24BP | Federally-Regulated Consumer Product | Non-Weatherized, Condensing Ga | 1339 | 254 |  | 06/01/2023 | 38422 | 207456113 | 06/01/2023
Nordyne, LLC | Intertherm | FG7TC-100D-V35CP | Federally-Regulated Consumer Product | Non-Weatherized, Condensing Ga | 1826 | 275 |  | 06/01/2023 | 64473 | 207456133 | 06/01/2023
Rheem Sales Company, Inc. | Mainline | MP802TA100417MSA | Federally-Regulated Consumer Product | Non-Weatherized, Non-Condensin | 1730 | 258 |  | 05/26/2023 | 70020 | 205348228 | 06/01/2023
Nordyne, LLC | AC PRO | KG7SC-054*-T24B* | Federally-Regulated Consumer Product | Non-Weatherized, Condensing Ga | 1537 | 263 |  | 06/01/2023 | 54478 | 204762174 | 06/01/2023
Rheem Sales Company, Inc. | Mainline | MP802TA100417MSA | Federally-Regulated Consumer Product | Non-Weatherized, Non-Condensin | 1730 | 258 |  | 05/26/2023 | 70020 | 205348228 | 06/01/2023
Rheem Sales Company, Inc. | Weatherking | W802TA100417MSA | Federally-Regulated Consumer Product | Non-Weatherized, Non-Condensin | 1730 | 258 |  | 05/26/2023 | 70020 | 204007877 | 06/01/2023
Nordyne, LLC | OXBOX | J952V060BUVSAB | Federally-Regulated Consumer Product | Non-Weatherized, Condensing Ga | 1339 | 254 | 254 | 05/25/2023 | 38422 | 207465532 | 06/01/2023
Nordyne, LLC | OXBOX | J952V100CUVSAB | Federally-Regulated Consumer Product | Non-Weatherized, Condensing Ga | 1826 | 275 | 275 | 05/25/2023 | 64473 | 207465534 | 06/01/2023
Nordyne, LLC | OXBOX | J952V080CUVSAB | Federally-Regulated Consumer Product | Non-Weatherized, Condensing Ga | 1873 | 277 | 277 | 05/25/2023 | 50261 | 207465533 | 06/01/2023
Nordyne, LLC | OXBOX | J952X120DU5SAB | Federally-Regulated Consumer Product | Non-Weatherized, Condensing Ga | 2160 | 290 | 290 | 05/25/2023 | 77603 | 207769497 | 06/01/2023
Nordyne, LLC | NORTEK GLOBAL HVAC LLC | G7TC-060D-E24BP | Federally-Regulated Consumer Product | Non-Weatherized, Condensing Ga | 1222 | 249 |  | 05/25/2023 | 39014 | 207455888 | 06/01/2023
Nordyne, LLC | NORTEK GLOBAL HVAC LLC | G7TC-120D-E45DP | Federally-Regulated Consumer Product | Non-Weatherized, Condensing Ga | 2160 | 290 |  | 05/25/2023 | 77603 | 207455894 | 06/01/2023
Nordyne, LLC | NORTEK GLOBAL HVAC LLC | G7TC-100D-E35CP | Federally-Regulated Consumer Product | Non-Weatherized, Condensing Ga | 1763 | 273 |  | 05/25/2023 | 64473 | 207455892 | 06/01/2023
Nordyne, LLC | NORTEK GLOBAL HVAC LLC | G7TC-060D-V24BP | Federally-Regulated Consumer Product | Non-Weatherized, Condensing Ga | 1339 | 254 |  | 05/25/2023 | 38422 | 207455889 | 06/01/2023
Nordyne, LLC | NORTEK GLOBAL HVAC LLC | G7SC-120*-T45D* | Federally-Regulated Consumer Product | Non-Weatherized, Condensing Ga | 2047 | 272 |  | 05/25/2023 | 120160 | 205147056 | 06/01/2023
Nordyne, LLC | NORTEK GLOBAL HVAC LLC | G7SC-108*-T45D* | Federally-Regulated Consumer Product | Non-Weatherized, Condensing Ga | 1956 | 281 |  | 05/25/2023 | 107378 | 205234635 | 06/01/2023
Nordyne, LLC | NORTEK GLOBAL HVAC LLC | G7TC-080D-E35CP | Federally-Regulated Consumer Product | Non-Weatherized, Condensing Ga | 1686 | 269 |  | 05/25/2023 | 51925 | 207455890 | 06/01/2023
Nordyne, LLC | NORTEK GLOBAL HVAC LLC | G7SC-038*-T23AP | Federally-Regulated Consumer Product | Non-Weatherized, Condensing Ga | 1252 | 250 |  | 05/25/2023 | 37844 | 207455983 | 06/01/2023
Nordyne, LLC | NORTEK GLOBAL HVAC LLC | G7TC-080D-V35CP | Federally-Regulated Consumer Product | Non-Weatherized, Condensing Ga | 1873 | 277 |  | 05/25/2023 | 50261 | 207455891 | 06/01/2023
Nordyne, LLC | NORTEK GLOBAL HVAC LLC | G7TC-100D-V35CP | Federally-Regulated Consumer Product | Non-Weatherized, Condensing Ga | 1826 | 275 |  | 05/25/2023 | 64473 | 207455893 | 06/01/2023
Rheem Sales Company, Inc. | Weatherking | W802TA100417MSA | Federally-Regulated Consumer Product | Non-Weatherized, Non-Condensin | 1730 | 258 |  | 05/26/2023 | 70020 | 204007877 | 06/01/2023
Nordyne, LLC | OXBOX | J952V060BUVSAB | Federally-Regulated Consumer Product | Non-Weatherized, Condensing Ga | 1339 | 254 | 254 | 05/25/2023 | 38422 | 207465532 | 06/01/2023
Nordyne, LLC | OXBOX | J952V100CUVSAB | Federally-Regulated Consumer Product | Non-Weatherized, Condensing Ga | 1826 | 275 | 275 | 05/25/2023 | 64473 | 207465534 | 06/01/2023
Nordyne, LLC | OXBOX | J952V080CUVSAB | Federally-Regulated Consumer Product | Non-Weatherized, Condensing Ga | 1873 | 277 |  | 06/01/2023 | 50261 | 207465533 | 06/01/2023
Nordyne, LLC | OXBOX | J952X120DU5SAB | Federally-Regulated Consumer Product | Non-Weatherized, Condensing Ga | 2160 | 290 | 290 | 05/25/2023 | 77603 | 207769497 | 06/01/2023
Nordyne, LLC | AC PRO | KG7SC-054*-T24B* | Federally-Regulated Consumer Product | Non-Weatherized, Condensing Ga | 1537 | 263 |  | 06/01/2023 | 54478 | 204762174 | 06/01/2023
Nordyne, LLC | NORTEK GLOBAL HVAC LLC | G7TC-060D-E24BP | Federally-Regulated Consumer Product | Non-Weatherized, Condensing Ga | 1222 | 249 |  | 06/01/2023 | 39014 | 207455888 | 06/01/2023
Nordyne, LLC | NORTEK GLOBAL HVAC LLC | G7TC-120D-E45DP | Federally-Regulated Consumer Product | Non-Weatherized, Condensing Ga | 2160 | 290 |  | 06/01/2023 | 77603 | 207455894 | 06/01/2023
Nordyne, LLC | NORTEK GLOBAL HVAC LLC | G7TC-100D-E35CP | Federally-Regulated Consumer Product | Non-Weatherized, Condensing Ga | 1763 | 273 |  | 06/01/2023 | 64473 | 207455892 | 06/01/2023
Nordyne, LLC | NORTEK GLOBAL HVAC LLC | G7TC-060D-V24BP | Federally-Regulated Consumer Product | Non-Weatherized, Condensing Ga | 1339 | 254 |  | 06/01/2023 | 38422 | 207455889 | 06/01/2023
Nordyne, LLC | NORTEK GLOBAL HVAC LLC | G7SC-120*-T45D* | Federally-Regulated Consumer Product | Non-Weatherized, Condensing Ga | 2047 | 272 |  | 06/01/2023 | 120160 | 205147056 | 06/01/2023
Nordyne, LLC | NORTEK GLOBAL HVAC LLC | G7SC-108*-T45D* | Federally-Regulated Consumer Product | Non-Weatherized, Condensing Ga | 1956 | 281 |  | 06/01/2023 | 107378 | 205234635 | 06/01/2023
Nordyne, LLC | NORTEK GLOBAL HVAC LLC | G7TC-080D-E35CP | Federally-Regulated Consumer Product | Non-Weatherized, Condensing Ga | 1686 | 269 |  | 06/01/2023 | 51925 | 207455890 | 06/01/2023
Nordyne, LLC | NORTEK GLOBAL HVAC LLC | G7SC-038*-T23AP | Federally-Regulated Consumer Product | Non-Weatherized, Condensing Ga | 1252 | 250 |  | 06/01/2023 | 37844 | 207455983 | 06/01/2023
Nordyne, LLC | NORTEK GLOBAL HVAC LLC | G7TC-080D-V35CP | Federally-Regulated Consumer Product | Non-Weatherized, Condensing Ga | 1873 | 277 |  | 06/01/2023 | 50261 | 207455891 | 06/01/2023
Nordyne, LLC | NORTEK GLOBAL HVAC LLC | G7TC-100D-V35CP | Federally-Regulated Consumer Product | Non-Weatherized, Condensing Ga | 1826 | 275 |  | 06/01/2023 | 64473 | 207455893 | 06/01/2023
Nordyne, LLC | Intertherm | FG7TC-080D-V35CP | Federally-Regulated Consumer Product | Non-Weatherized, Condensing Ga | 1873 | 277 |  | 06/01/2023 | 50261 | 207456123 | 06/01/2023
Nordyne, LLC | Intertherm | FG7TC-060D-V24BP | Federally-Regulated Consumer Product | Non-Weatherized, Condensing Ga | 1339 | 254 |  | 06/01/2023 | 38422 | 207456113 | 06/01/2023
Nordyne, LLC | Intertherm | FG7TC-100D-V35CP | Federally-Regulated Consumer Product | Non-Weatherized, Condensing Ga | 1826 | 275 |  | 06/01/2023 | 64473 | 207456133 | 06/01/2023
Nordyne, LLC | Maytag | PGC2TC060DV24BP | Federally-Regulated Consumer Product | Non-Weatherized, Condensing Ga | 1339 | 254 |  | 05/25/2023 | 38422 | 207456106 | 06/01/2023
Nordyne, LLC | Maytag | PGC2TC120DE45DP | Federally-Regulated Consumer Product | Non-Weatherized, Condensing Ga | 2160 | 290 |  | 05/25/2023 | 77603 | 207769473 | 06/01/2023
Nordyne, LLC | Maytag | MGC2SC054*T24BP | Federally-Regulated Consumer Product | Non-Weatherized, Condensing Ga | 1537 | 263 |  | 05/25/2023 | 54478 | 207455876 | 06/01/2023
Nordyne, LLC | Maytag | PGC2TC080DV35CP | Federally-Regulated Consumer Product | Non-Weatherized, Condensing Ga | 1873 | 277 |  | 05/25/2023 | 50261 | 207456116 | 06/01/2023
Nordyne, LLC | Maytag | MGC2SC108*T45D* | Federally-Regulated Consumer Product | Non-Weatherized, Condensing Ga | 1956 | 281 |  | 05/25/2023 | 107378 | 205234649 | 06/01/2023
Nordyne, LLC | Maytag | MGC2SC120*T45D* | Federally-Regulated Consumer Product | Non-Weatherized, Condensing Ga | 2047 | 272 |  | 05/25/2023 | 120160 | 205147067 | 06/01/2023
Nordyne, LLC | Maytag | PGC2TC100DV35CP | Federally-Regulated Consumer Product | Non-Weatherized, Condensing Ga | 1826 | 275 |  | 05/25/2023 | 64473 | 207769477 | 06/01/2023
Nordyne, LLC | Maytag | MGC2SC038*T23AP | Federally-Regulated Consumer Product | Non-Weatherized, Condensing Ga | 1252 | 250 |  | 05/25/2023 | 37844 | 207456240 | 06/01/2023
Nordyne, LLC | Maytag | PGC2TC060DV24BP | Federally-Regulated Consumer Product | Non-Weatherized, Condensing Ga | 1339 | 254 |  | 06/01/2023 | 38422 | 207456106 | 06/01/2023
Nordyne, LLC | Maytag | PGC2TC120DE45DP | Federally-Regulated Consumer Product | Non-Weatherized, Condensing Ga | 2160 | 290 |  | 06/01/2023 | 77603 | 207769473 | 06/01/2023
Nordyne, LLC | Maytag | MGC2SC054*T24BP | Federally-Regulated Consumer Product | Non-Weatherized, Condensing Ga | 1537 | 263 |  | 06/01/2023 | 54478 | 207455876 | 06/01/2023
Nordyne, LLC | Maytag | PGC2TC080DV35CP | Federally-Regulated Consumer Product | Non-Weatherized, Condensing Ga | 1873 | 277 |  | 06/01/2023 | 50261 | 207456116 | 06/01/2023
Nordyne, LLC | Maytag | MGC2SC108*T45D* | Federally-Regulated Consumer Product | Non-Weatherized, Condensing Ga | 1956 | 281 |  | 06/01/2023 | 107378 | 205234649 | 06/01/2023
Nordyne, LLC | Maytag | MGC2SC120*T45D* | Federally-Regulated Consumer Product | Non-Weatherized, Condensing Ga | 2047 | 272 |  | 06/01/2023 | 120160 | 205147067 | 06/01/2023
Nordyne, LLC | Maytag | PGC2TC100DV35CP | Federally-Regulated Consumer Product | Non-Weatherized, Condensing Ga | 1826 | 275 |  | 06/01/2023 | 64473 | 207769477 | 06/01/2023
Nordyne, LLC | Maytag | MGC2SC038*T23AP | Federally-Regulated Consumer Product | Non-Weatherized, Condensing Ga | 1252 | 250 |  | 06/01/2023 | 37844 | 207456240 | 06/01/2023
Rheem Sales Company, Inc. | DURASTAR | DR80UAT1002417SA | Federally-Regulated Consumer Product | Non-Weatherized, Non-Condensin | 1730 | 258 |  | 05/26/2023 | 70020 | 205783263 | 06/01/2023
Rheem Sales Company, Inc. | DURASTAR | DR80UAT1002417SA | Federally-Regulated Consumer Product | Non-Weatherized, Non-Condensin | 1730 | 258 |  | 05/26/2023 | 70020 | 205783263 | 06/01/2023
Nordyne, LLC | Gibson | KG7SC-120*-T45D* | Federally-Regulated Consumer Product | Non-Weatherized, Condensing Ga | 2047 | 272 |  | 05/25/2023 | 120160 | 205147072 | 06/01/2023
Nordyne, LLC | Gibson | KG7TC-120D-E45DP | Federally-Regulated Consumer Product | Non-Weatherized, Condensing Ga | 2160 | 290 |  | 05/25/2023 | 77603 | 207456138 | 06/01/2023
Nordyne, LLC | Gibson | KG7TC-100D-E35CP | Federally-Regulated Consumer Product | Non-Weatherized, Condensing Ga | 1763 | 273 |  | 05/25/2023 | 64473 | 207456129 | 06/01/2023
Nordyne, LLC | Gibson | KG7TC-060D-E24BP | Federally-Regulated Consumer Product | Non-Weatherized, Condensing Ga | 1222 | 249 |  | 05/25/2023 | 39014 | 207456109 | 06/01/2023
Nordyne, LLC | Gibson | KG7TC-080D-E35CP | Federally-Regulated Consumer Product | Non-Weatherized, Condensing Ga | 1686 | 269 |  | 05/25/2023 | 51925 | 207456119 | 06/01/2023
Nordyne, LLC | Gibson | KG7SC-108*-T45D* | Federally-Regulated Consumer Product | Non-Weatherized, Condensing Ga | 1956 | 281 |  | 05/25/2023 | 107378 | 205234654 | 06/01/2023
Nordyne, LLC | Gibson | KG7SC-120*-T45D* | Federally-Regulated Consumer Product | Non-Weatherized, Condensing Ga | 2047 | 272 |  | 06/01/2023 | 120160 | 205147072 | 06/01/2023
Nordyne, LLC | Gibson | KG7TC-120D-E45DP | Federally-Regulated Consumer Product | Non-Weatherized, Condensing Ga | 2160 | 290 |  | 06/01/2023 | 77603 | 207456138 | 06/01/2023
Nordyne, LLC | Gibson | KG7TC-100D-E35CP | Federally-Regulated Consumer Product | Non-Weatherized, Condensing Ga | 1763 | 273 |  | 06/01/2023 | 64473 | 207456129 | 06/01/2023
Nordyne, LLC | Gibson | KG7TC-060D-E24BP | Federally-Regulated Consumer Product | Non-Weatherized, Condensing Ga | 1222 | 249 |  | 06/01/2023 | 39014 | 207456109 | 06/01/2023
Nordyne, LLC | Gibson | KG7TC-080D-E35CP | Federally-Regulated Consumer Product | Non-Weatherized, Condensing Ga | 1686 | 269 |  | 06/01/2023 | 51925 | 207456119 | 06/01/2023
Nordyne, LLC | Gibson | KG7SC-108*-T45D* | Federally-Regulated Consumer Product | Non-Weatherized, Condensing Ga | 1956 | 281 |  | 06/01/2023 | 107378 | 205234654 | 06/01/2023
Nordyne, LLC | Miller | FG7TC-060D-V24BP | Federally-Regulated Consumer Product | Non-Weatherized, Condensing Ga | 1339 | 254 |  | 05/25/2023 | 38422 | 207456114 | 06/01/2023
Nordyne, LLC | Miller | FG7TC-080D-V35CP | Federally-Regulated Consumer Product | Non-Weatherized, Condensing Ga | 1873 | 277 |  | 05/25/2023 | 50261 | 207456124 | 06/01/2023
Nordyne, LLC | Miller | FG7TC-100D-V35CP | Federally-Regulated Consumer Product | Non-Weatherized, Condensing Ga | 1826 | 275 |  | 05/25/2023 | 64473 | 207456134 | 06/01/2023
Nordyne, LLC | Miller | FG7TC-060D-V24BP | Federally-Regulated Consumer Product | Non-Weatherized, Condensing Ga | 1339 | 254 |  | 06/01/2023 | 38422 | 207456114 | 06/01/2023
Nordyne, LLC | Miller | FG7TC-080D-V35CP | Federally-Regulated Consumer Product | Non-Weatherized, Condensing Ga | 1873 | 277 |  | 06/01/2023 | 50261 | 207456124 | 06/01/2023
Nordyne, LLC | Miller | FG7TC-100D-V35CP | Federally-Regulated Consumer Product | Non-Weatherized, Condensing Ga | 1826 | 275 |  | 06/01/2023 | 64473 | 207456134 | 06/01/2023
Johnson Controls, Inc. | YORK BY JOHNSON CONTROLS | J05ZE*10A1******** | Federally-Regulated Consumer Product | Weatherized Non-Condensing Gas | 2253 | 298 |  | 05/25/2023 | 100000 | 203975795 | 06/01/2023
Johnson Controls, Inc. | YORK BY JOHNSON CONTROLS | J04ZE*07A1******** | Federally-Regulated Consumer Product | Weatherized Non-Condensing Gas | 2163 | 294 |  | 05/25/2023 | 75000 | 203975793 | 06/01/2023
Johnson Controls, Inc. | YORK BY JOHNSON CONTROLS | J03ZE*10A1******** | Federally-Regulated Consumer Product | Weatherized Non-Condensing Gas | 1591 | 269 |  | 05/25/2023 | 100000 | 203975792 | 06/01/2023
Nordyne, LLC | Maytag | PGC2TC060DV24BP | Federally-Regulated Consumer Product | Non-Weatherized, Condensing Ga | 1339 | 254 |  | 06/01/2023 | 38422 | 207456106 | 06/01/2023
Nordyne, LLC | Maytag | PGC2TC120DE45DP | Federally-Regulated Consumer Product | Non-Weatherized, Condensing Ga | 2160 | 290 |  | 06/01/2023 | 77603 | 207769473 | 06/01/2023
Nordyne, LLC | Maytag | MGC2SC054*T24BP | Federally-Regulated Consumer Product | Non-Weatherized, Condensing Ga | 1537 | 263 |  | 06/01/2023 | 54478 | 207455876 | 06/01/2023
Nordyne, LLC | Maytag | PGC2TC080DV35CP | Federally-Regulated Consumer Product | Non-Weatherized, Condensing Ga | 1873 | 277 |  | 06/01/2023 | 50261 | 207456116 | 06/01/2023
Nordyne, LLC | Maytag | MGC2SC108*T45D* | Federally-Regulated Consumer Product | Non-Weatherized, Condensing Ga | 1956 | 281 |  | 06/01/2023 | 107378 | 205234649 | 06/01/2023
Nordyne, LLC | Maytag | MGC2SC120*T45D* | Federally-Regulated Consumer Product | Non-Weatherized, Condensing Ga | 2047 | 272 |  | 06/01/2023 | 120160 | 205147067 | 06/01/2023
Nordyne, LLC | Maytag | PGC2TC100DV35CP | Federally-Regulated Consumer Product | Non-Weatherized, Condensing Ga | 1826 | 275 |  | 06/01/2023 | 64473 | 207769477 | 06/01/2023
Nordyne, LLC | Maytag | MGC2SC038*T23AP | Federally-Regulated Consumer Product | Non-Weatherized, Condensing Ga | 1252 | 250 |  | 06/01/2023 | 37844 | 207456240 | 06/01/2023
Nordyne, LLC | Gibson | KG7SC-120*-T45D* | Federally-Regulated Consumer Product | Non-Weatherized, Condensing Ga | 2047 | 272 |  | 06/01/2023 | 120160 | 205147072 | 06/01/2023
Nordyne, LLC | Gibson | KG7TC-120D-E45DP | Federally-Regulated Consumer Product | Non-Weatherized, Condensing Ga | 2160 | 290 |  | 06/01/2023 | 77603 | 207456138 | 06/01/2023
Nordyne, LLC | Gibson | KG7TC-100D-E35CP | Federally-Regulated Consumer Product | Non-Weatherized, Condensing Ga | 1763 | 273 |  | 06/01/2023 | 64473 | 207456129 | 06/01/2023
Nordyne, LLC | Gibson | KG7TC-060D-E24BP | Federally-Regulated Consumer Product | Non-Weatherized, Condensing Ga | 1222 | 249 |  | 06/01/2023 | 39014 | 207456109 | 06/01/2023
Nordyne, LLC | Gibson | KG7TC-080D-E35CP | Federally-Regulated Consumer Product | Non-Weatherized, Condensing Ga | 1686 | 269 |  | 06/01/2023 | 51925 | 207456119 | 06/01/2023
Nordyne, LLC | Gibson | KG7SC-108*-T45D* | Federally-Regulated Consumer Product | Non-Weatherized, Condensing Ga | 1956 | 281 |  | 06/01/2023 | 107378 | 205234654 | 06/01/2023
Nordyne, LLC | OXBOX | J952V060BUVSAB | Federally-Regulated Consumer Product | Non-Weatherized, Condensing Ga | 1339 | 254 |  | 06/01/2023 | 38422 | 207465532 | 06/01/2023
Nordyne, LLC | OXBOX | J952V100CUVSAB | Federally-Regulated Consumer Product | Non-Weatherized, Condensing Ga | 1826 | 275 |  | 06/01/2023 | 64473 | 207465534 | 06/01/2023
Nordyne, LLC | OXBOX | J952V080CUVSAB | Federally-Regulated Consumer Product | Non-Weatherized, Condensing Ga | 1873 | 277 |  | 06/01/2023 | 50261 | 207465533 | 06/01/2023
Nordyne, LLC | OXBOX | J952X120DU5SAB | Federally-Regulated Consumer Product | Non-Weatherized, Condensing Ga | 2160 | 290 |  | 06/01/2023 | 77603 | 207769497 | 06/01/2023
Nordyne, LLC | Miller | FG7TC-060D-V24BP | Federally-Regulated Consumer Product | Non-Weatherized, Condensing Ga | 1339 | 254 |  | 06/01/2023 | 38422 | 207456114 | 06/01/2023
Nordyne, LLC | Miller | FG7TC-080D-V35CP | Federally-Regulated Consumer Product | Non-Weatherized, Condensing Ga | 1873 | 277 |  | 06/01/2023 | 50261 | 207456124 | 06/01/2023
Nordyne, LLC | Miller | FG7TC-100D-V35CP | Federally-Regulated Consumer Product | Non-Weatherized, Condensing Ga | 1826 | 275 |  | 06/01/2023 | 64473 | 207456134 | 06/01/2023
Nordyne, LLC | NORTEK GLOBAL HVAC LLC | G7TC-060D-E24BP | Federally-Regulated Consumer Product | Non-Weatherized, Condensing Ga | 1222 | 249 |  | 06/01/2023 | 39014 | 207455888 | 06/01/2023
Nordyne, LLC | NORTEK GLOBAL HVAC LLC | G7TC-120D-E45DP | Federally-Regulated Consumer Product | Non-Weatherized, Condensing Ga | 2160 | 290 |  | 06/01/2023 | 77603 | 207455894 | 06/01/2023
Nordyne, LLC | NORTEK GLOBAL HVAC LLC | G7TC-100D-E35CP | Federally-Regulated Consumer Product | Non-Weatherized, Condensing Ga | 1763 | 273 |  | 06/01/2023 | 64473 | 207455892 | 06/01/2023
Nordyne, LLC | NORTEK GLOBAL HVAC LLC | G7TC-060D-V24BP | Federally-Regulated Consumer Product | Non-Weatherized, Condensing Ga | 1339 | 254 |  | 06/01/2023 | 38422 | 207455889 | 06/01/2023
Nordyne, LLC | NORTEK GLOBAL HVAC LLC | G7SC-120*-T45D* | Federally-Regulated Consumer Product | Non-Weatherized, Condensing Ga | 2047 | 272 |  | 06/01/2023 | 120160 | 205147056 | 06/01/2023
Nordyne, LLC | NORTEK GLOBAL HVAC LLC | G7SC-108*-T45D* | Federally-Regulated Consumer Product | Non-Weatherized, Condensing Ga | 1956 | 281 |  | 06/01/2023 | 107378 | 205234635 | 06/01/2023
Nordyne, LLC | NORTEK GLOBAL HVAC LLC | G7TC-080D-E35CP | Federally-Regulated Consumer Product | Non-Weatherized, Condensing Ga | 1686 | 269 |  | 06/01/2023 | 51925 | 207455890 | 06/01/2023
Nordyne, LLC | NORTEK GLOBAL HVAC LLC | G7SC-038*-T23AP | Federally-Regulated Consumer Product | Non-Weatherized, Condensing Ga | 1252 | 250 |  | 06/01/2023 | 37844 | 207455983 | 06/01/2023
Nordyne, LLC | NORTEK GLOBAL HVAC LLC | G7TC-080D-V35CP | Federally-Regulated Consumer Product | Non-Weatherized, Condensing Ga | 1873 | 277 |  | 06/01/2023 | 50261 | 207455891 | 06/01/2023
Nordyne, LLC | NORTEK GLOBAL HVAC LLC | G7TC-100D-V35CP | Federally-Regulated Consumer Product | Non-Weatherized, Condensing Ga | 1826 | 275 |  | 06/01/2023 | 64473 | 207455893 | 06/01/2023
Nordyne, LLC | Broan | KG7TC-100D-E35CP | Federally-Regulated Consumer Product | Non-Weatherized, Condensing Ga | 1763 | 273 |  | 06/01/2023 | 64473 | 207456127 | 06/08/2023
Nordyne, LLC | Broan | KG7TC-060D-E24BP | Federally-Regulated Consumer Product | Non-Weatherized, Condensing Ga | 1222 | 249 |  | 06/01/2023 | 39014 | 207456107 | 06/08/2023
Nordyne, LLC | Broan | FG7TC-100D-V35CP | Federally-Regulated Consumer Product | Non-Weatherized, Condensing Ga | 1826 | 275 |  | 06/01/2023 | 64473 | 207456131 | 06/08/2023
Nordyne, LLC | Broan | FG7SC-038*-T23AP | Federally-Regulated Consumer Product | Non-Weatherized, Condensing Ga | 1252 | 250 |  | 06/01/2023 | 37844 | 207456241 | 06/08/2023
Nordyne, LLC | Broan | KG7TC-120D-E45DP | Federally-Regulated Consumer Product | Non-Weatherized, Condensing Ga | 2160 | 290 |  | 06/01/2023 | 77603 | 207456136 | 06/08/2023
Nordyne, LLC | Broan | FG7SC-120*-T45D* | Federally-Regulated Consumer Product | Non-Weatherized, Condensing Ga | 2047 | 272 |  | 06/01/2023 | 120160 | 205147068 | 06/08/2023
Nordyne, LLC | Broan | KG7SC-120*-T45D* | Federally-Regulated Consumer Product | Non-Weatherized, Condensing Ga | 2047 | 272 |  | 06/01/2023 | 120160 | 205147071 | 06/08/2023
Nordyne, LLC | Broan | KG7TC-080D-E35CP | Federally-Regulated Consumer Product | Non-Weatherized, Condensing Ga | 1686 | 269 |  | 06/01/2023 | 51925 | 207456117 | 06/08/2023
Nordyne, LLC | Broan | KG7SC-038*-T23AP | Federally-Regulated Consumer Product | Non-Weatherized, Condensing Ga | 1252 | 250 |  | 06/01/2023 | 37844 | 207456244 | 06/08/2023
Nordyne, LLC | Broan | FG7TC-080D-V35CP | Federally-Regulated Consumer Product | Non-Weatherized, Condensing Ga | 1873 | 277 |  | 06/01/2023 | 50261 | 207456121 | 06/08/2023
Nordyne, LLC | Broan | FG7TC-060D-V24BP | Federally-Regulated Consumer Product | Non-Weatherized, Condensing Ga | 1339 | 254 |  | 06/01/2023 | 38422 | 207456111 | 06/08/2023
Nordyne, LLC | Maytag | MGC2SC038*T23AP | Federally-Regulated Consumer Product | Non-Weatherized, Condensing Ga | 1252 | 250 |  | 06/01/2023 | 37844 | 207456240 | 06/08/2023
Nordyne, LLC | Maytag | PGC2TC120DE45DP | Federally-Regulated Consumer Product | Non-Weatherized, Condensing Ga | 2160 | 290 |  | 06/01/2023 | 77603 | 207769473 | 06/08/2023
Nordyne, LLC | Maytag | MGC2SC108*T45D* | Federally-Regulated Consumer Product | Non-Weatherized, Condensing Ga | 1956 | 281 |  | 06/01/2023 | 107378 | 205234649 | 06/08/2023
Nordyne, LLC | Maytag | PGC2TC060DV24BP | Federally-Regulated Consumer Product | Non-Weatherized, Condensing Ga | 1339 | 254 |  | 06/01/2023 | 38422 | 207456106 | 06/08/2023
Nordyne, LLC | Maytag | MGC2SC054*T24BP | Federally-Regulated Consumer Product | Non-Weatherized, Condensing Ga | 1537 | 263 |  | 06/01/2023 | 54478 | 207455876 | 06/08/2023
Nordyne, LLC | Maytag | PGC2TC100DV35CP | Federally-Regulated Consumer Product | Non-Weatherized, Condensing Ga | 1826 | 275 |  | 06/01/2023 | 64473 | 207769477 | 06/08/2023
Nordyne, LLC | Maytag | PGC2TC080DV35CP | Federally-Regulated Consumer Product | Non-Weatherized, Condensing Ga | 1873 | 277 |  | 06/01/2023 | 50261 | 207456116 | 06/08/2023
Nordyne, LLC | Maytag | MGC2SC120*T45D* | Federally-Regulated Consumer Product | Non-Weatherized, Condensing Ga | 2047 | 272 |  | 06/01/2023 | 120160 | 205147067 | 06/08/2023
Nordyne, LLC | Broan | KG7TC-100D-E35CP | Federally-Regulated Consumer Product | Non-Weatherized, Condensing Ga | 1763 | 273 |  | 06/08/2023 | 64473 | 207456127 | 06/08/2023
Nordyne, LLC | Broan | KG7TC-060D-E24BP | Federally-Regulated Consumer Product | Non-Weatherized, Condensing Ga | 1222 | 249 |  | 06/08/2023 | 39014 | 207456107 | 06/08/2023
Nordyne, LLC | Broan | FG7TC-100D-V35CP | Federally-Regulated Consumer Product | Non-Weatherized, Condensing Ga | 1826 | 275 |  | 06/08/2023 | 64473 | 207456131 | 06/08/2023
Nordyne, LLC | Broan | FG7SC-038*-T23AP | Federally-Regulated Consumer Product | Non-Weatherized, Condensing Ga | 1252 | 250 |  | 06/08/2023 | 37844 | 207456241 | 06/08/2023
Nordyne, LLC | Broan | KG7TC-120D-E45DP | Federally-Regulated Consumer Product | Non-Weatherized, Condensing Ga | 2160 | 290 |  | 06/08/2023 | 77603 | 207456136 | 06/08/2023
Nordyne, LLC | Broan | FG7SC-120*-T45D* | Federally-Regulated Consumer Product | Non-Weatherized, Condensing Ga | 2047 | 272 |  | 06/08/2023 | 120160 | 205147068 | 06/08/2023
Nordyne, LLC | Broan | KG7SC-120*-T45D* | Federally-Regulated Consumer Product | Non-Weatherized, Condensing Ga | 2047 | 272 |  | 06/01/2023 | 120160 | 205147071 | 06/08/2023
Nordyne, LLC | Broan | KG7TC-080D-E35CP | Federally-Regulated Consumer Product | Non-Weatherized, Condensing Ga | 1686 | 269 |  | 06/01/2023 | 51925 | 207456117 | 06/08/2023
Nordyne, LLC | Broan | KG7SC-038*-T23AP | Federally-Regulated Consumer Product | Non-Weatherized, Condensing Ga | 1252 | 250 |  | 06/08/2023 | 37844 | 207456244 | 06/08/2023
Nordyne, LLC | Broan | FG7TC-080D-V35CP | Federally-Regulated Consumer Product | Non-Weatherized, Condensing Ga | 1873 | 277 |  | 06/08/2023 | 50261 | 207456121 | 06/08/2023
Nordyne, LLC | Broan | FG7TC-060D-V24BP | Federally-Regulated Consumer Product | Non-Weatherized, Condensing Ga | 1339 | 254 |  | 06/08/2023 | 38422 | 207456111 | 06/08/2023
Nordyne, LLC | Airtemp | VG7SC-108*-T45D1 | Federally-Regulated Consumer Product | Non-Weatherized, Condensing Ga | 1956 | 281 |  | 06/01/2023 | 107378 | 205309150 | 06/08/2023
Nordyne, LLC | Airtemp | VG7TC-120D-E45DP | Federally-Regulated Consumer Product | Non-Weatherized, Condensing Ga | 2160 | 290 |  | 06/01/2023 | 77603 | 207465491 | 06/08/2023
Nordyne, LLC | Airtemp | VG7TC-080D-E35CP | Federally-Regulated Consumer Product | Non-Weatherized, Condensing Ga | 1686 | 269 |  | 06/01/2023 | 51925 | 207465489 | 06/08/2023
Nordyne, LLC | Airtemp | VG7SC-038*-T23AP | Federally-Regulated Consumer Product | Non-Weatherized, Condensing Ga | 1252 | 250 |  | 06/01/2023 | 37844 | 207776276 | 06/08/2023
Nordyne, LLC | Airtemp | VG7TC-060D-E24BP | Federally-Regulated Consumer Product | Non-Weatherized, Condensing Ga | 1222 | 249 |  | 06/01/2023 | 39014 | 207465488 | 06/08/2023
Nordyne, LLC | Airtemp | VG7SC-120*-T45DP | Federally-Regulated Consumer Product | Non-Weatherized, Condensing Ga | 2047 | 272 |  | 06/01/2023 | 120160 | 207769517 | 06/08/2023
Nordyne, LLC | Airtemp | VG7TC-100D-E35CP | Federally-Regulated Consumer Product | Non-Weatherized, Condensing Ga | 1763 | 273 |  | 06/01/2023 | 64473 | 207465490 | 06/08/2023
Nordyne, LLC | Airtemp | VG7SC-072*-T35CP | Federally-Regulated Consumer Product | Non-Weatherized, Condensing Ga | 1360 | 255 |  | 06/01/2023 | 72522 | 207769515 | 06/08/2023
Nordyne, LLC | Airtemp | VG7SC-108*-T45DP | Federally-Regulated Consumer Product | Non-Weatherized, Condensing Ga | 1956 | 281 |  | 06/01/2023 | 107378 | 207769516 | 06/08/2023
Nordyne, LLC | Maytag | MGC2SC038*T23AP | Federally-Regulated Consumer Product | Non-Weatherized, Condensing Ga | 1252 | 250 |  | 06/08/2023 | 37844 | 207456240 | 06/08/2023
Nordyne, LLC | Maytag | PGC2TC120DE45DP | Federally-Regulated Consumer Product | Non-Weatherized, Condensing Ga | 2160 | 290 |  | 06/08/2023 | 77603 | 207769473 | 06/08/2023
Nordyne, LLC | Maytag | MGC2SC108*T45D* | Federally-Regulated Consumer Product | Non-Weatherized, Condensing Ga | 1956 | 281 |  | 06/08/2023 | 107378 | 205234649 | 06/08/2023
Nordyne, LLC | Maytag | PGC2TC060DV24BP | Federally-Regulated Consumer Product | Non-Weatherized, Condensing Ga | 1339 | 254 |  | 06/08/2023 | 38422 | 207456106 | 06/08/2023
Nordyne, LLC | Maytag | MGC2SC054*T24BP | Federally-Regulated Consumer Product | Non-Weatherized, Condensing Ga | 1537 | 263 |  | 06/08/2023 | 54478 | 207455876 | 06/08/2023
Nordyne, LLC | Maytag | PGC2TC100DV35CP | Federally-Regulated Consumer Product | Non-Weatherized, Condensing Ga | 1826 | 275 |  | 06/08/2023 | 64473 | 207769477 | 06/08/2023
Nordyne, LLC | Maytag | PGC2TC080DV35CP | Federally-Regulated Consumer Product | Non-Weatherized, Condensing Ga | 1873 | 277 |  | 06/08/2023 | 50261 | 207456116 | 06/08/2023
Nordyne, LLC | Maytag | MGC2SC120*T45D* | Federally-Regulated Consumer Product | Non-Weatherized, Condensing Ga | 2047 | 272 |  | 06/08/2023 | 120160 | 205147067 | 06/08/2023
Nordyne, LLC | Gibson | KG7TC-060D-E24BP | Federally-Regulated Consumer Product | Non-Weatherized, Condensing Ga | 1222 | 249 |  | 06/01/2023 | 39014 | 207456109 | 06/08/2023
Nordyne, LLC | Gibson | KG7TC-080D-E35CP | Federally-Regulated Consumer Product | Non-Weatherized, Condensing Ga | 1686 | 269 |  | 06/01/2023 | 51925 | 207456119 | 06/08/2023
Nordyne, LLC | Gibson | KG7SC-108*-T45D* | Federally-Regulated Consumer Product | Non-Weatherized, Condensing Ga | 1956 | 281 |  | 06/01/2023 | 107378 | 205234654 | 06/08/2023
Nordyne, LLC | Gibson | KG7SC-120*-T45D* | Federally-Regulated Consumer Product | Non-Weatherized, Condensing Ga | 2047 | 272 |  | 06/01/2023 | 120160 | 205147072 | 06/08/2023
Nordyne, LLC | Gibson | KG7TC-120D-E45DP | Federally-Regulated Consumer Product | Non-Weatherized, Condensing Ga | 2160 | 290 |  | 06/01/2023 | 77603 | 207456138 | 06/08/2023
Nordyne, LLC | Gibson | KG7TC-100D-E35CP | Federally-Regulated Consumer Product | Non-Weatherized, Condensing Ga | 1763 | 273 |  | 06/01/2023 | 64473 | 207456129 | 06/08/2023
Nordyne, LLC | Airtemp | VG7SC-108*-T45D1 | Federally-Regulated Consumer Product | Non-Weatherized, Condensing Ga | 1956 | 281 |  | 06/08/2023 | 107378 | 205309150 | 06/08/2023
Nordyne, LLC | Airtemp | VG7TC-120D-E45DP | Federally-Regulated Consumer Product | Non-Weatherized, Condensing Ga | 2160 | 290 |  | 06/08/2023 | 77603 | 207465491 | 06/08/2023
Nordyne, LLC | Airtemp | VG7TC-080D-E35CP | Federally-Regulated Consumer Product | Non-Weatherized, Condensing Ga | 1686 | 269 |  | 06/08/2023 | 51925 | 207465489 | 06/08/2023
Nordyne, LLC | Airtemp | VG7SC-038*-T23AP | Federally-Regulated Consumer Product | Non-Weatherized, Condensing Ga | 1252 | 250 |  | 06/08/2023 | 37844 | 207776276 | 06/08/2023
Nordyne, LLC | Airtemp | VG7TC-060D-E24BP | Federally-Regulated Consumer Product | Non-Weatherized, Condensing Ga | 1222 | 249 |  | 06/08/2023 | 39014 | 207465488 | 06/08/2023
Nordyne, LLC | Airtemp | VG7SC-120*-T45DP | Federally-Regulated Consumer Product | Non-Weatherized, Condensing Ga | 2047 | 272 |  | 06/08/2023 | 120160 | 207769517 | 06/08/2023
Nordyne, LLC | Airtemp | VG7TC-100D-E35CP | Federally-Regulated Consumer Product | Non-Weatherized, Condensing Ga | 1763 | 273 |  | 06/08/2023 | 64473 | 207465490 | 06/08/2023
Nordyne, LLC | Airtemp | VG7SC-072*-T35CP | Federally-Regulated Consumer Product | Non-Weatherized, Condensing Ga | 1360 | 255 |  | 06/08/2023 | 72522 | 207769515 | 06/08/2023
Nordyne, LLC | Airtemp | VG7SC-108*-T45DP | Federally-Regulated Consumer Product | Non-Weatherized, Condensing Ga | 1956 | 281 |  | 06/08/2023 | 107378 | 207769516 | 06/08/2023
Nordyne, LLC | Gibson | KG7TC-060D-E24BP | Federally-Regulated Consumer Product | Non-Weatherized, Condensing Ga | 1222 | 249 |  | 06/08/2023 | 39014 | 207456109 | 06/08/2023
Nordyne, LLC | Gibson | KG7TC-080D-E35CP | Federally-Regulated Consumer Product | Non-Weatherized, Condensing Ga | 1686 | 269 |  | 06/08/2023 | 51925 | 207456119 | 06/08/2023
Nordyne, LLC | Gibson | KG7SC-108*-T45D* | Federally-Regulated Consumer Product | Non-Weatherized, Condensing Ga | 1956 | 281 |  | 06/08/2023 | 107378 | 205234654 | 06/08/2023
Nordyne, LLC | Gibson | KG7SC-120*-T45D* | Federally-Regulated Consumer Product | Non-Weatherized, Condensing Ga | 2047 | 272 |  | 06/08/2023 | 120160 | 205147072 | 06/08/2023
Nordyne, LLC | Gibson | KG7TC-120D-E45DP | Federally-Regulated Consumer Product | Non-Weatherized, Condensing Ga | 2160 | 290 |  | 06/08/2023 | 77603 | 207456138 | 06/08/2023
Nordyne, LLC | Gibson | KG7TC-100D-E35CP | Federally-Regulated Consumer Product | Non-Weatherized, Condensing Ga | 1763 | 273 |  | 06/08/2023 | 64473 | 207456129 | 06/08/2023
Nordyne, LLC | Broan | KG7TC-100D-E35CP | Federally-Regulated Consumer Product | Non-Weatherized, Condensing Ga | 1763 | 273 |  | 06/08/2023 | 64473 | 207456127 | 06/08/2023
Nordyne, LLC | Broan | KG7TC-060D-E24BP | Federally-Regulated Consumer Product | Non-Weatherized, Condensing Ga | 1222 | 249 |  | 06/08/2023 | 39014 | 207456107 | 06/08/2023
Nordyne, LLC | Broan | FG7TC-100D-V35CP | Federally-Regulated Consumer Product | Non-Weatherized, Condensing Ga | 1826 | 275 |  | 06/08/2023 | 64473 | 207456131 | 06/08/2023
Nordyne, LLC | Broan | FG7SC-038*-T23AP | Federally-Regulated Consumer Product | Non-Weatherized, Condensing Ga | 1252 | 250 |  | 06/08/2023 | 37844 | 207456241 | 06/08/2023
Nordyne, LLC | Broan | KG7TC-120D-E45DP | Federally-Regulated Consumer Product | Non-Weatherized, Condensing Ga | 2160 | 290 |  | 06/08/2023 | 77603 | 207456136 | 06/08/2023
Nordyne, LLC | Broan | FG7SC-120*-T45D* | Federally-Regulated Consumer Product | Non-Weatherized, Condensing Ga | 2047 | 272 |  | 06/08/2023 | 120160 | 205147068 | 06/08/2023
Nordyne, LLC | Broan | KG7SC-120*-T45D* | Federally-Regulated Consumer Product | Non-Weatherized, Condensing Ga | 2047 | 272 |  | 06/08/2023 | 120160 | 205147071 | 06/08/2023
Nordyne, LLC | Broan | KG7TC-080D-E35CP | Federally-Regulated Consumer Product | Non-Weatherized, Condensing Ga | 1686 | 269 |  | 06/08/2023 | 51925 | 207456117 | 06/08/2023
Nordyne, LLC | Broan | KG7SC-038*-T23AP | Federally-Regulated Consumer Product | Non-Weatherized, Condensing Ga | 1252 | 250 |  | 06/08/2023 | 37844 | 207456244 | 06/08/2023
Nordyne, LLC | Broan | FG7TC-080D-V35CP | Federally-Regulated Consumer Product | Non-Weatherized, Condensing Ga | 1873 | 277 |  | 06/08/2023 | 50261 | 207456121 | 06/08/2023
Nordyne, LLC | Broan | FG7TC-060D-V24BP | Federally-Regulated Consumer Product | Non-Weatherized, Condensing Ga | 1339 | 254 |  | 06/08/2023 | 38422 | 207456111 | 06/08/2023
Nordyne, LLC | Gibson | KG7TC-060D-E24BP | Federally-Regulated Consumer Product | Non-Weatherized, Condensing Ga | 1222 | 249 |  | 06/08/2023 | 39014 | 207456109 | 06/08/2023
Nordyne, LLC | Gibson | KG7TC-080D-E35CP | Federally-Regulated Consumer Product | Non-Weatherized, Condensing Ga | 1686 | 269 |  | 06/08/2023 | 51925 | 207456119 | 06/08/2023
Nordyne, LLC | Gibson | KG7SC-108*-T45D* | Federally-Regulated Consumer Product | Non-Weatherized, Condensing Ga | 1956 | 281 |  | 06/08/2023 | 107378 | 205234654 | 06/08/2023
Nordyne, LLC | Gibson | KG7SC-120*-T45D* | Federally-Regulated Consumer Product | Non-Weatherized, Condensing Ga | 2047 | 272 |  | 06/08/2023 | 120160 | 205147072 | 06/08/2023
Nordyne, LLC | Gibson | KG7TC-120D-E45DP | Federally-Regulated Consumer Product | Non-Weatherized, Condensing Ga | 2160 | 290 |  | 06/08/2023 | 77603 | 207456138 | 06/08/2023
Nordyne, LLC | Gibson | KG7TC-100D-E35CP | Federally-Regulated Consumer Product | Non-Weatherized, Condensing Ga | 1763 | 273 |  | 06/08/2023 | 64473 | 207456129 | 06/08/2023
Nordyne, LLC | Maytag | MGC2SC038*T23AP | Federally-Regulated Consumer Product | Non-Weatherized, Condensing Ga | 1252 | 250 |  | 06/08/2023 | 37844 | 207456240 | 06/08/2023
Nordyne, LLC | Maytag | PGC2TC120DE45DP | Federally-Regulated Consumer Product | Non-Weatherized, Condensing Ga | 2160 | 290 |  | 06/08/2023 | 77603 | 207769473 | 06/08/2023
Nordyne, LLC | Maytag | MGC2SC108*T45D* | Federally-Regulated Consumer Product | Non-Weatherized, Condensing Ga | 1956 | 281 |  | 06/08/2023 | 107378 | 205234649 | 06/08/2023
Nordyne, LLC | Maytag | PGC2TC060DV24BP | Federally-Regulated Consumer Product | Non-Weatherized, Condensing Ga | 1339 | 254 |  | 06/08/2023 | 38422 | 207456106 | 06/08/2023
Nordyne, LLC | Maytag | MGC2SC054*T24BP | Federally-Regulated Consumer Product | Non-Weatherized, Condensing Ga | 1537 | 263 |  | 06/08/2023 | 54478 | 207455876 | 06/08/2023
Nordyne, LLC | Maytag | PGC2TC100DV35CP | Federally-Regulated Consumer Product | Non-Weatherized, Condensing Ga | 1826 | 275 |  | 06/08/2023 | 64473 | 207769477 | 06/08/2023
Nordyne, LLC | Maytag | PGC2TC080DV35CP | Federally-Regulated Consumer Product | Non-Weatherized, Condensing Ga | 1873 | 277 |  | 06/08/2023 | 50261 | 207456116 | 06/08/2023
Nordyne, LLC | Maytag | MGC2SC120*T45D* | Federally-Regulated Consumer Product | Non-Weatherized, Condensing Ga | 2047 | 272 |  | 06/08/2023 | 120160 | 205147067 | 06/08/2023
Nordyne, LLC | Airtemp | VG7SC-108*-T45D1 | Federally-Regulated Consumer Product | Non-Weatherized, Condensing Ga | 1956 | 281 |  | 06/08/2023 | 107378 | 205309150 | 06/08/2023
Nordyne, LLC | Airtemp | VG7TC-120D-E45DP | Federally-Regulated Consumer Product | Non-Weatherized, Condensing Ga | 2160 | 290 |  | 06/08/2023 | 77603 | 207465491 | 06/08/2023
Nordyne, LLC | Airtemp | VG7TC-080D-E35CP | Federally-Regulated Consumer Product | Non-Weatherized, Condensing Ga | 1686 | 269 |  | 06/08/2023 | 51925 | 207465489 | 06/08/2023
Nordyne, LLC | Airtemp | VG7SC-038*-T23AP | Federally-Regulated Consumer Product | Non-Weatherized, Condensing Ga | 1252 | 250 |  | 06/08/2023 | 37844 | 207776276 | 06/08/2023
Nordyne, LLC | Airtemp | VG7TC-060D-E24BP | Federally-Regulated Consumer Product | Non-Weatherized, Condensing Ga | 1222 | 249 |  | 06/08/2023 | 39014 | 207465488 | 06/08/2023
Nordyne, LLC | Airtemp | VG7SC-120*-T45DP | Federally-Regulated Consumer Product | Non-Weatherized, Condensing Ga | 2047 | 272 |  | 06/08/2023 | 120160 | 207769517 | 06/08/2023
Nordyne, LLC | Airtemp | VG7TC-100D-E35CP | Federally-Regulated Consumer Product | Non-Weatherized, Condensing Ga | 1763 | 273 |  | 06/08/2023 | 64473 | 207465490 | 06/08/2023
Nordyne, LLC | Airtemp | VG7SC-072*-T35CP | Federally-Regulated Consumer Product | Non-Weatherized, Condensing Ga | 1360 | 255 |  | 06/08/2023 | 72522 | 207769515 | 06/08/2023
Nordyne, LLC | Airtemp | VG7SC-108*-T45DP | Federally-Regulated Consumer Product | Non-Weatherized, Condensing Ga | 1956 | 281 |  | 06/08/2023 | 107378 | 207769516 | 06/08/2023
Nordyne, LLC | Moss Mechanical | FG7SC-120*-T45D* | Federally-Regulated Consumer Product | Non-Weatherized, Condensing Ga | 2047 | 272 |  | 06/01/2023 | 120160 | 208105416 | 06/08/2023
Nordyne, LLC | Moss Mechanical | FG7SC-038*-T23AP | Federally-Regulated Consumer Product | Non-Weatherized, Condensing Ga | 1252 | 250 |  | 06/01/2023 | 37844 | 208105489 | 06/08/2023
Nordyne, LLC | Moss Mechanical | FG7SC-072*-T35C* | Federally-Regulated Consumer Product | Non-Weatherized, Condensing Ga | 1360 | 255 |  | 06/01/2023 | 72522 | 208105421 | 06/08/2023
Nordyne, LLC | Moss Mechanical | FG7TC-080D-V35CP | Federally-Regulated Consumer Product | Non-Weatherized, Condensing Ga | 1873 | 277 |  | 06/01/2023 | 50261 | 208105464 | 06/08/2023
Nordyne, LLC | Moss Mechanical | FG7SC-108*-T45D* | Federally-Regulated Consumer Product | Non-Weatherized, Condensing Ga | 1956 | 281 |  | 06/01/2023 | 107378 | 208105419 | 06/08/2023
Nordyne, LLC | Moss Mechanical | KG7TC-120D-E45DP | Federally-Regulated Consumer Product | Non-Weatherized, Condensing Ga | 2160 | 290 |  | 06/01/2023 | 77603 | 208105467 | 06/08/2023
Nordyne, LLC | Moss Mechanical | KG7TC-060D-E24BP | Federally-Regulated Consumer Product | Non-Weatherized, Condensing Ga | 1222 | 249 |  | 06/01/2023 | 39014 | 208105461 | 06/08/2023
Nordyne, LLC | Moss Mechanical | FG7SC-054*-T24B* | Federally-Regulated Consumer Product | Non-Weatherized, Condensing Ga | 1537 | 263 |  | 06/01/2023 | 54478 | 208105413 | 06/08/2023
Nordyne, LLC | Moss Mechanical | FG7TC-120D-E45DP | Federally-Regulated Consumer Product | Non-Weatherized, Condensing Ga | 2160 | 290 |  | 06/01/2023 | 77603 | 208105508 | 06/08/2023
Nordyne, LLC | Moss Mechanical | KG7TC-100D-E35CP | Federally-Regulated Consumer Product | Non-Weatherized, Condensing Ga | 1763 | 273 |  | 06/01/2023 | 64473 | 208105465 | 06/08/2023
Nordyne, LLC | Moss Mechanical | KG7TC-080D-E35CP | Federally-Regulated Consumer Product | Non-Weatherized, Condensing Ga | 1686 | 269 |  | 06/01/2023 | 51925 | 208105463 | 06/08/2023
Nordyne, LLC | Moss Mechanical | FG7TC-100D-V35CP | Federally-Regulated Consumer Product | Non-Weatherized, Condensing Ga | 1826 | 275 |  | 06/01/2023 | 64473 | 208105466 | 06/08/2023
Nordyne, LLC | Moss Mechanical | FG7TC-060D-V24BP | Federally-Regulated Consumer Product | Non-Weatherized, Condensing Ga | 1339 | 254 |  | 06/01/2023 | 38422 | 208105462 | 06/08/2023
Nordyne, LLC | Miller | FG7TC-080D-V35CP | Federally-Regulated Consumer Product | Non-Weatherized, Condensing Ga | 1873 | 277 |  | 06/01/2023 | 50261 | 207456124 | 06/08/2023
Nordyne, LLC | Miller | FG7TC-060D-V24BP | Federally-Regulated Consumer Product | Non-Weatherized, Condensing Ga | 1339 | 254 |  | 06/01/2023 | 38422 | 207456114 | 06/08/2023
Nordyne, LLC | Miller | FG7TC-100D-V35CP | Federally-Regulated Consumer Product | Non-Weatherized, Condensing Ga | 1826 | 275 |  | 06/01/2023 | 64473 | 207456134 | 06/08/2023
Nordyne, LLC | AC PRO | KG7SC-054*-T24B* | Federally-Regulated Consumer Product | Non-Weatherized, Condensing Ga | 1537 | 263 |  | 06/01/2023 | 54478 | 204762174 | 06/08/2023
Nordyne, LLC | Moss Mechanical | FG7SC-120*-T45D* | Federally-Regulated Consumer Product | Non-Weatherized, Condensing Ga | 2047 | 272 |  | 06/08/2023 | 120160 | 208105416 | 06/08/2023
Nordyne, LLC | Moss Mechanical | FG7SC-038*-T23AP | Federally-Regulated Consumer Product | Non-Weatherized, Condensing Ga | 1252 | 250 |  | 06/08/2023 | 37844 | 208105489 | 06/08/2023
Nordyne, LLC | Moss Mechanical | FG7SC-072*-T35C* | Federally-Regulated Consumer Product | Non-Weatherized, Condensing Ga | 1360 | 255 |  | 06/08/2023 | 72522 | 208105421 | 06/08/2023
Nordyne, LLC | Moss Mechanical | FG7TC-080D-V35CP | Federally-Regulated Consumer Product | Non-Weatherized, Condensing Ga | 1873 | 277 |  | 06/08/2023 | 50261 | 208105464 | 06/08/2023
Nordyne, LLC | Moss Mechanical | FG7SC-108*-T45D* | Federally-Regulated Consumer Product | Non-Weatherized, Condensing Ga | 1956 | 281 |  | 06/08/2023 | 107378 | 208105419 | 06/08/2023
Nordyne, LLC | Moss Mechanical | KG7TC-120D-E45DP | Federally-Regulated Consumer Product | Non-Weatherized, Condensing Ga | 2160 | 290 |  | 06/08/2023 | 77603 | 208105467 | 06/08/2023
Nordyne, LLC | Moss Mechanical | KG7TC-060D-E24BP | Federally-Regulated Consumer Product | Non-Weatherized, Condensing Ga | 1222 | 249 |  | 06/08/2023 | 39014 | 208105461 | 06/08/2023
Nordyne, LLC | Moss Mechanical | FG7SC-054*-T24B* | Federally-Regulated Consumer Product | Non-Weatherized, Condensing Ga | 1537 | 263 |  | 06/08/2023 | 54478 | 208105413 | 06/08/2023
Nordyne, LLC | Moss Mechanical | FG7TC-120D-E45DP | Federally-Regulated Consumer Product | Non-Weatherized, Condensing Ga | 2160 | 290 |  | 06/08/2023 | 77603 | 208105508 | 06/08/2023
Nordyne, LLC | Moss Mechanical | KG7TC-100D-E35CP | Federally-Regulated Consumer Product | Non-Weatherized, Condensing Ga | 1763 | 273 |  | 06/08/2023 | 64473 | 208105465 | 06/08/2023
Nordyne, LLC | Moss Mechanical | KG7TC-080D-E35CP | Federally-Regulated Consumer Product | Non-Weatherized, Condensing Ga | 1686 | 269 |  | 06/08/2023 | 51925 | 208105463 | 06/08/2023
Nordyne, LLC | Moss Mechanical | FG7TC-100D-V35CP | Federally-Regulated Consumer Product | Non-Weatherized, Condensing Ga | 1826 | 275 |  | 06/08/2023 | 64473 | 208105466 | 06/08/2023
Nordyne, LLC | Moss Mechanical | FG7TC-060D-V24BP | Federally-Regulated Consumer Product | Non-Weatherized, Condensing Ga | 1339 | 254 |  | 06/08/2023 | 38422 | 208105462 | 06/08/2023
Nordyne, LLC | Intertherm | FG7TC-080D-V35CP | Federally-Regulated Consumer Product | Non-Weatherized, Condensing Ga | 1873 | 277 |  | 06/01/2023 | 50261 | 207456123 | 06/08/2023
Nordyne, LLC | Intertherm | FG7TC-060D-V24BP | Federally-Regulated Consumer Product | Non-Weatherized, Condensing Ga | 1339 | 254 |  | 06/01/2023 | 38422 | 207456113 | 06/08/2023
Nordyne, LLC | Intertherm | FG7TC-100D-V35CP | Federally-Regulated Consumer Product | Non-Weatherized, Condensing Ga | 1826 | 275 |  | 06/01/2023 | 64473 | 207456133 | 06/08/2023
Nordyne, LLC | All Pro | VG7SC-120*-T45D1 | Federally-Regulated Consumer Product | Non-Weatherized, Condensing Ga | 2047 | 272 |  | 06/01/2023 | 120160 | 207192196 | 06/08/2023
Nordyne, LLC | All Pro | VG7SC-108*-T45D1 | Federally-Regulated Consumer Product | Non-Weatherized, Condensing Ga | 1956 | 281 |  | 06/01/2023 | 107378 | 207192200 | 06/08/2023
Nordyne, LLC | All Pro | VG7SC-054*-T24B* | Federally-Regulated Consumer Product | Non-Weatherized, Condensing Ga | 1537 | 263 |  | 06/01/2023 | 54478 | 207192237 | 06/08/2023
Nordyne, LLC | All Pro | VG7SC-072*-T35C1 | Federally-Regulated Consumer Product | Non-Weatherized, Condensing Ga | 1360 | 255 |  | 06/01/2023 | 72522 | 207192202 | 06/08/2023
Nordyne, LLC | Frigidaire | FG7TC-120D-E45DP | Federally-Regulated Consumer Product | Non-Weatherized, Condensing Ga | 2160 | 290 |  | 06/01/2023 | 77603 | 207769469 | 06/08/2023
Nordyne, LLC | Frigidaire | KG7TC-120D-E45DP | Federally-Regulated Consumer Product | Non-Weatherized, Condensing Ga | 2160 | 290 |  | 06/01/2023 | 77603 | 207456137 | 06/08/2023
Nordyne, LLC | Frigidaire | FG7SC-120*-T45D* | Federally-Regulated Consumer Product | Non-Weatherized, Condensing Ga | 2047 | 272 |  | 06/01/2023 | 120160 | 205147069 | 06/08/2023
Nordyne, LLC | Frigidaire | KG7TC-060D-E24BP | Federally-Regulated Consumer Product | Non-Weatherized, Condensing Ga | 1222 | 249 |  | 06/01/2023 | 39014 | 207456108 | 06/08/2023
Nordyne, LLC | Frigidaire | KG7TC-080D-E35CP | Federally-Regulated Consumer Product | Non-Weatherized, Condensing Ga | 1686 | 269 |  | 06/01/2023 | 51925 | 207456118 | 06/08/2023
Nordyne, LLC | Frigidaire | KG7TC-100D-E35CP | Federally-Regulated Consumer Product | Non-Weatherized, Condensing Ga | 1763 | 273 |  | 06/01/2023 | 64473 | 207456128 | 06/08/2023
Nordyne, LLC | Frigidaire | FG7TC-100D-V35CP | Federally-Regulated Consumer Product | Non-Weatherized, Condensing Ga | 1826 | 275 |  | 06/01/2023 | 64473 | 207456132 | 06/08/2023
Nordyne, LLC | Frigidaire | FG7TC-060D-V24BP | Federally-Regulated Consumer Product | Non-Weatherized, Condensing Ga | 1339 | 254 |  | 06/01/2023 | 38422 | 207456112 | 06/08/2023
Nordyne, LLC | Frigidaire | FG7SC-038*-T23AP | Federally-Regulated Consumer Product | Non-Weatherized, Condensing Ga | 1252 | 250 |  | 06/01/2023 | 37844 | 207456242 | 06/08/2023
Nordyne, LLC | Frigidaire | FG7TC-080D-V35CP | Federally-Regulated Consumer Product | Non-Weatherized, Condensing Ga | 1873 | 277 |  | 06/01/2023 | 50261 | 207456122 | 06/08/2023
Nordyne, LLC | Frigidaire | FG7SC-108*-T45D* | Federally-Regulated Consumer Product | Non-Weatherized, Condensing Ga | 1956 | 281 |  | 06/01/2023 | 107378 | 205234651 | 06/08/2023
WM Technologies | Dettson | RLB-140F-SV-140-RF | Federally-Regulated Consumer Product | Non-Weatherized, Non-Condensin | 1798 | 509 |  | 10/03/2019 |  |  | 06/08/2023
WM Technologies | Dettson | RHB-105-SV-80-BF | Federally-Regulated Consumer Product | Non-Weatherized, Non-Condensin | 1516 | 415 |  | 07/29/2020 | 119937 | 203325158 | 06/08/2023
WM Technologies | Dettson | RLB-140F-SV-120-BNX | Federally-Regulated Consumer Product | Non-Weatherized, Non-Condensin | 1798 | 509 |  | 10/03/2019 |  |  | 06/08/2023
WM Technologies | Dettson | RLB-140F-SV-120-RF | Federally-Regulated Consumer Product | Non-Weatherized, Non-Condensin | 1798 | 509 |  | 10/03/2019 |  |  | 06/08/2023
WM Technologies | Dettson | RHB-140-SV-120-CAR | Federally-Regulated Consumer Product | Non-Weatherized, Non-Condensin | 1816 | 510 |  | 10/03/2019 |  |  | 06/08/2023
WM Technologies | Dettson | RLB-140F-SV-120-CAR | Federally-Regulated Consumer Product | Non-Weatherized, Non-Condensin | 1798 | 509 |  | 10/03/2019 |  |  | 06/08/2023
WM Technologies | Dettson | RHB-105-SV-90-BNX | Federally-Regulated Consumer Product | Non-Weatherized, Non-Condensin | 1504 | 488 |  | 10/03/2019 |  |  | 06/08/2023
WM Technologies | Dettson | RHB-105-SV-100-RF | Federally-Regulated Consumer Product | Non-Weatherized, Non-Condensin | 1504 | 488 |  | 10/03/2019 |  |  | 06/08/2023
WM Technologies | Dettson | RHB-140-SV-120-BNX | Federally-Regulated Consumer Product | Non-Weatherized, Non-Condensin | 1816 | 510 |  | 10/03/2019 |  |  | 06/08/2023
WM Technologies | Dettson | RHB-105-SV-90-CAR | Federally-Regulated Consumer Product | Non-Weatherized, Non-Condensin | 1504 | 488 |  | 10/03/2019 |  |  | 06/08/2023
WM Technologies | Dettson | RHB-105-SV-80-RF | Federally-Regulated Consumer Product | Non-Weatherized, Non-Condensin | 1504 | 488 |  | 10/03/2019 |  |  | 06/08/2023
WM Technologies | Dettson | RLB-140F-SV-140-BF | Federally-Regulated Consumer Product | Non-Weatherized, Non-Condensin | 1798 | 509 |  | 10/03/2019 |  |  | 06/08/2023
WM Technologies | Dettson | RLB-140F-SV-120-BF | Federally-Regulated Consumer Product | Non-Weatherized, Non-Condensin | 1798 | 509 |  | 10/03/2019 |  |  | 06/08/2023
WM Technologies | Dettson | RLB-140F-SV-140-BNX | Federally-Regulated Consumer Product | Non-Weatherized, Non-Condensin | 1798 | 509 |  | 10/03/2019 |  |  | 06/08/2023
WM Technologies | Dettson | RHB-105-SV-90-BF | Federally-Regulated Consumer Product | Non-Weatherized, Non-Condensin | 1504 | 488 |  | 10/03/2019 |  |  | 06/08/2023
WM Technologies | Dettson | RHB-105-SV-90-RF | Federally-Regulated Consumer Product | Non-Weatherized, Non-Condensin | 1504 | 488 |  | 10/03/2019 |  |  | 06/08/2023
WM Technologies | Dettson | RHB-105-SV-100-CAR | Federally-Regulated Consumer Product | Non-Weatherized, Non-Condensin | 1504 | 488 |  | 10/03/2019 |  |  | 06/08/2023
WM Technologies | Dettson | RHB-105-SV-80-BNX | Federally-Regulated Consumer Product | Non-Weatherized, Non-Condensin | 1504 | 488 |  | 10/03/2019 |  |  | 06/08/2023
WM Technologies | Dettson | RHB-105-SV-80-CAR | Federally-Regulated Consumer Product | Non-Weatherized, Non-Condensin | 1504 | 488 |  | 10/03/2019 |  |  | 06/08/2023
WM Technologies | Dettson | RHB-140-SV-120-RF | Federally-Regulated Consumer Product | Non-Weatherized, Non-Condensin | 1816 | 510 |  | 10/03/2019 |  |  | 06/08/2023
WM Technologies | Dettson | RHB-140-SV-120-BF | Federally-Regulated Consumer Product | Non-Weatherized, Non-Condensin | 1816 | 510 |  | 10/03/2019 |  |  | 06/08/2023
WM Technologies | Dettson | RHB-105-SV-100-BF | Federally-Regulated Consumer Product | Non-Weatherized, Non-Condensin | 1504 | 488 |  | 10/03/2019 |  |  | 06/08/2023
WM Technologies | Dettson | RHB-105-SV-100-BNX | Federally-Regulated Consumer Product | Non-Weatherized, Non-Condensin | 1504 | 488 |  | 10/03/2019 |  |  | 06/08/2023
Nordyne, LLC | Miller | FG7TC-080D-V35CP | Federally-Regulated Consumer Product | Non-Weatherized, Condensing Ga | 1873 | 277 |  | 06/08/2023 | 50261 | 207456124 | 06/08/2023
Nordyne, LLC | Miller | FG7TC-060D-V24BP | Federally-Regulated Consumer Product | Non-Weatherized, Condensing Ga | 1339 | 254 |  | 06/08/2023 | 38422 | 207456114 | 06/08/2023
Nordyne, LLC | Miller | FG7TC-100D-V35CP | Federally-Regulated Consumer Product | Non-Weatherized, Condensing Ga | 1826 | 275 |  | 06/08/2023 | 64473 | 207456134 | 06/08/2023
Nordyne, LLC | AC PRO | KG7SC-054*-T24B* | Federally-Regulated Consumer Product | Non-Weatherized, Condensing Ga | 1537 | 263 |  | 06/08/2023 | 54478 | 204762174 | 06/08/2023
Nordyne, LLC | Intertherm | FG7TC-080D-V35CP | Federally-Regulated Consumer Product | Non-Weatherized, Condensing Ga | 1873 | 277 |  | 06/08/2023 | 50261 | 207456123 | 06/08/2023
Nordyne, LLC | Intertherm | FG7TC-060D-V24BP | Federally-Regulated Consumer Product | Non-Weatherized, Condensing Ga | 1339 | 254 |  | 06/08/2023 | 38422 | 207456113 | 06/08/2023
Nordyne, LLC | Intertherm | FG7TC-100D-V35CP | Federally-Regulated Consumer Product | Non-Weatherized, Condensing Ga | 1826 | 275 |  | 06/08/2023 | 64473 | 207456133 | 06/08/2023
Nordyne, LLC | All Pro | VG7SC-120*-T45D1 | Federally-Regulated Consumer Product | Non-Weatherized, Condensing Ga | 2047 | 272 |  | 06/08/2023 | 120160 | 207192196 | 06/08/2023
Nordyne, LLC | All Pro | VG7SC-108*-T45D1 | Federally-Regulated Consumer Product | Non-Weatherized, Condensing Ga | 1956 | 281 |  | 06/08/2023 | 107378 | 207192200 | 06/08/2023
Nordyne, LLC | All Pro | VG7SC-054*-T24B* | Federally-Regulated Consumer Product | Non-Weatherized, Condensing Ga | 1537 | 263 |  | 06/08/2023 | 54478 | 207192237 | 06/08/2023
Nordyne, LLC | All Pro | VG7SC-072*-T35C1 | Federally-Regulated Consumer Product | Non-Weatherized, Condensing Ga | 1360 | 255 |  | 06/08/2023 | 72522 | 207192202 | 06/08/2023
Nordyne, LLC | NORTEK GLOBAL HVAC LLC | G7SC-120*-T45D* | Federally-Regulated Consumer Product | Non-Weatherized, Condensing Ga | 2047 | 272 |  | 06/01/2023 | 120160 | 205147056 | 06/08/2023
Nordyne, LLC | NORTEK GLOBAL HVAC LLC | G7SC-108*-T45D* | Federally-Regulated Consumer Product | Non-Weatherized, Condensing Ga | 1956 | 281 |  | 06/01/2023 | 107378 | 205234635 | 06/08/2023
Nordyne, LLC | NORTEK GLOBAL HVAC LLC | G7TC-080D-E35CP | Federally-Regulated Consumer Product | Non-Weatherized, Condensing Ga | 1686 | 269 |  | 06/01/2023 | 51925 | 207455890 | 06/08/2023
Nordyne, LLC | NORTEK GLOBAL HVAC LLC | G7TC-100D-V35CP | Federally-Regulated Consumer Product | Non-Weatherized, Condensing Ga | 1826 | 275 |  | 06/01/2023 | 64473 | 207455893 | 06/08/2023
Nordyne, LLC | NORTEK GLOBAL HVAC LLC | G7SC-038*-T23AP | Federally-Regulated Consumer Product | Non-Weatherized, Condensing Ga | 1252 | 250 |  | 06/01/2023 | 37844 | 207455983 | 06/08/2023
Nordyne, LLC | NORTEK GLOBAL HVAC LLC | G7TC-080D-V35CP | Federally-Regulated Consumer Product | Non-Weatherized, Condensing Ga | 1873 | 277 |  | 06/01/2023 | 50261 | 207455891 | 06/08/2023
Nordyne, LLC | NORTEK GLOBAL HVAC LLC | G7TC-060D-E24BP | Federally-Regulated Consumer Product | Non-Weatherized, Condensing Ga | 1222 | 249 |  | 06/01/2023 | 39014 | 207455888 | 06/08/2023
Nordyne, LLC | NORTEK GLOBAL HVAC LLC | G7TC-100D-E35CP | Federally-Regulated Consumer Product | Non-Weatherized, Condensing Ga | 1763 | 273 |  | 06/01/2023 | 64473 | 207455892 | 06/08/2023
Nordyne, LLC | NORTEK GLOBAL HVAC LLC | G7TC-060D-V24BP | Federally-Regulated Consumer Product | Non-Weatherized, Condensing Ga | 1339 | 254 |  | 06/01/2023 | 38422 | 207455889 | 06/08/2023
Nordyne, LLC | NORTEK GLOBAL HVAC LLC | G7TC-120D-E45DP | Federally-Regulated Consumer Product | Non-Weatherized, Condensing Ga | 2160 | 290 |  | 06/01/2023 | 77603 | 207455894 | 06/08/2023
Nordyne, LLC | Frigidaire | FG7TC-120D-E45DP | Federally-Regulated Consumer Product | Non-Weatherized, Condensing Ga | 2160 | 290 |  | 06/08/2023 | 77603 | 207769469 | 06/08/2023
Nordyne, LLC | Frigidaire | KG7TC-120D-E45DP | Federally-Regulated Consumer Product | Non-Weatherized, Condensing Ga | 2160 | 290 |  | 06/08/2023 | 77603 | 207456137 | 06/08/2023
Nordyne, LLC | Frigidaire | FG7SC-120*-T45D* | Federally-Regulated Consumer Product | Non-Weatherized, Condensing Ga | 2047 | 272 |  | 06/08/2023 | 120160 | 205147069 | 06/08/2023
Nordyne, LLC | Frigidaire | KG7TC-060D-E24BP | Federally-Regulated Consumer Product | Non-Weatherized, Condensing Ga | 1222 | 249 |  | 06/01/2023 | 39014 | 207456108 | 06/08/2023
Nordyne, LLC | Frigidaire | KG7TC-080D-E35CP | Federally-Regulated Consumer Product | Non-Weatherized, Condensing Ga | 1686 | 269 |  | 06/08/2023 | 51925 | 207456118 | 06/08/2023
Nordyne, LLC | Frigidaire | KG7TC-100D-E35CP | Federally-Regulated Consumer Product | Non-Weatherized, Condensing Ga | 1763 | 273 |  | 06/08/2023 | 64473 | 207456128 | 06/08/2023
Nordyne, LLC | Frigidaire | FG7TC-100D-V35CP | Federally-Regulated Consumer Product | Non-Weatherized, Condensing Ga | 1826 | 275 |  | 06/01/2023 | 64473 | 207456132 | 06/08/2023
Nordyne, LLC | Frigidaire | FG7TC-060D-V24BP | Federally-Regulated Consumer Product | Non-Weatherized, Condensing Ga | 1339 | 254 |  | 06/08/2023 | 38422 | 207456112 | 06/08/2023
Nordyne, LLC | Frigidaire | FG7SC-038*-T23AP | Federally-Regulated Consumer Product | Non-Weatherized, Condensing Ga | 1252 | 250 |  | 06/08/2023 | 37844 | 207456242 | 06/08/2023
Nordyne, LLC | Frigidaire | FG7TC-080D-V35CP | Federally-Regulated Consumer Product | Non-Weatherized, Condensing Ga | 1873 | 277 |  | 06/08/2023 | 50261 | 207456122 | 06/08/2023
Nordyne, LLC | Frigidaire | FG7SC-108*-T45D* | Federally-Regulated Consumer Product | Non-Weatherized, Condensing Ga | 1956 | 281 |  | 06/08/2023 | 107378 | 205234651 | 06/08/2023
WM Technologies | Dettson | RLB-140F-SV-140-RF | Federally-Regulated Consumer Product | Non-Weatherized, Non-Condensin | 2298 | 394 |  | 06/08/2023 | 166791 | 203325239 | 06/08/2023
WM Technologies | Dettson | RHB-105-SV-80-BF | Federally-Regulated Consumer Product | Non-Weatherized, Non-Condensin | 1516 | 415 |  | 06/08/2023 | 119937 | 203325158 | 06/08/2023
WM Technologies | Dettson | RLB-140F-SV-120-BNX | Federally-Regulated Consumer Product | Non-Weatherized, Non-Condensin | 2298 | 394 |  | 06/08/2023 | 166791 | 203325236 | 06/08/2023
WM Technologies | Dettson | RLB-140F-SV-120-RF | Federally-Regulated Consumer Product | Non-Weatherized, Non-Condensin | 2298 | 394 |  | 06/08/2023 | 166791 | 203325238 | 06/08/2023
WM Technologies | Dettson | RHB-140-SV-120-CAR | Federally-Regulated Consumer Product | Non-Weatherized, Non-Condensin | 1816 | 510 |  | 06/08/2023 | 1567 | 203325175 | 06/08/2023
WM Technologies | Dettson | RLB-140F-SV-120-CAR | Federally-Regulated Consumer Product | Non-Weatherized, Non-Condensin | 2298 | 394 |  | 06/08/2023 | 166791 | 203325235 | 06/08/2023
WM Technologies | Dettson | RHB-105-SV-90-BNX | Federally-Regulated Consumer Product | Non-Weatherized, Non-Condensin | 1516 | 415 |  | 06/08/2023 | 119937 | 203325165 | 06/08/2023
WM Technologies | Dettson | RHB-105-SV-100-RF | Federally-Regulated Consumer Product | Non-Weatherized, Non-Condensin | 1516 | 415 |  | 06/08/2023 | 119937 | 203325169 | 06/08/2023
WM Technologies | Dettson | RHB-140-SV-120-BNX | Federally-Regulated Consumer Product | Non-Weatherized, Non-Condensin | 1964 | 420 |  | 06/08/2023 | 140490 | 203325176 | 06/08/2023
WM Technologies | Dettson | RHB-105-SV-90-CAR | Federally-Regulated Consumer Product | Non-Weatherized, Non-Condensin | 1516 | 415 |  | 06/08/2023 | 119937 | 203325162 | 06/08/2023
WM Technologies | Dettson | RHB-105-SV-80-RF | Federally-Regulated Consumer Product | Non-Weatherized, Non-Condensin | 1516 | 415 |  | 06/08/2023 | 119937 | 203325167 | 06/08/2023
WM Technologies | Dettson | RLB-140F-SV-140-BF | Federally-Regulated Consumer Product | Non-Weatherized, Non-Condensin | 2298 | 394 |  | 06/08/2023 | 166791 | 203325234 | 06/08/2023
WM Technologies | Dettson | RLB-140F-SV-120-BF | Federally-Regulated Consumer Product | Non-Weatherized, Non-Condensin | 1798 | 509 |  | 06/08/2023 | 1568 | 203325233 | 06/08/2023
WM Technologies | Dettson | RLB-140F-SV-140-BNX | Federally-Regulated Consumer Product | Non-Weatherized, Non-Condensin | 2298 | 394 |  | 06/08/2023 | 166791 | 203325237 | 06/08/2023
WM Technologies | Dettson | RHB-105-SV-90-BF | Federally-Regulated Consumer Product | Non-Weatherized, Non-Condensin | 1516 | 415 |  | 06/08/2023 | 119937 | 203325159 | 06/08/2023
WM Technologies | Dettson | RHB-105-SV-90-RF | Federally-Regulated Consumer Product | Non-Weatherized, Non-Condensin | 1516 | 415 |  | 06/08/2023 | 119937 | 203325168 | 06/08/2023
WM Technologies | Dettson | RHB-105-SV-100-CAR | Federally-Regulated Consumer Product | Non-Weatherized, Non-Condensin | 1516 | 415 |  | 06/08/2023 | 119937 | 203325163 | 06/08/2023
WM Technologies | Dettson | RHB-105-SV-80-BNX | Federally-Regulated Consumer Product | Non-Weatherized, Non-Condensin | 1516 | 415 |  | 06/08/2023 | 119937 | 203325164 | 06/08/2023
WM Technologies | Dettson | RHB-105-SV-80-CAR | Federally-Regulated Consumer Product | Non-Weatherized, Non-Condensin | 1516 | 415 |  | 06/08/2023 | 119937 | 203325161 | 06/08/2023
WM Technologies | Dettson | RHB-140-SV-120-RF | Federally-Regulated Consumer Product | Non-Weatherized, Non-Condensin | 1816 | 510 |  | 06/08/2023 | 1567 | 203325177 | 06/08/2023
WM Technologies | Dettson | RHB-140-SV-120-BF | Federally-Regulated Consumer Product | Non-Weatherized, Non-Condensin | 1816 | 510 |  | 06/08/2023 | 1567 | 203325174 | 06/08/2023
WM Technologies | Dettson | RHB-105-SV-100-BF | Federally-Regulated Consumer Product | Non-Weatherized, Non-Condensin | 1516 | 415 |  | 06/08/2023 | 119937 | 203325160 | 06/08/2023
WM Technologies | Dettson | RHB-105-SV-100-BNX | Federally-Regulated Consumer Product | Non-Weatherized, Non-Condensin | 1516 | 415 |  | 06/08/2023 | 119937 | 203325166 | 06/08/2023
Nordyne, LLC | OXBOX | J952X120DU5SAB | Federally-Regulated Consumer Product | Non-Weatherized, Condensing Ga | 2160 | 290 |  | 06/01/2023 | 77603 | 207769497 | 06/08/2023
Nordyne, LLC | OXBOX | J952V080CUVSAB | Federally-Regulated Consumer Product | Non-Weatherized, Condensing Ga | 1873 | 277 |  | 06/01/2023 | 50261 | 207465533 | 06/08/2023
Nordyne, LLC | OXBOX | J952V100CUVSAB | Federally-Regulated Consumer Product | Non-Weatherized, Condensing Ga | 1826 | 275 |  | 06/01/2023 | 64473 | 207465534 | 06/08/2023
Nordyne, LLC | OXBOX | J952V060BUVSAB | Federally-Regulated Consumer Product | Non-Weatherized, Condensing Ga | 1339 | 254 |  | 06/01/2023 | 38422 | 207465532 | 06/08/2023
WM Technologies | Williamson-Thermoflo | CHB-105-VS-S2-RB085 | Federally-Regulated Consumer Product | Non-Weatherized, Non-Condensin | 1516 | 415 |  | 08/05/2022 | 119937 | 4890803 | 06/08/2023
WM Technologies | Williamson-Thermoflo | CHB-140-VS-S2-NX100 | Federally-Regulated Consumer Product | Non-Weatherized, Non-Condensin | 1964 | 420 |  | 08/05/2022 | 140490 | 4890806 | 06/08/2023
WM Technologies | Williamson-Thermoflo | CHB-105-VS-S2-AF085 | Federally-Regulated Consumer Product | Non-Weatherized, Non-Condensin | 1516 | 415 |  | 08/05/2022 | 119937 | 4890801 | 06/08/2023
WM Technologies | Williamson-Thermoflo | CHB-140-VS-S2-AF100 | Federally-Regulated Consumer Product | Non-Weatherized, Non-Condensin | 1816 | 510 |  | 08/05/2022 | 1567 | 4890805 | 06/08/2023
WM Technologies | Williamson-Thermoflo | CHB-105-VS-S2-CB085 | Federally-Regulated Consumer Product | Non-Weatherized, Non-Condensin | 1516 | 415 |  | 08/05/2022 | 119937 | 4890804 | 06/08/2023
WM Technologies | Williamson-Thermoflo | CLB-140-VS-F-S2-NX120 | Federally-Regulated Consumer Product | Non-Weatherized, Non-Condensin | 2298 | 394 |  | 08/05/2022 | 166791 | 4892711 | 06/08/2023
WM Technologies | Williamson-Thermoflo | CLB-140-VS-F-S2-AF100 | Federally-Regulated Consumer Product | Non-Weatherized, Non-Condensin | 1798 | 509 |  | 08/05/2022 | 1568 | 4892705 | 06/08/2023
WM Technologies | Williamson-Thermoflo | CHB-105-VS-S2-RB065 | Federally-Regulated Consumer Product | Non-Weatherized, Non-Condensin | 1516 | 415 |  | 08/05/2022 | 119937 | 4890795 | 06/08/2023
WM Technologies | Williamson-Thermoflo | CHB-105-VS-S2-RB075 | Federally-Regulated Consumer Product | Non-Weatherized, Non-Condensin | 1516 | 415 |  | 08/05/2022 | 119937 | 4890799 | 06/08/2023
WM Technologies | Williamson-Thermoflo | CHB-105-VS-S2-CB065 | Federally-Regulated Consumer Product | Non-Weatherized, Non-Condensin | 1516 | 415 |  | 08/05/2022 | 119937 | 4890796 | 06/08/2023
WM Technologies | Williamson-Thermoflo | CLB-140-VS-F-S2-CB100 | Federally-Regulated Consumer Product | Non-Weatherized, Non-Condensin | 2298 | 394 |  | 08/05/2022 | 166791 | 4892709 | 06/08/2023
WM Technologies | Williamson-Thermoflo | CLB-140-VS-F-S2-NX100 | Federally-Regulated Consumer Product | Non-Weatherized, Non-Condensin | 2298 | 394 |  | 08/05/2022 | 166791 | 4892706 | 06/08/2023
WM Technologies | Williamson-Thermoflo | CHB-105-VS-S2-NX075 | Federally-Regulated Consumer Product | Non-Weatherized, Non-Condensin | 1516 | 415 |  | 08/05/2022 | 119937 | 4890798 | 06/08/2023
WM Technologies | Williamson-Thermoflo | CHB-105-VS-S2-CB075 | Federally-Regulated Consumer Product | Non-Weatherized, Non-Condensin | 1516 | 415 |  | 08/05/2022 | 119937 | 4890800 | 06/08/2023
WM Technologies | Williamson-Thermoflo | CHB-105-VS-S2-AF075 | Federally-Regulated Consumer Product | Non-Weatherized, Non-Condensin | 1516 | 415 |  | 08/05/2022 | 119937 | 4890797 | 06/08/2023
WM Technologies | Williamson-Thermoflo | CHB-105-VS-S2-NX085 | Federally-Regulated Consumer Product | Non-Weatherized, Non-Condensin | 1516 | 415 |  | 08/05/2022 | 119937 | 4890802 | 06/08/2023
WM Technologies | Williamson-Thermoflo | CHB-140-VS-S2-CB100 | Federally-Regulated Consumer Product | Non-Weatherized, Non-Condensin | 1816 | 510 |  | 08/05/2022 | 1567 | 4890808 | 06/08/2023
WM Technologies | Williamson-Thermoflo | CHB-140-VS-S2-RB100 | Federally-Regulated Consumer Product | Non-Weatherized, Non-Condensin | 1816 | 510 |  | 08/05/2022 | 1567 | 4890807 | 06/08/2023
WM Technologies | Williamson-Thermoflo | CLB-140-VS-F-S2-RB100 | Federally-Regulated Consumer Product | Non-Weatherized, Non-Condensin | 2298 | 394 |  | 08/05/2022 | 166791 | 4892707 | 06/08/2023
WM Technologies | Williamson-Thermoflo | CLB-140-VS-F-S2-RB120 | Federally-Regulated Consumer Product | Non-Weatherized, Non-Condensin | 2298 | 394 |  | 08/05/2022 | 166791 | 4892712 | 06/08/2023
WM Technologies | Williamson-Thermoflo | chb-105-vs-s2-af065 | Federally-Regulated Consumer Product | Non-Weatherized, Non-Condensin | 1516 | 415 |  | 08/05/2022 | 119937 | 4890793 | 06/08/2023
WM Technologies | Williamson-Thermoflo | CLB-140-VS-F-S2-AF120 | Federally-Regulated Consumer Product | Non-Weatherized, Non-Condensin | 2298 | 394 |  | 08/05/2022 | 166791 | 4892710 | 06/08/2023
WM Technologies | Williamson-Thermoflo | CHB-105-VS-S2-NX065 | Federally-Regulated Consumer Product | Non-Weatherized, Non-Condensin | 1516 | 415 |  | 08/05/2022 | 119937 | 4890794 | 06/08/2023
Nordyne, LLC | Moss Mechanical | FG7SC-120*-T45D* | Federally-Regulated Consumer Product | Non-Weatherized, Condensing Ga | 2047 | 272 | 285 | 06/08/2023 | 120160 | 208105416 | 06/08/2023
Nordyne, LLC | Moss Mechanical | FG7SC-038*-T23AP | Federally-Regulated Consumer Product | Non-Weatherized, Condensing Ga | 1252 | 250 | 250 | 06/08/2023 | 37844 | 208105489 | 06/08/2023
Nordyne, LLC | Moss Mechanical | FG7SC-072*-T35C* | Federally-Regulated Consumer Product | Non-Weatherized, Condensing Ga | 1360 | 255 | 255 | 06/08/2023 | 72522 | 208105421 | 06/08/2023
Nordyne, LLC | Moss Mechanical | FG7TC-080D-V35CP | Federally-Regulated Consumer Product | Non-Weatherized, Condensing Ga | 1873 | 277 | 277 | 06/08/2023 | 50261 | 208105464 | 06/08/2023
Nordyne, LLC | Moss Mechanical | FG7SC-108*-T45D* | Federally-Regulated Consumer Product | Non-Weatherized, Condensing Ga | 1956 | 281 | 281 | 06/08/2023 | 107378 | 208105419 | 06/08/2023
Nordyne, LLC | Moss Mechanical | KG7TC-120D-E45DP | Federally-Regulated Consumer Product | Non-Weatherized, Condensing Ga | 2160 | 290 | 290 | 06/08/2023 | 77603 | 208105467 | 06/08/2023
Nordyne, LLC | Moss Mechanical | KG7TC-060D-E24BP | Federally-Regulated Consumer Product | Non-Weatherized, Condensing Ga | 1222 | 249 | 249 | 06/08/2023 | 39014 | 208105461 | 06/08/2023
Nordyne, LLC | Moss Mechanical | FG7SC-054*-T24B* | Federally-Regulated Consumer Product | Non-Weatherized, Condensing Ga | 1537 | 263 | 263 | 06/08/2023 | 54478 | 208105413 | 06/08/2023
Nordyne, LLC | Moss Mechanical | FG7TC-120D-E45DP | Federally-Regulated Consumer Product | Non-Weatherized, Condensing Ga | 2160 | 290 | 290 | 06/08/2023 | 77603 | 208105508 | 06/08/2023
Nordyne, LLC | Moss Mechanical | KG7TC-100D-E35CP | Federally-Regulated Consumer Product | Non-Weatherized, Condensing Ga | 1763 | 273 | 273 | 06/08/2023 | 64473 | 208105465 | 06/08/2023
Nordyne, LLC | Moss Mechanical | KG7TC-080D-E35CP | Federally-Regulated Consumer Product | Non-Weatherized, Condensing Ga | 1686 | 269 | 269 | 06/08/2023 | 51925 | 208105463 | 06/08/2023
Nordyne, LLC | Moss Mechanical | FG7TC-100D-V35CP | Federally-Regulated Consumer Product | Non-Weatherized, Condensing Ga | 1826 | 275 | 275 | 06/08/2023 | 64473 | 208105466 | 06/08/2023
Nordyne, LLC | Moss Mechanical | FG7TC-060D-V24BP | Federally-Regulated Consumer Product | Non-Weatherized, Condensing Ga | 1339 | 254 | 254 | 06/08/2023 | 38422 | 208105462 | 06/08/2023
Nordyne, LLC | AC PRO | KG7SC-054*-T24B* | Federally-Regulated Consumer Product | Non-Weatherized, Condensing Ga | 1537 | 263 |  | 06/08/2023 | 54478 | 204762174 | 06/08/2023
Nordyne, LLC | Miller | FG7TC-080D-V35CP | Federally-Regulated Consumer Product | Non-Weatherized, Condensing Ga | 1873 | 277 |  | 06/08/2023 | 50261 | 207456124 | 06/08/2023
Nordyne, LLC | Miller | FG7TC-060D-V24BP | Federally-Regulated Consumer Product | Non-Weatherized, Condensing Ga | 1339 | 254 |  | 06/08/2023 | 38422 | 207456114 | 06/08/2023
Nordyne, LLC | Miller | FG7TC-100D-V35CP | Federally-Regulated Consumer Product | Non-Weatherized, Condensing Ga | 1826 | 275 |  | 06/08/2023 | 64473 | 207456134 | 06/08/2023
Nordyne, LLC | NORTEK GLOBAL HVAC LLC | G7SC-120*-T45D* | Federally-Regulated Consumer Product | Non-Weatherized, Condensing Ga | 2047 | 272 |  | 06/08/2023 | 120160 | 205147056 | 06/08/2023
Nordyne, LLC | NORTEK GLOBAL HVAC LLC | G7SC-108*-T45D* | Federally-Regulated Consumer Product | Non-Weatherized, Condensing Ga | 1956 | 281 |  | 06/08/2023 | 107378 | 205234635 | 06/08/2023
Nordyne, LLC | NORTEK GLOBAL HVAC LLC | G7TC-080D-E35CP | Federally-Regulated Consumer Product | Non-Weatherized, Condensing Ga | 1686 | 269 |  | 06/08/2023 | 51925 | 207455890 | 06/08/2023
Nordyne, LLC | NORTEK GLOBAL HVAC LLC | G7TC-100D-V35CP | Federally-Regulated Consumer Product | Non-Weatherized, Condensing Ga | 1826 | 275 |  | 06/08/2023 | 64473 | 207455893 | 06/08/2023
Nordyne, LLC | NORTEK GLOBAL HVAC LLC | G7SC-038*-T23AP | Federally-Regulated Consumer Product | Non-Weatherized, Condensing Ga | 1252 | 250 |  | 06/08/2023 | 37844 | 207455983 | 06/08/2023
Nordyne, LLC | NORTEK GLOBAL HVAC LLC | G7TC-080D-V35CP | Federally-Regulated Consumer Product | Non-Weatherized, Condensing Ga | 1873 | 277 |  | 06/08/2023 | 50261 | 207455891 | 06/08/2023
Nordyne, LLC | NORTEK GLOBAL HVAC LLC | G7TC-060D-E24BP | Federally-Regulated Consumer Product | Non-Weatherized, Condensing Ga | 1222 | 249 |  | 06/08/2023 | 39014 | 207455888 | 06/08/2023
Nordyne, LLC | NORTEK GLOBAL HVAC LLC | G7TC-100D-E35CP | Federally-Regulated Consumer Product | Non-Weatherized, Condensing Ga | 1763 | 273 |  | 06/08/2023 | 64473 | 207455892 | 06/08/2023
Nordyne, LLC | NORTEK GLOBAL HVAC LLC | G7TC-060D-V24BP | Federally-Regulated Consumer Product | Non-Weatherized, Condensing Ga | 1339 | 254 |  | 06/08/2023 | 38422 | 207455889 | 06/08/2023
Nordyne, LLC | NORTEK GLOBAL HVAC LLC | G7TC-120D-E45DP | Federally-Regulated Consumer Product | Non-Weatherized, Condensing Ga | 2160 | 290 |  | 06/08/2023 | 77603 | 207455894 | 06/08/2023
Nordyne, LLC | All Pro | VG7SC-120*-T45D1 | Federally-Regulated Consumer Product | Non-Weatherized, Condensing Ga | 2047 | 272 |  | 06/08/2023 | 120160 | 207192196 | 06/08/2023
Nordyne, LLC | All Pro | VG7SC-108*-T45D1 | Federally-Regulated Consumer Product | Non-Weatherized, Condensing Ga | 1956 | 281 |  | 06/08/2023 | 107378 | 207192200 | 06/08/2023
Nordyne, LLC | All Pro | VG7SC-054*-T24B* | Federally-Regulated Consumer Product | Non-Weatherized, Condensing Ga | 1537 | 263 |  | 06/08/2023 | 54478 | 207192237 | 06/08/2023
Nordyne, LLC | All Pro | VG7SC-072*-T35C1 | Federally-Regulated Consumer Product | Non-Weatherized, Condensing Ga | 1360 | 255 |  | 06/08/2023 | 72522 | 207192202 | 06/08/2023
Nordyne, LLC | Intertherm | FG7TC-080D-V35CP | Federally-Regulated Consumer Product | Non-Weatherized, Condensing Ga | 1873 | 277 |  | 06/08/2023 | 50261 | 207456123 | 06/08/2023
Nordyne, LLC | Intertherm | FG7TC-060D-V24BP | Federally-Regulated Consumer Product | Non-Weatherized, Condensing Ga | 1339 | 254 |  | 06/08/2023 | 38422 | 207456113 | 06/08/2023
Nordyne, LLC | Intertherm | FG7TC-100D-V35CP | Federally-Regulated Consumer Product | Non-Weatherized, Condensing Ga | 1826 | 275 |  | 06/08/2023 | 64473 | 207456133 | 06/08/2023
Nordyne, LLC | OXBOX | J952X120DU5SAB | Federally-Regulated Consumer Product | Non-Weatherized, Condensing Ga | 2160 | 290 |  | 06/01/2023 | 77603 | 207769497 | 06/08/2023
Nordyne, LLC | OXBOX | J952V080CUVSAB | Federally-Regulated Consumer Product | Non-Weatherized, Condensing Ga | 1873 | 277 |  | 06/08/2023 | 50261 | 207465533 | 06/08/2023
Nordyne, LLC | OXBOX | J952V100CUVSAB | Federally-Regulated Consumer Product | Non-Weatherized, Condensing Ga | 1826 | 275 |  | 06/01/2023 | 64473 | 207465534 | 06/08/2023
Nordyne, LLC | OXBOX | J952V060BUVSAB | Federally-Regulated Consumer Product | Non-Weatherized, Condensing Ga | 1339 | 254 |  | 06/01/2023 | 38422 | 207465532 | 06/08/2023
WM Technologies | Dettson | RLB-140F-SV-140-RF | Federally-Regulated Consumer Product | Non-Weatherized, Non-Condensin | 2298 | 394 |  | 06/08/2023 | 166791 | 203325239 | 06/08/2023
WM Technologies | Dettson | RHB-105-SV-80-BF | Federally-Regulated Consumer Product | Non-Weatherized, Non-Condensin | 1516 | 415 |  | 06/08/2023 | 119937 | 203325158 | 06/08/2023
WM Technologies | Dettson | RLB-140F-SV-120-BNX | Federally-Regulated Consumer Product | Non-Weatherized, Non-Condensin | 2298 | 394 |  | 06/08/2023 | 166791 | 203325236 | 06/08/2023
WM Technologies | Dettson | RLB-140F-SV-120-RF | Federally-Regulated Consumer Product | Non-Weatherized, Non-Condensin | 2298 | 394 |  | 06/08/2023 | 166791 | 203325238 | 06/08/2023
WM Technologies | Dettson | RHB-140-SV-120-CAR | Federally-Regulated Consumer Product | Non-Weatherized, Non-Condensin | 1816 | 510 |  | 06/08/2023 | 1567 | 203325175 | 06/08/2023
WM Technologies | Dettson | RLB-140F-SV-120-CAR | Federally-Regulated Consumer Product | Non-Weatherized, Non-Condensin | 2298 | 394 |  | 06/08/2023 | 166791 | 203325235 | 06/08/2023
WM Technologies | Dettson | RHB-105-SV-90-BNX | Federally-Regulated Consumer Product | Non-Weatherized, Non-Condensin | 1516 | 415 |  | 06/08/2023 | 119937 | 203325165 | 06/08/2023
WM Technologies | Dettson | RHB-105-SV-100-RF | Federally-Regulated Consumer Product | Non-Weatherized, Non-Condensin | 1516 | 415 |  | 06/08/2023 | 119937 | 203325169 | 06/08/2023
WM Technologies | Dettson | RHB-140-SV-120-BNX | Federally-Regulated Consumer Product | Non-Weatherized, Non-Condensin | 1964 | 420 |  | 06/08/2023 | 140490 | 203325176 | 06/08/2023
WM Technologies | Dettson | RHB-105-SV-90-CAR | Federally-Regulated Consumer Product | Non-Weatherized, Non-Condensin | 1516 | 415 |  | 06/08/2023 | 119937 | 203325162 | 06/08/2023
WM Technologies | Dettson | RHB-105-SV-80-RF | Federally-Regulated Consumer Product | Non-Weatherized, Non-Condensin | 1516 | 415 |  | 06/08/2023 | 119937 | 203325167 | 06/08/2023
WM Technologies | Dettson | RLB-140F-SV-140-BF | Federally-Regulated Consumer Product | Non-Weatherized, Non-Condensin | 2298 | 394 |  | 06/08/2023 | 166791 | 203325234 | 06/08/2023
WM Technologies | Dettson | RLB-140F-SV-120-BF | Federally-Regulated Consumer Product | Non-Weatherized, Non-Condensin | 1798 | 509 |  | 06/08/2023 | 1568 | 203325233 | 06/08/2023
WM Technologies | Dettson | RLB-140F-SV-140-BNX | Federally-Regulated Consumer Product | Non-Weatherized, Non-Condensin | 2298 | 394 |  | 06/08/2023 | 166791 | 203325237 | 06/08/2023
WM Technologies | Dettson | RHB-105-SV-90-BF | Federally-Regulated Consumer Product | Non-Weatherized, Non-Condensin | 1516 | 415 |  | 06/08/2023 | 119937 | 203325159 | 06/08/2023
WM Technologies | Dettson | RHB-105-SV-90-RF | Federally-Regulated Consumer Product | Non-Weatherized, Non-Condensin | 1516 | 415 |  | 06/08/2023 | 119937 | 203325168 | 06/08/2023
WM Technologies | Dettson | RHB-105-SV-100-CAR | Federally-Regulated Consumer Product | Non-Weatherized, Non-Condensin | 1516 | 415 |  | 06/08/2023 | 119937 | 203325163 | 06/08/2023
WM Technologies | Dettson | RHB-105-SV-80-BNX | Federally-Regulated Consumer Product | Non-Weatherized, Non-Condensin | 1516 | 415 |  | 06/08/2023 | 119937 | 203325164 | 06/08/2023
WM Technologies | Dettson | RHB-105-SV-80-CAR | Federally-Regulated Consumer Product | Non-Weatherized, Non-Condensin | 1516 | 415 |  | 06/08/2023 | 119937 | 203325161 | 06/08/2023
WM Technologies | Dettson | RHB-140-SV-120-RF | Federally-Regulated Consumer Product | Non-Weatherized, Non-Condensin | 1816 | 510 |  | 06/08/2023 | 1567 | 203325177 | 06/08/2023
WM Technologies | Dettson | RHB-140-SV-120-BF | Federally-Regulated Consumer Product | Non-Weatherized, Non-Condensin | 1816 | 510 |  | 06/08/2023 | 1567 | 203325174 | 06/08/2023
WM Technologies | Dettson | RHB-105-SV-100-BF | Federally-Regulated Consumer Product | Non-Weatherized, Non-Condensin | 1516 | 415 |  | 06/08/2023 | 119937 | 203325160 | 06/08/2023
WM Technologies | Dettson | RHB-105-SV-100-BNX | Federally-Regulated Consumer Product | Non-Weatherized, Non-Condensin | 1516 | 415 |  | 06/08/2023 | 119937 | 203325166 | 06/08/2023
Nordyne, LLC | Frigidaire | FG7TC-120D-E45DP | Federally-Regulated Consumer Product | Non-Weatherized, Condensing Ga | 2160 | 290 |  | 06/08/2023 | 77603 | 207769469 | 06/08/2023
Nordyne, LLC | Frigidaire | KG7TC-120D-E45DP | Federally-Regulated Consumer Product | Non-Weatherized, Condensing Ga | 2160 | 290 |  | 06/08/2023 | 77603 | 207456137 | 06/08/2023
Nordyne, LLC | Frigidaire | FG7SC-120*-T45D* | Federally-Regulated Consumer Product | Non-Weatherized, Condensing Ga | 2047 | 272 |  | 06/08/2023 | 120160 | 205147069 | 06/08/2023
Nordyne, LLC | Frigidaire | KG7TC-060D-E24BP | Federally-Regulated Consumer Product | Non-Weatherized, Condensing Ga | 1222 | 249 |  | 06/08/2023 | 39014 | 207456108 | 06/08/2023
Nordyne, LLC | Frigidaire | KG7TC-080D-E35CP | Federally-Regulated Consumer Product | Non-Weatherized, Condensing Ga | 1686 | 269 |  | 06/08/2023 | 51925 | 207456118 | 06/08/2023
Nordyne, LLC | Frigidaire | KG7TC-100D-E35CP | Federally-Regulated Consumer Product | Non-Weatherized, Condensing Ga | 1763 | 273 |  | 06/08/2023 | 64473 | 207456128 | 06/08/2023
Nordyne, LLC | Frigidaire | FG7TC-100D-V35CP | Federally-Regulated Consumer Product | Non-Weatherized, Condensing Ga | 1826 | 275 |  | 06/08/2023 | 64473 | 207456132 | 06/08/2023
Nordyne, LLC | Frigidaire | FG7TC-060D-V24BP | Federally-Regulated Consumer Product | Non-Weatherized, Condensing Ga | 1339 | 254 |  | 06/08/2023 | 38422 | 207456112 | 06/08/2023
Nordyne, LLC | Frigidaire | FG7SC-038*-T23AP | Federally-Regulated Consumer Product | Non-Weatherized, Condensing Ga | 1252 | 250 |  | 06/08/2023 | 37844 | 207456242 | 06/08/2023
Nordyne, LLC | Frigidaire | FG7TC-080D-V35CP | Federally-Regulated Consumer Product | Non-Weatherized, Condensing Ga | 1873 | 277 |  | 06/08/2023 | 50261 | 207456122 | 06/08/2023
Nordyne, LLC | Frigidaire | FG7SC-108*-T45D* | Federally-Regulated Consumer Product | Non-Weatherized, Condensing Ga | 1956 | 281 |  | 06/08/2023 | 107378 | 205234651 | 06/08/2023
WM Technologies | Williamson-Thermoflo | CHB-105-VS-S2-RB085 | Federally-Regulated Consumer Product | Non-Weatherized, Non-Condensin | 1516 | 415 |  | 06/08/2023 | 119937 | 4890803 | 06/08/2023
WM Technologies | Williamson-Thermoflo | CHB-140-VS-S2-NX100 | Federally-Regulated Consumer Product | Non-Weatherized, Non-Condensin | 1964 | 420 |  | 06/08/2023 | 140490 | 4890806 | 06/08/2023
WM Technologies | Williamson-Thermoflo | CHB-105-VS-S2-AF085 | Federally-Regulated Consumer Product | Non-Weatherized, Non-Condensin | 1516 | 415 |  | 06/08/2023 | 119937 | 4890801 | 06/08/2023
WM Technologies | Williamson-Thermoflo | CHB-140-VS-S2-AF100 | Federally-Regulated Consumer Product | Non-Weatherized, Non-Condensin | 1816 | 510 |  | 06/08/2023 | 1567 | 4890805 | 06/08/2023
WM Technologies | Williamson-Thermoflo | CHB-105-VS-S2-CB085 | Federally-Regulated Consumer Product | Non-Weatherized, Non-Condensin | 1516 | 415 |  | 06/08/2023 | 119937 | 4890804 | 06/08/2023
WM Technologies | Williamson-Thermoflo | CLB-140-VS-F-S2-NX120 | Federally-Regulated Consumer Product | Non-Weatherized, Non-Condensin | 2298 | 394 |  | 06/08/2023 | 166791 | 4892711 | 06/08/2023
WM Technologies | Williamson-Thermoflo | CLB-140-VS-F-S2-AF100 | Federally-Regulated Consumer Product | Non-Weatherized, Non-Condensin | 1798 | 509 |  | 06/08/2023 | 1568 | 4892705 | 06/08/2023
WM Technologies | Williamson-Thermoflo | CHB-105-VS-S2-RB065 | Federally-Regulated Consumer Product | Non-Weatherized, Non-Condensin | 1516 | 415 |  | 06/08/2023 | 119937 | 4890795 | 06/08/2023
WM Technologies | Williamson-Thermoflo | CHB-105-VS-S2-RB075 | Federally-Regulated Consumer Product | Non-Weatherized, Non-Condensin | 1516 | 415 |  | 06/08/2023 | 119937 | 4890799 | 06/08/2023
WM Technologies | Williamson-Thermoflo | CHB-105-VS-S2-CB065 | Federally-Regulated Consumer Product | Non-Weatherized, Non-Condensin | 1516 | 415 |  | 06/08/2023 | 119937 | 4890796 | 06/08/2023
WM Technologies | Williamson-Thermoflo | CLB-140-VS-F-S2-CB100 | Federally-Regulated Consumer Product | Non-Weatherized, Non-Condensin | 2298 | 394 |  | 06/08/2023 | 166791 | 4892709 | 06/08/2023
WM Technologies | Williamson-Thermoflo | CLB-140-VS-F-S2-NX100 | Federally-Regulated Consumer Product | Non-Weatherized, Non-Condensin | 2298 | 394 |  | 06/08/2023 | 166791 | 4892706 | 06/08/2023
WM Technologies | Williamson-Thermoflo | CHB-105-VS-S2-NX075 | Federally-Regulated Consumer Product | Non-Weatherized, Non-Condensin | 1516 | 415 |  | 06/08/2023 | 119937 | 4890798 | 06/08/2023
WM Technologies | Williamson-Thermoflo | CHB-105-VS-S2-CB075 | Federally-Regulated Consumer Product | Non-Weatherized, Non-Condensin | 1516 | 415 |  | 06/08/2023 | 119937 | 4890800 | 06/08/2023
WM Technologies | Williamson-Thermoflo | CHB-105-VS-S2-AF075 | Federally-Regulated Consumer Product | Non-Weatherized, Non-Condensin | 1516 | 415 |  | 06/08/2023 | 119937 | 4890797 | 06/08/2023
WM Technologies | Williamson-Thermoflo | CHB-105-VS-S2-NX085 | Federally-Regulated Consumer Product | Non-Weatherized, Non-Condensin | 1516 | 415 |  | 06/08/2023 | 119937 | 4890802 | 06/08/2023
WM Technologies | Williamson-Thermoflo | CHB-140-VS-S2-CB100 | Federally-Regulated Consumer Product | Non-Weatherized, Non-Condensin | 1816 | 510 |  | 06/08/2023 | 1567 | 4890808 | 06/08/2023
WM Technologies | Williamson-Thermoflo | CHB-140-VS-S2-RB100 | Federally-Regulated Consumer Product | Non-Weatherized, Non-Condensin | 1816 | 510 |  | 06/08/2023 | 1567 | 4890807 | 06/08/2023
WM Technologies | Williamson-Thermoflo | CLB-140-VS-F-S2-RB100 | Federally-Regulated Consumer Product | Non-Weatherized, Non-Condensin | 2298 | 394 |  | 06/08/2023 | 166791 | 4892707 | 06/08/2023
WM Technologies | Williamson-Thermoflo | CLB-140-VS-F-S2-RB120 | Federally-Regulated Consumer Product | Non-Weatherized, Non-Condensin | 2298 | 394 |  | 06/08/2023 | 166791 | 4892712 | 06/08/2023
WM Technologies | Williamson-Thermoflo | chb-105-vs-s2-af065 | Federally-Regulated Consumer Product | Non-Weatherized, Non-Condensin | 1516 | 415 |  | 06/08/2023 | 119937 | 4890793 | 06/08/2023
WM Technologies | Williamson-Thermoflo | CLB-140-VS-F-S2-AF120 | Federally-Regulated Consumer Product | Non-Weatherized, Non-Condensin | 2298 | 394 |  | 06/08/2023 | 166791 | 4892710 | 06/08/2023
WM Technologies | Williamson-Thermoflo | CHB-105-VS-S2-NX065 | Federally-Regulated Consumer Product | Non-Weatherized, Non-Condensin | 1516 | 415 |  | 06/08/2023 | 119937 | 4890794 | 06/08/2023
Nordyne, LLC | NORTEK GLOBAL HVAC LLC | G7SC-120*-T45D* | Federally-Regulated Consumer Product | Non-Weatherized, Condensing Ga | 2047 | 272 |  | 06/08/2023 | 120160 | 205147056 | 06/08/2023
Nordyne, LLC | NORTEK GLOBAL HVAC LLC | G7SC-108*-T45D* | Federally-Regulated Consumer Product | Non-Weatherized, Condensing Ga | 1956 | 281 |  | 06/08/2023 | 107378 | 205234635 | 06/08/2023
Nordyne, LLC | NORTEK GLOBAL HVAC LLC | G7TC-080D-E35CP | Federally-Regulated Consumer Product | Non-Weatherized, Condensing Ga | 1686 | 269 |  | 06/08/2023 | 51925 | 207455890 | 06/08/2023
Nordyne, LLC | NORTEK GLOBAL HVAC LLC | G7TC-100D-V35CP | Federally-Regulated Consumer Product | Non-Weatherized, Condensing Ga | 1826 | 275 |  | 06/08/2023 | 64473 | 207455893 | 06/08/2023
Nordyne, LLC | NORTEK GLOBAL HVAC LLC | G7SC-038*-T23AP | Federally-Regulated Consumer Product | Non-Weatherized, Condensing Ga | 1252 | 250 |  | 06/08/2023 | 37844 | 207455983 | 06/08/2023
Nordyne, LLC | NORTEK GLOBAL HVAC LLC | G7TC-080D-V35CP | Federally-Regulated Consumer Product | Non-Weatherized, Condensing Ga | 1873 | 277 |  | 06/08/2023 | 50261 | 207455891 | 06/08/2023
Nordyne, LLC | NORTEK GLOBAL HVAC LLC | G7TC-060D-E24BP | Federally-Regulated Consumer Product | Non-Weatherized, Condensing Ga | 1222 | 249 |  | 06/08/2023 | 39014 | 207455888 | 06/08/2023
Nordyne, LLC | NORTEK GLOBAL HVAC LLC | G7TC-100D-E35CP | Federally-Regulated Consumer Product | Non-Weatherized, Condensing Ga | 1763 | 273 |  | 06/08/2023 | 64473 | 207455892 | 06/08/2023
Nordyne, LLC | NORTEK GLOBAL HVAC LLC | G7TC-060D-V24BP | Federally-Regulated Consumer Product | Non-Weatherized, Condensing Ga | 1339 | 254 |  | 06/08/2023 | 38422 | 207455889 | 06/08/2023
Nordyne, LLC | NORTEK GLOBAL HVAC LLC | G7TC-120D-E45DP | Federally-Regulated Consumer Product | Non-Weatherized, Condensing Ga | 2160 | 290 |  | 06/08/2023 | 77603 | 207455894 | 06/08/2023
WM Technologies | Williamson-Thermoflo | CHB-105-VS-S2-RB085 | Federally-Regulated Consumer Product | Non-Weatherized, Non-Condensin | 1516 | 415 |  | 06/08/2023 | 119937 | 4890803 | 06/08/2023
WM Technologies | Williamson-Thermoflo | CHB-140-VS-S2-NX100 | Federally-Regulated Consumer Product | Non-Weatherized, Non-Condensin | 1964 | 420 |  | 06/08/2023 | 140490 | 4890806 | 06/08/2023
WM Technologies | Williamson-Thermoflo | CHB-105-VS-S2-AF085 | Federally-Regulated Consumer Product | Non-Weatherized, Non-Condensin | 1516 | 415 |  | 06/08/2023 | 119937 | 4890801 | 06/08/2023
WM Technologies | Williamson-Thermoflo | CHB-140-VS-S2-AF100 | Federally-Regulated Consumer Product | Non-Weatherized, Non-Condensin | 1816 | 510 |  | 06/08/2023 | 1567 | 4890805 | 06/08/2023
WM Technologies | Williamson-Thermoflo | CHB-105-VS-S2-CB085 | Federally-Regulated Consumer Product | Non-Weatherized, Non-Condensin | 1516 | 415 |  | 06/08/2023 | 119937 | 4890804 | 06/08/2023
WM Technologies | Williamson-Thermoflo | CLB-140-VS-F-S2-NX120 | Federally-Regulated Consumer Product | Non-Weatherized, Non-Condensin | 2298 | 394 |  | 06/08/2023 | 166791 | 4892711 | 06/08/2023
WM Technologies | Williamson-Thermoflo | CLB-140-VS-F-S2-AF100 | Federally-Regulated Consumer Product | Non-Weatherized, Non-Condensin | 1798 | 509 |  | 06/08/2023 | 1568 | 4892705 | 06/08/2023
WM Technologies | Williamson-Thermoflo | CHB-105-VS-S2-RB065 | Federally-Regulated Consumer Product | Non-Weatherized, Non-Condensin | 1516 | 415 |  | 06/08/2023 | 119937 | 4890795 | 06/08/2023
WM Technologies | Williamson-Thermoflo | CHB-105-VS-S2-RB075 | Federally-Regulated Consumer Product | Non-Weatherized, Non-Condensin | 1516 | 415 |  | 06/08/2023 | 119937 | 4890799 | 06/08/2023
WM Technologies | Williamson-Thermoflo | CHB-105-VS-S2-CB065 | Federally-Regulated Consumer Product | Non-Weatherized, Non-Condensin | 1516 | 415 |  | 06/08/2023 | 119937 | 4890796 | 06/08/2023
WM Technologies | Williamson-Thermoflo | CLB-140-VS-F-S2-CB100 | Federally-Regulated Consumer Product | Non-Weatherized, Non-Condensin | 2298 | 394 |  | 06/08/2023 | 166791 | 4892709 | 06/08/2023
WM Technologies | Williamson-Thermoflo | CLB-140-VS-F-S2-NX100 | Federally-Regulated Consumer Product | Non-Weatherized, Non-Condensin | 2298 | 394 |  | 06/08/2023 | 166791 | 4892706 | 06/08/2023
WM Technologies | Williamson-Thermoflo | CHB-105-VS-S2-NX075 | Federally-Regulated Consumer Product | Non-Weatherized, Non-Condensin | 1516 | 415 |  | 06/08/2023 | 119937 | 4890798 | 06/08/2023
WM Technologies | Williamson-Thermoflo | CHB-105-VS-S2-CB075 | Federally-Regulated Consumer Product | Non-Weatherized, Non-Condensin | 1516 | 415 |  | 06/08/2023 | 119937 | 4890800 | 06/08/2023
WM Technologies | Williamson-Thermoflo | CHB-105-VS-S2-AF075 | Federally-Regulated Consumer Product | Non-Weatherized, Non-Condensin | 1516 | 415 |  | 06/08/2023 | 119937 | 4890797 | 06/08/2023
WM Technologies | Williamson-Thermoflo | CHB-105-VS-S2-NX085 | Federally-Regulated Consumer Product | Non-Weatherized, Non-Condensin | 1516 | 415 |  | 06/08/2023 | 119937 | 4890802 | 06/08/2023
WM Technologies | Williamson-Thermoflo | CHB-140-VS-S2-CB100 | Federally-Regulated Consumer Product | Non-Weatherized, Non-Condensin | 1816 | 510 |  | 06/08/2023 | 1567 | 4890808 | 06/08/2023
WM Technologies | Williamson-Thermoflo | CHB-140-VS-S2-RB100 | Federally-Regulated Consumer Product | Non-Weatherized, Non-Condensin | 1816 | 510 |  | 06/08/2023 | 1567 | 4890807 | 06/08/2023
WM Technologies | Williamson-Thermoflo | CLB-140-VS-F-S2-RB100 | Federally-Regulated Consumer Product | Non-Weatherized, Non-Condensin | 2298 | 394 |  | 06/08/2023 | 166791 | 4892707 | 06/08/2023
WM Technologies | Williamson-Thermoflo | CLB-140-VS-F-S2-RB120 | Federally-Regulated Consumer Product | Non-Weatherized, Non-Condensin | 2298 | 394 |  | 06/08/2023 | 166791 | 4892712 | 06/08/2023
WM Technologies | Williamson-Thermoflo | chb-105-vs-s2-af065 | Federally-Regulated Consumer Product | Non-Weatherized, Non-Condensin | 1516 | 415 |  | 06/08/2023 | 119937 | 4890793 | 06/08/2023
WM Technologies | Williamson-Thermoflo | CLB-140-VS-F-S2-AF120 | Federally-Regulated Consumer Product | Non-Weatherized, Non-Condensin | 2298 | 394 |  | 06/08/2023 | 166791 | 4892710 | 06/08/2023
WM Technologies | Williamson-Thermoflo | CHB-105-VS-S2-NX065 | Federally-Regulated Consumer Product | Non-Weatherized, Non-Condensin | 1516 | 415 |  | 06/08/2023 | 119937 | 4890794 | 06/08/2023
Nordyne, LLC | OXBOX | J952X120DU5SAB | Federally-Regulated Consumer Product | Non-Weatherized, Condensing Ga | 2160 | 290 |  | 06/08/2023 | 77603 | 207769497 | 06/08/2023
Nordyne, LLC | OXBOX | J952V080CUVSAB | Federally-Regulated Consumer Product | Non-Weatherized, Condensing Ga | 1873 | 277 |  | 06/08/2023 | 50261 | 207465533 | 06/08/2023
Nordyne, LLC | OXBOX | J952V100CUVSAB | Federally-Regulated Consumer Product | Non-Weatherized, Condensing Ga | 1826 | 275 |  | 06/08/2023 | 64473 | 207465534 | 06/08/2023
Nordyne, LLC | OXBOX | J952V060BUVSAB | Federally-Regulated Consumer Product | Non-Weatherized, Condensing Ga | 1339 | 254 |  | 06/08/2023 | 38422 | 207465532 | 06/08/2023
Johnson Controls, Inc. | YORK BY JOHNSON CONTROLS | TMLE100C16MP11 | Federally-Regulated Consumer Product | Non-Weatherized, Non-Condensin | 1717 | 252 |  | 05/25/2023 | 99043 | 203489627 | 06/09/2023
Johnson Controls, Inc. | YORK BY JOHNSON CONTROLS | TMLE060A12MP11 | Federally-Regulated Consumer Product | Non-Weatherized, Non-Condensin | 1311 | 235 |  | 05/25/2023 | 60267 | 203489597 | 06/09/2023
Johnson Controls, Inc. | YORK BY JOHNSON CONTROLS | TM8E080C16MP11 | Federally-Regulated Consumer Product | Non-Weatherized, Non-Condensin | 1616 | 248 |  | 05/25/2023 | 79634 | 203324323 | 06/09/2023
Johnson Controls, Inc. | YORK BY JOHNSON CONTROLS | TM8E100C16MP11 | Federally-Regulated Consumer Product | Non-Weatherized, Non-Condensin | 1717 | 252 |  | 05/25/2023 | 99043 | 203324326 | 06/09/2023
Johnson Controls, Inc. | YORK BY JOHNSON CONTROLS | TMLE120C20MP11 | Federally-Regulated Consumer Product | Non-Weatherized, Non-Condensin | 2201 | 273 |  | 05/25/2023 | 119730 | 203489645 | 06/09/2023
Johnson Controls, Inc. | YORK BY JOHNSON CONTROLS | TMLE100C20MP11 | Federally-Regulated Consumer Product | Non-Weatherized, Non-Condensin | 2201 | 273 |  | 05/25/2023 | 99043 | 203489633 | 06/09/2023
Johnson Controls, Inc. | YORK BY JOHNSON CONTROLS | TM8E130D20MP11 | Federally-Regulated Consumer Product | Non-Weatherized, Non-Condensin | 2178 | 272 |  | 05/25/2023 | 130606 | 203324330 | 06/09/2023
Johnson Controls, Inc. | YORK BY JOHNSON CONTROLS | TM8E060A12MP11 | Federally-Regulated Consumer Product | Non-Weatherized, Non-Condensin | 1311 | 235 |  | 05/25/2023 | 60267 | 203324321 | 06/09/2023
Johnson Controls, Inc. | YORK BY JOHNSON CONTROLS | TMLE080C16MP11 | Federally-Regulated Consumer Product | Non-Weatherized, Non-Condensin | 1616 | 248 |  | 05/25/2023 | 79634 | 203489609 | 06/09/2023
Johnson Controls, Inc. | YORK BY JOHNSON CONTROLS | TMLE040A12MP11 | Federally-Regulated Consumer Product | Non-Weatherized, Non-Condensin | 1303 | 235 |  | 05/25/2023 | 39958 | 203489591 | 06/09/2023
Johnson Controls, Inc. | YORK BY JOHNSON CONTROLS | TM8E040A12MP11 | Federally-Regulated Consumer Product | Non-Weatherized, Non-Condensin | 1303 | 235 |  | 05/25/2023 | 39958 | 203324320 | 06/09/2023
Johnson Controls, Inc. | YORK BY JOHNSON CONTROLS | TMLE130D20MP11 | Federally-Regulated Consumer Product | Non-Weatherized, Non-Condensin | 2178 | 272 |  | 05/25/2023 | 130606 | 203489651 | 06/09/2023
Johnson Controls, Inc. | YORK BY JOHNSON CONTROLS | TM8E120C20MP11 | Federally-Regulated Consumer Product | Non-Weatherized, Non-Condensin | 2201 | 273 |  | 05/25/2023 | 119730 | 203324329 | 06/09/2023
Johnson Controls, Inc. | YORK BY JOHNSON CONTROLS | TMLE120C16MP11 | Federally-Regulated Consumer Product | Non-Weatherized, Non-Condensin | 1719 | 252 |  | 05/25/2023 | 118964 | 203489639 | 06/09/2023
Johnson Controls, Inc. | YORK BY JOHNSON CONTROLS | TM8E120C16MP11 | Federally-Regulated Consumer Product | Non-Weatherized, Non-Condensin | 1719 | 252 |  | 05/25/2023 | 118964 | 203324328 | 06/09/2023
Johnson Controls, Inc. | YORK BY JOHNSON CONTROLS | TM8E080C20MP11 | Federally-Regulated Consumer Product | Non-Weatherized, Non-Condensin | 2104 | 269 |  | 05/25/2023 | 80073 | 203324324 | 06/09/2023
Johnson Controls, Inc. | YORK BY JOHNSON CONTROLS | TMLE080B12MP11 | Federally-Regulated Consumer Product | Non-Weatherized, Non-Condensin | 1311 | 235 |  | 05/25/2023 | 79634 | 203489603 | 06/09/2023
Johnson Controls, Inc. | YORK BY JOHNSON CONTROLS | TMLE080C20MP11 | Federally-Regulated Consumer Product | Non-Weatherized, Non-Condensin | 2104 | 269 |  | 05/25/2023 | 80073 | 203489615 | 06/09/2023
Johnson Controls, Inc. | YORK BY JOHNSON CONTROLS | TM8E100B12MP11 | Federally-Regulated Consumer Product | Non-Weatherized, Non-Condensin | 1560 | 246 |  | 05/25/2023 | 100501 | 203324325 | 06/09/2023
Johnson Controls, Inc. | YORK BY JOHNSON CONTROLS | TMLE100B12MP11 | Federally-Regulated Consumer Product | Non-Weatherized, Non-Condensin | 1560 | 246 |  | 05/25/2023 | 100501 | 203489621 | 06/09/2023
Johnson Controls, Inc. | YORK BY JOHNSON CONTROLS | TMLE100C16MP11 | Federally-Regulated Consumer Product | Non-Weatherized, Non-Condensin | 1717 | 252 | 258 | 06/09/2023 | 99043 | 203489627 | 06/09/2023
Johnson Controls, Inc. | YORK BY JOHNSON CONTROLS | TMLE060A12MP11 | Federally-Regulated Consumer Product | Non-Weatherized, Non-Condensin | 1311 | 235 | 240 | 06/09/2023 | 60267 | 203489597 | 06/09/2023
Johnson Controls, Inc. | YORK BY JOHNSON CONTROLS | TM8E080C16MP11 | Federally-Regulated Consumer Product | Non-Weatherized, Non-Condensin | 1616 | 248 | 253 | 06/09/2023 | 79634 | 203324323 | 06/09/2023
Johnson Controls, Inc. | YORK BY JOHNSON CONTROLS | TM8E100C16MP11 | Federally-Regulated Consumer Product | Non-Weatherized, Non-Condensin | 1717 | 252 | 258 | 06/09/2023 | 99043 | 203324326 | 06/09/2023
Johnson Controls, Inc. | YORK BY JOHNSON CONTROLS | TMLE120C20MP11 | Federally-Regulated Consumer Product | Non-Weatherized, Non-Condensin | 2201 | 273 | 279 | 06/09/2023 | 119730 | 203489645 | 06/09/2023
Johnson Controls, Inc. | YORK BY JOHNSON CONTROLS | TMLE100C20MP11 | Federally-Regulated Consumer Product | Non-Weatherized, Non-Condensin | 2201 | 273 | 279 | 06/09/2023 | 99043 | 203489633 | 06/09/2023
Johnson Controls, Inc. | YORK BY JOHNSON CONTROLS | TM8E130D20MP11 | Federally-Regulated Consumer Product | Non-Weatherized, Non-Condensin | 2178 | 272 | 278 | 06/09/2023 | 130606 | 203324330 | 06/09/2023
Johnson Controls, Inc. | YORK BY JOHNSON CONTROLS | TM8E060A12MP11 | Federally-Regulated Consumer Product | Non-Weatherized, Non-Condensin | 1311 | 235 | 240 | 06/09/2023 | 60267 | 203324321 | 06/09/2023
Johnson Controls, Inc. | YORK BY JOHNSON CONTROLS | TMLE080C16MP11 | Federally-Regulated Consumer Product | Non-Weatherized, Non-Condensin | 1616 | 248 | 253 | 06/09/2023 | 79634 | 203489609 | 06/09/2023
Johnson Controls, Inc. | YORK BY JOHNSON CONTROLS | TMLE040A12MP11 | Federally-Regulated Consumer Product | Non-Weatherized, Non-Condensin | 1303 | 235 | 239 | 06/09/2023 | 39958 | 203489591 | 06/09/2023
Johnson Controls, Inc. | YORK BY JOHNSON CONTROLS | TM8E040A12MP11 | Federally-Regulated Consumer Product | Non-Weatherized, Non-Condensin | 1303 | 235 | 239 | 06/09/2023 | 39958 | 203324320 | 06/09/2023
Johnson Controls, Inc. | YORK BY JOHNSON CONTROLS | TMLE130D20MP11 | Federally-Regulated Consumer Product | Non-Weatherized, Non-Condensin | 2178 | 272 | 278 | 06/09/2023 | 130606 | 203489651 | 06/09/2023
Johnson Controls, Inc. | YORK BY JOHNSON CONTROLS | TM8E120C20MP11 | Federally-Regulated Consumer Product | Non-Weatherized, Non-Condensin | 2201 | 273 | 279 | 06/09/2023 | 119730 | 203324329 | 06/09/2023
Johnson Controls, Inc. | YORK BY JOHNSON CONTROLS | TMLE120C16MP11 | Federally-Regulated Consumer Product | Non-Weatherized, Non-Condensin | 1719 | 252 | 258 | 06/09/2023 | 118964 | 203489639 | 06/09/2023
Johnson Controls, Inc. | YORK BY JOHNSON CONTROLS | TM8E120C16MP11 | Federally-Regulated Consumer Product | Non-Weatherized, Non-Condensin | 1719 | 252 | 258 | 06/09/2023 | 118964 | 203324328 | 06/09/2023
Johnson Controls, Inc. | YORK BY JOHNSON CONTROLS | TM8E080C20MP11 | Federally-Regulated Consumer Product | Non-Weatherized, Non-Condensin | 2104 | 269 | 275 | 06/09/2023 | 80073 | 203324324 | 06/09/2023
Johnson Controls, Inc. | YORK BY JOHNSON CONTROLS | TMLE080B12MP11 | Federally-Regulated Consumer Product | Non-Weatherized, Non-Condensin | 1311 | 235 | 240 | 06/09/2023 | 79634 | 203489603 | 06/09/2023
Johnson Controls, Inc. | YORK BY JOHNSON CONTROLS | TMLE080C20MP11 | Federally-Regulated Consumer Product | Non-Weatherized, Non-Condensin | 2104 | 269 | 275 | 06/09/2023 | 80073 | 203489615 | 06/09/2023
Johnson Controls, Inc. | YORK BY JOHNSON CONTROLS | TM8E100B12MP11 | Federally-Regulated Consumer Product | Non-Weatherized, Non-Condensin | 1560 | 246 | 251 | 06/09/2023 | 100501 | 203324325 | 06/09/2023
Johnson Controls, Inc. | YORK BY JOHNSON CONTROLS | TMLE100B12MP11 | Federally-Regulated Consumer Product | Non-Weatherized, Non-Condensin | 1560 | 246 | 251 | 06/09/2023 | 100501 | 203489621 | 06/09/2023
Lennox Industries Inc. | ARMSTRONG AIR | A80UH1E80B16X-* | Federally-Regulated Consumer Product | Non-Weatherized, Non-Condensin | 1688 | 256 |  | 05/25/2023 | 79662 | 202055797 | 06/09/2023
Johnson Controls, Inc. | CHAMPION HEATING AND COOLING | TMLE080B12MP11 | Federally-Regulated Consumer Product | Non-Weatherized, Non-Condensin | 1311 | 235 |  | 05/25/2023 | 79634 | 203489608 | 06/09/2023
Johnson Controls, Inc. | CHAMPION HEATING AND COOLING | TM8E040A12MP11 | Federally-Regulated Consumer Product | Non-Weatherized, Non-Condensin | 1303 | 235 |  | 05/25/2023 | 39958 | 203324377 | 06/09/2023
Johnson Controls, Inc. | CHAMPION HEATING AND COOLING | TMLE100C20MP11 | Federally-Regulated Consumer Product | Non-Weatherized, Non-Condensin | 2201 | 273 |  | 05/25/2023 | 99043 | 203489638 | 06/09/2023
Johnson Controls, Inc. | CHAMPION HEATING AND COOLING | TMLE130D20MP11 | Federally-Regulated Consumer Product | Non-Weatherized, Non-Condensin | 2178 | 272 |  | 05/25/2023 | 130606 | 203489656 | 06/09/2023
Johnson Controls, Inc. | CHAMPION HEATING AND COOLING | TM8E080C20MP11 | Federally-Regulated Consumer Product | Non-Weatherized, Non-Condensin | 2104 | 269 |  | 05/25/2023 | 80073 | 203324381 | 06/09/2023
Johnson Controls, Inc. | CHAMPION HEATING AND COOLING | TMLE120C16MP11 | Federally-Regulated Consumer Product | Non-Weatherized, Non-Condensin | 1719 | 252 |  | 05/25/2023 | 118964 | 203489644 | 06/09/2023
Johnson Controls, Inc. | CHAMPION HEATING AND COOLING | TM8E120C20MP11 | Federally-Regulated Consumer Product | Non-Weatherized, Non-Condensin | 2201 | 273 |  | 05/25/2023 | 119730 | 203324386 | 06/09/2023
Johnson Controls, Inc. | CHAMPION HEATING AND COOLING | TMLE080C20MP11 | Federally-Regulated Consumer Product | Non-Weatherized, Non-Condensin | 2104 | 269 |  | 05/25/2023 | 80073 | 203489620 | 06/09/2023
Johnson Controls, Inc. | CHAMPION HEATING AND COOLING | TM8E080C16MP11 | Federally-Regulated Consumer Product | Non-Weatherized, Non-Condensin | 1616 | 248 |  | 05/25/2023 | 79634 | 203324380 | 06/09/2023
Johnson Controls, Inc. | CHAMPION HEATING AND COOLING | TMLE080C16MP11 | Federally-Regulated Consumer Product | Non-Weatherized, Non-Condensin | 1616 | 248 |  | 05/25/2023 | 79634 | 203489614 | 06/09/2023
Johnson Controls, Inc. | CHAMPION HEATING AND COOLING | TM8E120C16MP11 | Federally-Regulated Consumer Product | Non-Weatherized, Non-Condensin | 1719 | 252 |  | 05/25/2023 | 118964 | 203324385 | 06/09/2023
Johnson Controls, Inc. | CHAMPION HEATING AND COOLING | TM8E100C16MP11 | Federally-Regulated Consumer Product | Non-Weatherized, Non-Condensin | 1717 | 252 |  | 05/25/2023 | 99043 | 203324383 | 06/09/2023
Johnson Controls, Inc. | CHAMPION HEATING AND COOLING | TMLE100B12MP11 | Federally-Regulated Consumer Product | Non-Weatherized, Non-Condensin | 1560 | 246 |  | 05/25/2023 | 100501 | 203489626 | 06/09/2023
Johnson Controls, Inc. | CHAMPION HEATING AND COOLING | TM8E100B12MP11 | Federally-Regulated Consumer Product | Non-Weatherized, Non-Condensin | 1560 | 246 |  | 05/25/2023 | 100501 | 203324382 | 06/09/2023
Johnson Controls, Inc. | CHAMPION HEATING AND COOLING | TMLE100C16MP11 | Federally-Regulated Consumer Product | Non-Weatherized, Non-Condensin | 1717 | 252 |  | 05/25/2023 | 99043 | 203489632 | 06/09/2023
Johnson Controls, Inc. | CHAMPION HEATING AND COOLING | TMLE120C20MP11 | Federally-Regulated Consumer Product | Non-Weatherized, Non-Condensin | 2201 | 273 |  | 05/25/2023 | 119730 | 203489650 | 06/09/2023
Johnson Controls, Inc. | CHAMPION HEATING AND COOLING | TM8E060A12MP11 | Federally-Regulated Consumer Product | Non-Weatherized, Non-Condensin | 1311 | 235 |  | 05/25/2023 | 60267 | 203324378 | 06/09/2023
Johnson Controls, Inc. | CHAMPION HEATING AND COOLING | TMLE040A12MP11 | Federally-Regulated Consumer Product | Non-Weatherized, Non-Condensin | 1303 | 235 |  | 05/25/2023 | 39958 | 203489596 | 06/09/2023
Johnson Controls, Inc. | CHAMPION HEATING AND COOLING | TMLE060A12MP11 | Federally-Regulated Consumer Product | Non-Weatherized, Non-Condensin | 1311 | 235 |  | 05/25/2023 | 60267 | 203489602 | 06/09/2023
Johnson Controls, Inc. | CHAMPION HEATING AND COOLING | TM8E130D20MP11 | Federally-Regulated Consumer Product | Non-Weatherized, Non-Condensin | 2178 | 272 |  | 05/25/2023 | 130606 | 203324387 | 06/09/2023
Lennox Industries Inc. | ARMSTRONG AIR | A80UH1E80B16X-* | Federally-Regulated Consumer Product | Non-Weatherized, Non-Condensin | 1688 | 256 |  | 06/09/2023 | 79662 | 202055797 | 06/09/2023
Johnson Controls, Inc. | CHAMPION HEATING AND COOLING | TMLE080B12MP11 | Federally-Regulated Consumer Product | Non-Weatherized, Non-Condensin | 1311 | 235 |  | 06/09/2023 | 79634 | 203489608 | 06/09/2023
Johnson Controls, Inc. | CHAMPION HEATING AND COOLING | TM8E040A12MP11 | Federally-Regulated Consumer Product | Non-Weatherized, Non-Condensin | 1303 | 235 |  | 06/09/2023 | 39958 | 203324377 | 06/09/2023
Johnson Controls, Inc. | CHAMPION HEATING AND COOLING | TMLE100C20MP11 | Federally-Regulated Consumer Product | Non-Weatherized, Non-Condensin | 2201 | 273 |  | 06/09/2023 | 99043 | 203489638 | 06/09/2023
Johnson Controls, Inc. | CHAMPION HEATING AND COOLING | TMLE130D20MP11 | Federally-Regulated Consumer Product | Non-Weatherized, Non-Condensin | 2178 | 272 |  | 06/09/2023 | 130606 | 203489656 | 06/09/2023
Johnson Controls, Inc. | CHAMPION HEATING AND COOLING | TM8E080C20MP11 | Federally-Regulated Consumer Product | Non-Weatherized, Non-Condensin | 2104 | 269 |  | 06/09/2023 | 80073 | 203324381 | 06/09/2023
Johnson Controls, Inc. | CHAMPION HEATING AND COOLING | TMLE120C16MP11 | Federally-Regulated Consumer Product | Non-Weatherized, Non-Condensin | 1719 | 252 |  | 06/09/2023 | 118964 | 203489644 | 06/09/2023
Johnson Controls, Inc. | CHAMPION HEATING AND COOLING | TM8E120C20MP11 | Federally-Regulated Consumer Product | Non-Weatherized, Non-Condensin | 2201 | 273 |  | 06/09/2023 | 119730 | 203324386 | 06/09/2023
Johnson Controls, Inc. | CHAMPION HEATING AND COOLING | TMLE080C20MP11 | Federally-Regulated Consumer Product | Non-Weatherized, Non-Condensin | 2104 | 269 |  | 05/25/2023 | 80073 | 203489620 | 06/09/2023
Johnson Controls, Inc. | CHAMPION HEATING AND COOLING | TM8E080C16MP11 | Federally-Regulated Consumer Product | Non-Weatherized, Non-Condensin | 1616 | 248 |  | 06/09/2023 | 79634 | 203324380 | 06/09/2023
Johnson Controls, Inc. | CHAMPION HEATING AND COOLING | TMLE080C16MP11 | Federally-Regulated Consumer Product | Non-Weatherized, Non-Condensin | 1616 | 248 |  | 05/25/2023 | 79634 | 203489614 | 06/09/2023
Johnson Controls, Inc. | CHAMPION HEATING AND COOLING | TM8E120C16MP11 | Federally-Regulated Consumer Product | Non-Weatherized, Non-Condensin | 1719 | 252 |  | 06/09/2023 | 118964 | 203324385 | 06/09/2023
Johnson Controls, Inc. | CHAMPION HEATING AND COOLING | TM8E100C16MP11 | Federally-Regulated Consumer Product | Non-Weatherized, Non-Condensin | 1717 | 252 |  | 06/09/2023 | 99043 | 203324383 | 06/09/2023
Johnson Controls, Inc. | CHAMPION HEATING AND COOLING | TMLE100B12MP11 | Federally-Regulated Consumer Product | Non-Weatherized, Non-Condensin | 1560 | 246 |  | 06/09/2023 | 100501 | 203489626 | 06/09/2023
Johnson Controls, Inc. | CHAMPION HEATING AND COOLING | TM8E100B12MP11 | Federally-Regulated Consumer Product | Non-Weatherized, Non-Condensin | 1560 | 246 |  | 06/09/2023 | 100501 | 203324382 | 06/09/2023
Johnson Controls, Inc. | CHAMPION HEATING AND COOLING | TMLE100C16MP11 | Federally-Regulated Consumer Product | Non-Weatherized, Non-Condensin | 1717 | 252 |  | 06/09/2023 | 99043 | 203489632 | 06/09/2023
Johnson Controls, Inc. | CHAMPION HEATING AND COOLING | TMLE120C20MP11 | Federally-Regulated Consumer Product | Non-Weatherized, Non-Condensin | 2201 | 273 |  | 06/09/2023 | 119730 | 203489650 | 06/09/2023
Johnson Controls, Inc. | CHAMPION HEATING AND COOLING | TM8E060A12MP11 | Federally-Regulated Consumer Product | Non-Weatherized, Non-Condensin | 1311 | 235 |  | 06/09/2023 | 60267 | 203324378 | 06/09/2023
Johnson Controls, Inc. | CHAMPION HEATING AND COOLING | TMLE040A12MP11 | Federally-Regulated Consumer Product | Non-Weatherized, Non-Condensin | 1303 | 235 |  | 06/09/2023 | 39958 | 203489596 | 06/09/2023
Johnson Controls, Inc. | CHAMPION HEATING AND COOLING | TMLE060A12MP11 | Federally-Regulated Consumer Product | Non-Weatherized, Non-Condensin | 1311 | 235 |  | 06/09/2023 | 60267 | 203489602 | 06/09/2023
Johnson Controls, Inc. | CHAMPION HEATING AND COOLING | TM8E130D20MP11 | Federally-Regulated Consumer Product | Non-Weatherized, Non-Condensin | 2178 | 272 |  | 06/09/2023 | 130606 | 203324387 | 06/09/2023
Johnson Controls, Inc. | COLEMAN BY JOHNSON CONTROLS | TM8E120C16MP11 | Federally-Regulated Consumer Product | Non-Weatherized, Non-Condensin | 1719 | 252 |  | 05/25/2023 | 118964 | 203324339 | 06/09/2023
Johnson Controls, Inc. | COLEMAN BY JOHNSON CONTROLS | TMLE080C16MP11 | Federally-Regulated Consumer Product | Non-Weatherized, Non-Condensin | 1616 | 248 |  | 05/25/2023 | 79634 | 203489610 | 06/09/2023
Johnson Controls, Inc. | COLEMAN BY JOHNSON CONTROLS | TMLE040A12MP11 | Federally-Regulated Consumer Product | Non-Weatherized, Non-Condensin | 1303 | 235 |  | 05/25/2023 | 39958 | 203489592 | 06/09/2023
Johnson Controls, Inc. | COLEMAN BY JOHNSON CONTROLS | TMLE120C16MP11 | Federally-Regulated Consumer Product | Non-Weatherized, Non-Condensin | 1719 | 252 |  | 05/25/2023 | 118964 | 203489640 | 06/09/2023
Johnson Controls, Inc. | COLEMAN BY JOHNSON CONTROLS | TM8E080C16MP11 | Federally-Regulated Consumer Product | Non-Weatherized, Non-Condensin | 1616 | 248 |  | 05/25/2023 | 79634 | 203324334 | 06/09/2023
Johnson Controls, Inc. | COLEMAN BY JOHNSON CONTROLS | TM8E040A12MP11 | Federally-Regulated Consumer Product | Non-Weatherized, Non-Condensin | 1303 | 235 |  | 05/25/2023 | 39958 | 203324331 | 06/09/2023
Johnson Controls, Inc. | COLEMAN BY JOHNSON CONTROLS | TMLE100C20MP11 | Federally-Regulated Consumer Product | Non-Weatherized, Non-Condensin | 2201 | 273 |  | 05/25/2023 | 99043 | 203489634 | 06/09/2023
Johnson Controls, Inc. | COLEMAN BY JOHNSON CONTROLS | TM8E100B12MP11 | Federally-Regulated Consumer Product | Non-Weatherized, Non-Condensin | 1560 | 246 |  | 05/25/2023 | 100501 | 203324336 | 06/09/2023
Johnson Controls, Inc. | COLEMAN BY JOHNSON CONTROLS | TM8E120C20MP11 | Federally-Regulated Consumer Product | Non-Weatherized, Non-Condensin | 2201 | 273 |  | 05/25/2023 | 119730 | 203324340 | 06/09/2023
Johnson Controls, Inc. | COLEMAN BY JOHNSON CONTROLS | TMLE060A12MP11 | Federally-Regulated Consumer Product | Non-Weatherized, Non-Condensin | 1311 | 235 |  | 05/25/2023 | 60267 | 203489598 | 06/09/2023
Johnson Controls, Inc. | COLEMAN BY JOHNSON CONTROLS | TM8E080C20MP11 | Federally-Regulated Consumer Product | Non-Weatherized, Non-Condensin | 2104 | 269 |  | 05/25/2023 | 80073 | 203324335 | 06/09/2023
Johnson Controls, Inc. | COLEMAN BY JOHNSON CONTROLS | TMLE080B12MP11 | Federally-Regulated Consumer Product | Non-Weatherized, Non-Condensin | 1311 | 235 |  | 05/25/2023 | 79634 | 203489604 | 06/09/2023
Johnson Controls, Inc. | COLEMAN BY JOHNSON CONTROLS | TMLE080C20MP11 | Federally-Regulated Consumer Product | Non-Weatherized, Non-Condensin | 2104 | 269 |  | 05/25/2023 | 80073 | 203489616 | 06/09/2023
Johnson Controls, Inc. | COLEMAN BY JOHNSON CONTROLS | TMLE100C16MP11 | Federally-Regulated Consumer Product | Non-Weatherized, Non-Condensin | 1717 | 252 |  | 05/25/2023 | 99043 | 203489628 | 06/09/2023
Johnson Controls, Inc. | COLEMAN BY JOHNSON CONTROLS | TM8E130D20MP11 | Federally-Regulated Consumer Product | Non-Weatherized, Non-Condensin | 2178 | 272 |  | 05/25/2023 | 130606 | 203324341 | 06/09/2023
Johnson Controls, Inc. | COLEMAN BY JOHNSON CONTROLS | TMLE130D20MP11 | Federally-Regulated Consumer Product | Non-Weatherized, Non-Condensin | 2178 | 272 |  | 05/25/2023 | 130606 | 203489652 | 06/09/2023
Johnson Controls, Inc. | COLEMAN BY JOHNSON CONTROLS | TMLE120C20MP11 | Federally-Regulated Consumer Product | Non-Weatherized, Non-Condensin | 2201 | 273 |  | 05/25/2023 | 119730 | 203489646 | 06/09/2023
Johnson Controls, Inc. | COLEMAN BY JOHNSON CONTROLS | TM8E060A12MP11 | Federally-Regulated Consumer Product | Non-Weatherized, Non-Condensin | 1311 | 235 |  | 05/25/2023 | 60267 | 203324332 | 06/09/2023
Johnson Controls, Inc. | COLEMAN BY JOHNSON CONTROLS | TM8E100C16MP11 | Federally-Regulated Consumer Product | Non-Weatherized, Non-Condensin | 1717 | 252 |  | 05/25/2023 | 99043 | 203324337 | 06/09/2023
Johnson Controls, Inc. | COLEMAN BY JOHNSON CONTROLS | TMLE100B12MP11 | Federally-Regulated Consumer Product | Non-Weatherized, Non-Condensin | 1560 | 246 |  | 05/25/2023 | 100501 | 203489622 | 06/09/2023
Johnson Controls, Inc. | LUXAIRE BY JOHNSON CONTROLS | TM8E080C16MP11 | Federally-Regulated Consumer Product | Non-Weatherized, Non-Condensin | 1616 | 248 |  | 05/11/2023 | 79634 | 203324345 | 06/09/2023
Johnson Controls, Inc. | LUXAIRE BY JOHNSON CONTROLS | TMLE080C20MP11 | Federally-Regulated Consumer Product | Non-Weatherized, Non-Condensin | 2104 | 269 |  | 05/25/2023 | 80073 | 203489617 | 06/09/2023
Johnson Controls, Inc. | LUXAIRE BY JOHNSON CONTROLS | TM8E120C20MP11 | Federally-Regulated Consumer Product | Non-Weatherized, Non-Condensin | 2201 | 273 |  | 05/11/2023 | 119730 | 203324351 | 06/09/2023
Johnson Controls, Inc. | LUXAIRE BY JOHNSON CONTROLS | TM8E100C16MP11 | Federally-Regulated Consumer Product | Non-Weatherized, Non-Condensin | 1717 | 252 |  | 05/11/2023 | 99043 | 203324348 | 06/09/2023
Johnson Controls, Inc. | LUXAIRE BY JOHNSON CONTROLS | TM8E100B12MP11 | Federally-Regulated Consumer Product | Non-Weatherized, Non-Condensin | 1560 | 246 |  | 05/11/2023 | 100501 | 203324347 | 06/09/2023
Johnson Controls, Inc. | LUXAIRE BY JOHNSON CONTROLS | TMLE120C20MP11 | Federally-Regulated Consumer Product | Non-Weatherized, Non-Condensin | 2201 | 273 |  | 05/11/2023 | 119730 | 203489647 | 06/09/2023
Johnson Controls, Inc. | LUXAIRE BY JOHNSON CONTROLS | TM8E080C20MP11 | Federally-Regulated Consumer Product | Non-Weatherized, Non-Condensin | 2104 | 269 |  | 05/11/2023 | 80073 | 203324346 | 06/09/2023
Johnson Controls, Inc. | LUXAIRE BY JOHNSON CONTROLS | TMLE040A12MP11 | Federally-Regulated Consumer Product | Non-Weatherized, Non-Condensin | 1303 | 235 |  | 05/25/2023 | 39958 | 203489593 | 06/09/2023
Johnson Controls, Inc. | LUXAIRE BY JOHNSON CONTROLS | TMLE080C16MP11 | Federally-Regulated Consumer Product | Non-Weatherized, Non-Condensin | 1616 | 248 |  | 05/11/2023 | 79634 | 203489611 | 06/09/2023
Johnson Controls, Inc. | LUXAIRE BY JOHNSON CONTROLS | TMLE130D20MP11 | Federally-Regulated Consumer Product | Non-Weatherized, Non-Condensin | 2178 | 272 |  | 05/25/2023 | 130606 | 203489653 | 06/09/2023
Johnson Controls, Inc. | LUXAIRE BY JOHNSON CONTROLS | TMLE120C16MP11 | Federally-Regulated Consumer Product | Non-Weatherized, Non-Condensin | 1719 | 252 |  | 05/11/2023 | 118964 | 203489641 | 06/09/2023
Johnson Controls, Inc. | LUXAIRE BY JOHNSON CONTROLS | TM8E060A12MP11 | Federally-Regulated Consumer Product | Non-Weatherized, Non-Condensin | 1311 | 235 |  | 05/11/2023 | 60267 | 203324343 | 06/09/2023
Johnson Controls, Inc. | LUXAIRE BY JOHNSON CONTROLS | TMLE060A12MP11 | Federally-Regulated Consumer Product | Non-Weatherized, Non-Condensin | 1311 | 235 |  | 05/25/2023 | 60267 | 203489599 | 06/09/2023
Johnson Controls, Inc. | LUXAIRE BY JOHNSON CONTROLS | TM8E040A12MP11 | Federally-Regulated Consumer Product | Non-Weatherized, Non-Condensin | 1303 | 235 |  | 05/11/2023 | 39958 | 203324342 | 06/09/2023
Johnson Controls, Inc. | LUXAIRE BY JOHNSON CONTROLS | TMLE080B12MP11 | Federally-Regulated Consumer Product | Non-Weatherized, Non-Condensin | 1311 | 235 |  | 05/25/2023 | 79634 | 203489605 | 06/09/2023
Johnson Controls, Inc. | LUXAIRE BY JOHNSON CONTROLS | TM8E120C16MP11 | Federally-Regulated Consumer Product | Non-Weatherized, Non-Condensin | 1719 | 252 |  | 05/11/2023 | 118964 | 203324350 | 06/09/2023
Johnson Controls, Inc. | LUXAIRE BY JOHNSON CONTROLS | TMLE100B12MP11 | Federally-Regulated Consumer Product | Non-Weatherized, Non-Condensin | 1560 | 246 |  | 05/25/2023 | 100501 | 203489623 | 06/09/2023
Johnson Controls, Inc. | LUXAIRE BY JOHNSON CONTROLS | TM8E130D20MP11 | Federally-Regulated Consumer Product | Non-Weatherized, Non-Condensin | 2178 | 272 |  | 05/11/2023 | 130606 | 203324352 | 06/09/2023
Johnson Controls, Inc. | LUXAIRE BY JOHNSON CONTROLS | TMLE100C20MP11 | Federally-Regulated Consumer Product | Non-Weatherized, Non-Condensin | 2201 | 273 |  | 05/25/2023 | 99043 | 203489635 | 06/09/2023
Johnson Controls, Inc. | LUXAIRE BY JOHNSON CONTROLS | TMLE100C16MP11 | Federally-Regulated Consumer Product | Non-Weatherized, Non-Condensin | 1717 | 252 |  | 05/25/2023 | 99043 | 203489629 | 06/09/2023
Lennox Industries Inc. | Lennox | LGT048**EF*P | Federally-Regulated Consumer Product | Weatherized Non-Condensing Gas | 2535 | 306 |  | 05/25/2023 | 75457 | 211128882 | 06/09/2023
Lennox Industries Inc. | Lennox | LGT060**EA*P | Federally-Regulated Consumer Product | Weatherized Non-Condensing Gas | 2423 | 302 |  | 05/25/2023 | 45561 | 211128880 | 06/09/2023
Lennox Industries Inc. | Lennox | LGT036**EF*P | Federally-Regulated Consumer Product | Weatherized Non-Condensing Gas | 1712 | 272 |  | 05/25/2023 | 75853 | 211128881 | 06/09/2023
Lennox Industries Inc. | Lennox | LGT060**EF*P | Federally-Regulated Consumer Product | Weatherized Non-Condensing Gas | 2535 | 306 |  | 05/25/2023 | 75457 | 211154915 | 06/09/2023
Lennox Industries Inc. | Lennox | LGT048**EA*P | Federally-Regulated Consumer Product | Weatherized Non-Condensing Gas | 2423 | 302 |  | 05/25/2023 | 45561 | 211128879 | 06/09/2023
Lennox Industries Inc. | Lennox | LGT036**EA*P | Federally-Regulated Consumer Product | Weatherized Non-Condensing Gas | 1733 | 271 |  | 05/25/2023 | 45542 | 211128878 | 06/09/2023
Johnson Controls, Inc. | COLEMAN BY JOHNSON CONTROLS | TM8E120C16MP11 | Federally-Regulated Consumer Product | Non-Weatherized, Non-Condensin | 1719 | 252 |  | 06/09/2023 | 118964 | 203324339 | 06/09/2023
Johnson Controls, Inc. | COLEMAN BY JOHNSON CONTROLS | TMLE080C16MP11 | Federally-Regulated Consumer Product | Non-Weatherized, Non-Condensin | 1616 | 248 |  | 06/09/2023 | 79634 | 203489610 | 06/09/2023
Johnson Controls, Inc. | COLEMAN BY JOHNSON CONTROLS | TMLE040A12MP11 | Federally-Regulated Consumer Product | Non-Weatherized, Non-Condensin | 1303 | 235 |  | 06/09/2023 | 39958 | 203489592 | 06/09/2023
Johnson Controls, Inc. | COLEMAN BY JOHNSON CONTROLS | TMLE120C16MP11 | Federally-Regulated Consumer Product | Non-Weatherized, Non-Condensin | 1719 | 252 |  | 06/09/2023 | 118964 | 203489640 | 06/09/2023
Johnson Controls, Inc. | COLEMAN BY JOHNSON CONTROLS | TM8E080C16MP11 | Federally-Regulated Consumer Product | Non-Weatherized, Non-Condensin | 1616 | 248 |  | 06/09/2023 | 79634 | 203324334 | 06/09/2023
Johnson Controls, Inc. | COLEMAN BY JOHNSON CONTROLS | TM8E040A12MP11 | Federally-Regulated Consumer Product | Non-Weatherized, Non-Condensin | 1303 | 235 |  | 06/09/2023 | 39958 | 203324331 | 06/09/2023
Johnson Controls, Inc. | COLEMAN BY JOHNSON CONTROLS | TMLE100C20MP11 | Federally-Regulated Consumer Product | Non-Weatherized, Non-Condensin | 2201 | 273 |  | 06/09/2023 | 99043 | 203489634 | 06/09/2023
Johnson Controls, Inc. | COLEMAN BY JOHNSON CONTROLS | TM8E100B12MP11 | Federally-Regulated Consumer Product | Non-Weatherized, Non-Condensin | 1560 | 246 |  | 06/09/2023 | 100501 | 203324336 | 06/09/2023
Johnson Controls, Inc. | COLEMAN BY JOHNSON CONTROLS | TM8E120C20MP11 | Federally-Regulated Consumer Product | Non-Weatherized, Non-Condensin | 2201 | 273 |  | 06/09/2023 | 119730 | 203324340 | 06/09/2023
Johnson Controls, Inc. | COLEMAN BY JOHNSON CONTROLS | TMLE060A12MP11 | Federally-Regulated Consumer Product | Non-Weatherized, Non-Condensin | 1311 | 235 |  | 06/09/2023 | 60267 | 203489598 | 06/09/2023
Johnson Controls, Inc. | COLEMAN BY JOHNSON CONTROLS | TM8E080C20MP11 | Federally-Regulated Consumer Product | Non-Weatherized, Non-Condensin | 2104 | 269 |  | 06/09/2023 | 80073 | 203324335 | 06/09/2023
Johnson Controls, Inc. | COLEMAN BY JOHNSON CONTROLS | TMLE080B12MP11 | Federally-Regulated Consumer Product | Non-Weatherized, Non-Condensin | 1311 | 235 |  | 06/09/2023 | 79634 | 203489604 | 06/09/2023
Johnson Controls, Inc. | COLEMAN BY JOHNSON CONTROLS | TMLE080C20MP11 | Federally-Regulated Consumer Product | Non-Weatherized, Non-Condensin | 2104 | 269 |  | 06/09/2023 | 80073 | 203489616 | 06/09/2023
Johnson Controls, Inc. | COLEMAN BY JOHNSON CONTROLS | TMLE100C16MP11 | Federally-Regulated Consumer Product | Non-Weatherized, Non-Condensin | 1717 | 252 |  | 06/09/2023 | 99043 | 203489628 | 06/09/2023
Johnson Controls, Inc. | COLEMAN BY JOHNSON CONTROLS | TM8E130D20MP11 | Federally-Regulated Consumer Product | Non-Weatherized, Non-Condensin | 2178 | 272 |  | 06/09/2023 | 130606 | 203324341 | 06/09/2023
Johnson Controls, Inc. | COLEMAN BY JOHNSON CONTROLS | TMLE130D20MP11 | Federally-Regulated Consumer Product | Non-Weatherized, Non-Condensin | 2178 | 272 |  | 06/09/2023 | 130606 | 203489652 | 06/09/2023
Johnson Controls, Inc. | COLEMAN BY JOHNSON CONTROLS | TMLE120C20MP11 | Federally-Regulated Consumer Product | Non-Weatherized, Non-Condensin | 2201 | 273 |  | 06/09/2023 | 119730 | 203489646 | 06/09/2023
Johnson Controls, Inc. | COLEMAN BY JOHNSON CONTROLS | TM8E060A12MP11 | Federally-Regulated Consumer Product | Non-Weatherized, Non-Condensin | 1311 | 235 |  | 06/09/2023 | 60267 | 203324332 | 06/09/2023
Johnson Controls, Inc. | COLEMAN BY JOHNSON CONTROLS | TM8E100C16MP11 | Federally-Regulated Consumer Product | Non-Weatherized, Non-Condensin | 1717 | 252 |  | 06/09/2023 | 99043 | 203324337 | 06/09/2023
Johnson Controls, Inc. | COLEMAN BY JOHNSON CONTROLS | TMLE100B12MP11 | Federally-Regulated Consumer Product | Non-Weatherized, Non-Condensin | 1560 | 246 |  | 06/09/2023 | 100501 | 203489622 | 06/09/2023
Johnson Controls, Inc. | LUXAIRE BY JOHNSON CONTROLS | TM8E080C16MP11 | Federally-Regulated Consumer Product | Non-Weatherized, Non-Condensin | 1616 | 248 |  | 06/09/2023 | 79634 | 203324345 | 06/09/2023
Johnson Controls, Inc. | LUXAIRE BY JOHNSON CONTROLS | TMLE080C20MP11 | Federally-Regulated Consumer Product | Non-Weatherized, Non-Condensin | 2104 | 269 |  | 06/09/2023 | 80073 | 203489617 | 06/09/2023
Johnson Controls, Inc. | LUXAIRE BY JOHNSON CONTROLS | TM8E120C20MP11 | Federally-Regulated Consumer Product | Non-Weatherized, Non-Condensin | 2201 | 273 |  | 06/09/2023 | 119730 | 203324351 | 06/09/2023
Johnson Controls, Inc. | LUXAIRE BY JOHNSON CONTROLS | TM8E100C16MP11 | Federally-Regulated Consumer Product | Non-Weatherized, Non-Condensin | 1717 | 252 |  | 06/09/2023 | 99043 | 203324348 | 06/09/2023
Johnson Controls, Inc. | LUXAIRE BY JOHNSON CONTROLS | TM8E100B12MP11 | Federally-Regulated Consumer Product | Non-Weatherized, Non-Condensin | 1560 | 246 |  | 06/09/2023 | 100501 | 203324347 | 06/09/2023
Johnson Controls, Inc. | LUXAIRE BY JOHNSON CONTROLS | TMLE120C20MP11 | Federally-Regulated Consumer Product | Non-Weatherized, Non-Condensin | 2201 | 273 |  | 06/09/2023 | 119730 | 203489647 | 06/09/2023
Johnson Controls, Inc. | LUXAIRE BY JOHNSON CONTROLS | TM8E080C20MP11 | Federally-Regulated Consumer Product | Non-Weatherized, Non-Condensin | 2104 | 269 |  | 06/09/2023 | 80073 | 203324346 | 06/09/2023
Johnson Controls, Inc. | LUXAIRE BY JOHNSON CONTROLS | TMLE040A12MP11 | Federally-Regulated Consumer Product | Non-Weatherized, Non-Condensin | 1303 | 235 |  | 06/09/2023 | 39958 | 203489593 | 06/09/2023
Johnson Controls, Inc. | LUXAIRE BY JOHNSON CONTROLS | TMLE080C16MP11 | Federally-Regulated Consumer Product | Non-Weatherized, Non-Condensin | 1616 | 248 |  | 06/09/2023 | 79634 | 203489611 | 06/09/2023
Johnson Controls, Inc. | LUXAIRE BY JOHNSON CONTROLS | TMLE130D20MP11 | Federally-Regulated Consumer Product | Non-Weatherized, Non-Condensin | 2178 | 272 |  | 06/09/2023 | 130606 | 203489653 | 06/09/2023
Johnson Controls, Inc. | LUXAIRE BY JOHNSON CONTROLS | TMLE120C16MP11 | Federally-Regulated Consumer Product | Non-Weatherized, Non-Condensin | 1719 | 252 |  | 06/09/2023 | 118964 | 203489641 | 06/09/2023
Johnson Controls, Inc. | LUXAIRE BY JOHNSON CONTROLS | TM8E060A12MP11 | Federally-Regulated Consumer Product | Non-Weatherized, Non-Condensin | 1311 | 235 |  | 06/09/2023 | 60267 | 203324343 | 06/09/2023
Johnson Controls, Inc. | LUXAIRE BY JOHNSON CONTROLS | TMLE060A12MP11 | Federally-Regulated Consumer Product | Non-Weatherized, Non-Condensin | 1311 | 235 |  | 06/09/2023 | 60267 | 203489599 | 06/09/2023
Johnson Controls, Inc. | LUXAIRE BY JOHNSON CONTROLS | TM8E040A12MP11 | Federally-Regulated Consumer Product | Non-Weatherized, Non-Condensin | 1303 | 235 |  | 06/09/2023 | 39958 | 203324342 | 06/09/2023
Johnson Controls, Inc. | LUXAIRE BY JOHNSON CONTROLS | TMLE080B12MP11 | Federally-Regulated Consumer Product | Non-Weatherized, Non-Condensin | 1311 | 235 |  | 06/09/2023 | 79634 | 203489605 | 06/09/2023
Johnson Controls, Inc. | LUXAIRE BY JOHNSON CONTROLS | TM8E120C16MP11 | Federally-Regulated Consumer Product | Non-Weatherized, Non-Condensin | 1719 | 252 |  | 06/09/2023 | 118964 | 203324350 | 06/09/2023
Johnson Controls, Inc. | LUXAIRE BY JOHNSON CONTROLS | TMLE100B12MP11 | Federally-Regulated Consumer Product | Non-Weatherized, Non-Condensin | 1560 | 246 |  | 06/09/2023 | 100501 | 203489623 | 06/09/2023
Johnson Controls, Inc. | LUXAIRE BY JOHNSON CONTROLS | TM8E130D20MP11 | Federally-Regulated Consumer Product | Non-Weatherized, Non-Condensin | 2178 | 272 |  | 06/09/2023 | 130606 | 203324352 | 06/09/2023
Johnson Controls, Inc. | LUXAIRE BY JOHNSON CONTROLS | TMLE100C20MP11 | Federally-Regulated Consumer Product | Non-Weatherized, Non-Condensin | 2201 | 273 |  | 06/09/2023 | 99043 | 203489635 | 06/09/2023
Johnson Controls, Inc. | LUXAIRE BY JOHNSON CONTROLS | TMLE100C16MP11 | Federally-Regulated Consumer Product | Non-Weatherized, Non-Condensin | 1717 | 252 |  | 06/09/2023 | 99043 | 203489629 | 06/09/2023
Lennox Industries Inc. | Lennox | LGT048**EF*P | Federally-Regulated Consumer Product | Weatherized Non-Condensing Gas | 2535 | 306 |  | 06/09/2023 | 75457 | 211128882 | 06/09/2023
Lennox Industries Inc. | Lennox | LGT060**EA*P | Federally-Regulated Consumer Product | Weatherized Non-Condensing Gas | 2423 | 302 |  | 06/09/2023 | 45561 | 211128880 | 06/09/2023
Lennox Industries Inc. | Lennox | LGT036**EF*P | Federally-Regulated Consumer Product | Weatherized Non-Condensing Gas | 1712 | 272 |  | 06/09/2023 | 75853 | 211128881 | 06/09/2023
Lennox Industries Inc. | Lennox | LGT060**EF*P | Federally-Regulated Consumer Product | Weatherized Non-Condensing Gas | 2535 | 306 |  | 06/09/2023 | 75457 | 211154915 | 06/09/2023
Lennox Industries Inc. | Lennox | LGT048**EA*P | Federally-Regulated Consumer Product | Weatherized Non-Condensing Gas | 2423 | 302 |  | 06/09/2023 | 45561 | 211128879 | 06/09/2023
Lennox Industries Inc. | Lennox | LGT036**EA*P | Federally-Regulated Consumer Product | Weatherized Non-Condensing Gas | 1733 | 271 |  | 06/09/2023 | 45542 | 211128878 | 06/09/2023
Nordyne, LLC | All Pro | VG7SC-072*-T35C1 | Federally-Regulated Consumer Product | Non-Weatherized, Condensing Ga | 1360 | 255 |  | 06/08/2023 | 72522 | 207192202 | 06/09/2023
Nordyne, LLC | All Pro | VG7SD-072D-T35C1 | Federally-Regulated Consumer Product | Non-Weatherized, Condensing Ga | 1826 | 275 |  | 05/25/2023 | 72142 | 207192206 | 06/09/2023
Nordyne, LLC | All Pro | VG7SC-108*-T45D1 | Federally-Regulated Consumer Product | Non-Weatherized, Condensing Ga | 1956 | 281 |  | 06/08/2023 | 107378 | 207192200 | 06/09/2023
Nordyne, LLC | All Pro | VG7SC-120*-T45D1 | Federally-Regulated Consumer Product | Non-Weatherized, Condensing Ga | 2047 | 272 |  | 06/08/2023 | 120160 | 207192196 | 06/09/2023
Johnson Controls, Inc. | GUARDIAN BY JOHNSON CONTROLS | RGF19080CE16MP13 | Federally-Regulated Consumer Product | Non-Weatherized, Condensing Ga | 1641 | 262 |  | 05/25/2023 | 80008 | 203324468 | 06/09/2023
Johnson Controls, Inc. | GUARDIAN BY JOHNSON CONTROLS | RGF19100CE20MP13 | Federally-Regulated Consumer Product | Non-Weatherized, Condensing Ga | 2077 | 281 |  | 05/25/2023 | 99242 | 203324471 | 06/09/2023
Johnson Controls, Inc. | GUARDIAN BY JOHNSON CONTROLS | RGF19080BE12MP13 | Federally-Regulated Consumer Product | Non-Weatherized, Condensing Ga | 1468 | 254 |  | 05/25/2023 | 80561 | 203324467 | 06/09/2023
Johnson Controls, Inc. | GUARDIAN BY JOHNSON CONTROLS | RGF19120DE20MP13 | Federally-Regulated Consumer Product | Non-Weatherized, Condensing Ga | 2082 | 281 |  | 05/25/2023 | 121927 | 203324472 | 06/09/2023
Johnson Controls, Inc. | GUARDIAN BY JOHNSON CONTROLS | RGF19060AE10MP13 | Federally-Regulated Consumer Product | Non-Weatherized, Condensing Ga | 1353 | 249 |  | 05/25/2023 | 60123 | 203420393 | 06/09/2023
Johnson Controls, Inc. | GUARDIAN BY JOHNSON CONTROLS | RGF19060BE12MP13 | Federally-Regulated Consumer Product | Non-Weatherized, Condensing Ga | 1333 | 249 |  | 05/25/2023 | 60177 | 203324466 | 06/09/2023
Johnson Controls, Inc. | GUARDIAN BY JOHNSON CONTROLS | RGF19080CE20MP13 | Federally-Regulated Consumer Product | Non-Weatherized, Condensing Ga | 1871 | 272 |  | 05/25/2023 | 78901 | 203324469 | 06/09/2023
Johnson Controls, Inc. | GUARDIAN BY JOHNSON CONTROLS | RGF19100CE16MP13 | Federally-Regulated Consumer Product | Non-Weatherized, Condensing Ga | 1672 | 263 |  | 05/25/2023 | 99431 | 203324470 | 06/09/2023
Johnson Controls, Inc. | GUARDIAN BY JOHNSON CONTROLS | RGF19040AE10MP13 | Federally-Regulated Consumer Product | Non-Weatherized, Condensing Ga | 1058 | 237 |  | 05/25/2023 | 39882 | 203324464 | 06/09/2023
Nordyne, LLC | Airtemp | VG7SC-108*-T45D1 | Federally-Regulated Consumer Product | Non-Weatherized, Condensing Ga | 1956 | 281 |  | 06/08/2023 | 107378 | 205309150 | 06/09/2023
Nordyne, LLC | Airtemp | VG7SD-072D-T35C1 | Federally-Regulated Consumer Product | Non-Weatherized, Condensing Ga | 1826 | 275 |  | 05/25/2023 | 72142 | 205309146 | 06/09/2023
Nordyne, LLC | All Pro | VG7SC-072*-T35C1 | Federally-Regulated Consumer Product | Non-Weatherized, Condensing Ga | 1360 | 255 |  | 06/09/2023 | 72522 | 207192202 | 06/09/2023
Nordyne, LLC | All Pro | VG7SD-072D-T35C1 | Federally-Regulated Consumer Product | Non-Weatherized, Condensing Ga | 1826 | 275 |  | 06/09/2023 | 72142 | 207192206 | 06/09/2023
Nordyne, LLC | All Pro | VG7SC-108*-T45D1 | Federally-Regulated Consumer Product | Non-Weatherized, Condensing Ga | 1956 | 281 |  | 06/09/2023 | 107378 | 207192200 | 06/09/2023
Nordyne, LLC | All Pro | VG7SC-120*-T45D1 | Federally-Regulated Consumer Product | Non-Weatherized, Condensing Ga | 2047 | 272 |  | 06/09/2023 | 120160 | 207192196 | 06/09/2023
Johnson Controls, Inc. | GUARDIAN BY JOHNSON CONTROLS | RGF19080CE16MP13 | Federally-Regulated Consumer Product | Non-Weatherized, Condensing Ga | 1641 | 262 |  | 06/09/2023 | 80008 | 203324468 | 06/09/2023
Johnson Controls, Inc. | GUARDIAN BY JOHNSON CONTROLS | RGF19100CE20MP13 | Federally-Regulated Consumer Product | Non-Weatherized, Condensing Ga | 2077 | 281 |  | 06/09/2023 | 99242 | 203324471 | 06/09/2023
Johnson Controls, Inc. | GUARDIAN BY JOHNSON CONTROLS | RGF19080BE12MP13 | Federally-Regulated Consumer Product | Non-Weatherized, Condensing Ga | 1468 | 254 |  | 06/09/2023 | 80561 | 203324467 | 06/09/2023
Johnson Controls, Inc. | GUARDIAN BY JOHNSON CONTROLS | RGF19120DE20MP13 | Federally-Regulated Consumer Product | Non-Weatherized, Condensing Ga | 2082 | 281 |  | 06/09/2023 | 121927 | 203324472 | 06/09/2023
Johnson Controls, Inc. | GUARDIAN BY JOHNSON CONTROLS | RGF19060AE10MP13 | Federally-Regulated Consumer Product | Non-Weatherized, Condensing Ga | 1353 | 249 |  | 06/09/2023 | 60123 | 203420393 | 06/09/2023
Johnson Controls, Inc. | GUARDIAN BY JOHNSON CONTROLS | RGF19060BE12MP13 | Federally-Regulated Consumer Product | Non-Weatherized, Condensing Ga | 1333 | 249 |  | 06/09/2023 | 60177 | 203324466 | 06/09/2023
Johnson Controls, Inc. | GUARDIAN BY JOHNSON CONTROLS | RGF19080CE20MP13 | Federally-Regulated Consumer Product | Non-Weatherized, Condensing Ga | 1871 | 272 |  | 06/09/2023 | 78901 | 203324469 | 06/09/2023
Johnson Controls, Inc. | GUARDIAN BY JOHNSON CONTROLS | RGF19100CE16MP13 | Federally-Regulated Consumer Product | Non-Weatherized, Condensing Ga | 1672 | 263 |  | 06/09/2023 | 99431 | 203324470 | 06/09/2023
Johnson Controls, Inc. | GUARDIAN BY JOHNSON CONTROLS | RGF19040AE10MP13 | Federally-Regulated Consumer Product | Non-Weatherized, Condensing Ga | 1058 | 237 |  | 06/09/2023 | 39882 | 203324464 | 06/09/2023
Nordyne, LLC | Airtemp | VG7SC-108*-T45D1 | Federally-Regulated Consumer Product | Non-Weatherized, Condensing Ga | 1956 | 281 |  | 06/09/2023 | 107378 | 205309150 | 06/09/2023
Nordyne, LLC | Airtemp | VG7SD-072D-T35C1 | Federally-Regulated Consumer Product | Non-Weatherized, Condensing Ga | 1826 | 275 |  | 06/09/2023 | 72142 | 205309146 | 06/09/2023
Johnson Controls, Inc. | FRASER-JOHNSTON BY JOHNSON CONTROLS | TM8E040A12MP11 | Federally-Regulated Consumer Product | Non-Weatherized, Non-Condensin | 1303 | 235 |  | 05/25/2023 | 39958 | 203324353 | 06/09/2023
Johnson Controls, Inc. | FRASER-JOHNSTON BY JOHNSON CONTROLS | TMLE080C16MP11 | Federally-Regulated Consumer Product | Non-Weatherized, Non-Condensin | 1616 | 248 |  | 05/25/2023 | 79634 | 203489612 | 06/09/2023
Johnson Controls, Inc. | FRASER-JOHNSTON BY JOHNSON CONTROLS | TM8E120C20MP11 | Federally-Regulated Consumer Product | Non-Weatherized, Non-Condensin | 2201 | 273 |  | 05/25/2023 | 119730 | 203324362 | 06/09/2023
Johnson Controls, Inc. | FRASER-JOHNSTON BY JOHNSON CONTROLS | TMLE130D20MP11 | Federally-Regulated Consumer Product | Non-Weatherized, Non-Condensin | 2178 | 272 |  | 05/25/2023 | 130606 | 203489654 | 06/09/2023
Johnson Controls, Inc. | FRASER-JOHNSTON BY JOHNSON CONTROLS | TM8E060A12MP11 | Federally-Regulated Consumer Product | Non-Weatherized, Non-Condensin | 1311 | 235 |  | 05/25/2023 | 60267 | 203324354 | 06/09/2023
Johnson Controls, Inc. | FRASER-JOHNSTON BY JOHNSON CONTROLS | TM8E130D20MP11 | Federally-Regulated Consumer Product | Non-Weatherized, Non-Condensin | 2178 | 272 |  | 05/25/2023 | 130606 | 203324363 | 06/09/2023
Johnson Controls, Inc. | FRASER-JOHNSTON BY JOHNSON CONTROLS | TM8E080C20MP11 | Federally-Regulated Consumer Product | Non-Weatherized, Non-Condensin | 2104 | 269 |  | 05/25/2023 | 80073 | 203324357 | 06/09/2023
Johnson Controls, Inc. | FRASER-JOHNSTON BY JOHNSON CONTROLS | TMLE080C20MP11 | Federally-Regulated Consumer Product | Non-Weatherized, Non-Condensin | 2104 | 269 |  | 05/25/2023 | 80073 | 203489618 | 06/09/2023
Johnson Controls, Inc. | FRASER-JOHNSTON BY JOHNSON CONTROLS | TMLE100B12MP11 | Federally-Regulated Consumer Product | Non-Weatherized, Non-Condensin | 1560 | 246 |  | 05/25/2023 | 100501 | 203489624 | 06/09/2023
Johnson Controls, Inc. | FRASER-JOHNSTON BY JOHNSON CONTROLS | TMLE100C20MP11 | Federally-Regulated Consumer Product | Non-Weatherized, Non-Condensin | 2201 | 273 |  | 05/25/2023 | 99043 | 203489636 | 06/09/2023
Johnson Controls, Inc. | FRASER-JOHNSTON BY JOHNSON CONTROLS | TMLE060A12MP11 | Federally-Regulated Consumer Product | Non-Weatherized, Non-Condensin | 1311 | 235 |  | 05/25/2023 | 60267 | 203489600 | 06/09/2023
Johnson Controls, Inc. | FRASER-JOHNSTON BY JOHNSON CONTROLS | TMLE080B12MP11 | Federally-Regulated Consumer Product | Non-Weatherized, Non-Condensin | 1311 | 235 |  | 05/25/2023 | 79634 | 203489606 | 06/09/2023
Johnson Controls, Inc. | FRASER-JOHNSTON BY JOHNSON CONTROLS | TMLE120C20MP11 | Federally-Regulated Consumer Product | Non-Weatherized, Non-Condensin | 2201 | 273 |  | 05/25/2023 | 119730 | 203489648 | 06/09/2023
Johnson Controls, Inc. | FRASER-JOHNSTON BY JOHNSON CONTROLS | TM8E080C16MP11 | Federally-Regulated Consumer Product | Non-Weatherized, Non-Condensin | 1616 | 248 |  | 05/25/2023 | 79634 | 203324356 | 06/09/2023
Johnson Controls, Inc. | FRASER-JOHNSTON BY JOHNSON CONTROLS | TM8E120C16MP11 | Federally-Regulated Consumer Product | Non-Weatherized, Non-Condensin | 1719 | 252 |  | 05/25/2023 | 118964 | 203324361 | 06/09/2023
Johnson Controls, Inc. | FRASER-JOHNSTON BY JOHNSON CONTROLS | TM8E100C16MP11 | Federally-Regulated Consumer Product | Non-Weatherized, Non-Condensin | 1717 | 252 |  | 05/25/2023 | 99043 | 203324359 | 06/09/2023
Johnson Controls, Inc. | FRASER-JOHNSTON BY JOHNSON CONTROLS | TMLE120C16MP11 | Federally-Regulated Consumer Product | Non-Weatherized, Non-Condensin | 1719 | 252 |  | 05/25/2023 | 118964 | 203489642 | 06/09/2023
Johnson Controls, Inc. | FRASER-JOHNSTON BY JOHNSON CONTROLS | TMLE040A12MP11 | Federally-Regulated Consumer Product | Non-Weatherized, Non-Condensin | 1303 | 235 |  | 05/25/2023 | 39958 | 203489594 | 06/09/2023
Johnson Controls, Inc. | FRASER-JOHNSTON BY JOHNSON CONTROLS | TM8E100B12MP11 | Federally-Regulated Consumer Product | Non-Weatherized, Non-Condensin | 1560 | 246 |  | 05/25/2023 | 100501 | 203324358 | 06/09/2023
Johnson Controls, Inc. | FRASER-JOHNSTON BY JOHNSON CONTROLS | TMLE100C16MP11 | Federally-Regulated Consumer Product | Non-Weatherized, Non-Condensin | 1717 | 252 |  | 05/25/2023 | 99043 | 203489630 | 06/09/2023
Lennox Industries Inc. | Allied Commercial | LGT060**EF*P | Federally-Regulated Consumer Product | Weatherized Non-Condensing Gas | 2535 | 306 |  | 05/25/2023 | 75457 | 211239129 | 06/09/2023
Lennox Industries Inc. | Allied Commercial | LGT048**EA*P | Federally-Regulated Consumer Product | Weatherized Non-Condensing Gas | 2423 | 302 |  | 05/25/2023 | 45561 | 211239125 | 06/09/2023
Lennox Industries Inc. | Allied Commercial | LGT048**EF*P | Federally-Regulated Consumer Product | Weatherized Non-Condensing Gas | 2535 | 306 |  | 05/25/2023 | 75457 | 211239128 | 06/09/2023
Lennox Industries Inc. | Allied Commercial | LGT036**EF*P | Federally-Regulated Consumer Product | Weatherized Non-Condensing Gas | 1712 | 272 |  | 05/25/2023 | 75853 | 211239127 | 06/09/2023
Lennox Industries Inc. | Allied Commercial | LGT060**EA*P | Federally-Regulated Consumer Product | Weatherized Non-Condensing Gas | 2423 | 302 |  | 05/25/2023 | 45561 | 211239126 | 06/09/2023
Lennox Industries Inc. | Allied Commercial | LGT036**EA*P | Federally-Regulated Consumer Product | Weatherized Non-Condensing Gas | 1733 | 271 |  | 05/25/2023 | 45542 | 211239124 | 06/09/2023
Johnson Controls, Inc. | FRASER-JOHNSTON BY JOHNSON CONTROLS | TM8E040A12MP11 | Federally-Regulated Consumer Product | Non-Weatherized, Non-Condensin | 1303 | 235 |  | 06/09/2023 | 39958 | 203324353 | 06/09/2023
Johnson Controls, Inc. | FRASER-JOHNSTON BY JOHNSON CONTROLS | TMLE080C16MP11 | Federally-Regulated Consumer Product | Non-Weatherized, Non-Condensin | 1616 | 248 |  | 06/09/2023 | 79634 | 203489612 | 06/09/2023
Johnson Controls, Inc. | FRASER-JOHNSTON BY JOHNSON CONTROLS | TM8E120C20MP11 | Federally-Regulated Consumer Product | Non-Weatherized, Non-Condensin | 2201 | 273 |  | 06/09/2023 | 119730 | 203324362 | 06/09/2023
Johnson Controls, Inc. | FRASER-JOHNSTON BY JOHNSON CONTROLS | TMLE130D20MP11 | Federally-Regulated Consumer Product | Non-Weatherized, Non-Condensin | 2178 | 272 |  | 06/09/2023 | 130606 | 203489654 | 06/09/2023
Johnson Controls, Inc. | FRASER-JOHNSTON BY JOHNSON CONTROLS | TM8E060A12MP11 | Federally-Regulated Consumer Product | Non-Weatherized, Non-Condensin | 1311 | 235 |  | 06/09/2023 | 60267 | 203324354 | 06/09/2023
Johnson Controls, Inc. | FRASER-JOHNSTON BY JOHNSON CONTROLS | TM8E130D20MP11 | Federally-Regulated Consumer Product | Non-Weatherized, Non-Condensin | 2178 | 272 |  | 05/25/2023 | 130606 | 203324363 | 06/09/2023
Johnson Controls, Inc. | FRASER-JOHNSTON BY JOHNSON CONTROLS | TM8E080C20MP11 | Federally-Regulated Consumer Product | Non-Weatherized, Non-Condensin | 2104 | 269 |  | 06/09/2023 | 80073 | 203324357 | 06/09/2023
Johnson Controls, Inc. | FRASER-JOHNSTON BY JOHNSON CONTROLS | TMLE080C20MP11 | Federally-Regulated Consumer Product | Non-Weatherized, Non-Condensin | 2104 | 269 |  | 06/09/2023 | 80073 | 203489618 | 06/09/2023
Johnson Controls, Inc. | FRASER-JOHNSTON BY JOHNSON CONTROLS | TMLE100B12MP11 | Federally-Regulated Consumer Product | Non-Weatherized, Non-Condensin | 1560 | 246 |  | 06/09/2023 | 100501 | 203489624 | 06/09/2023
Johnson Controls, Inc. | FRASER-JOHNSTON BY JOHNSON CONTROLS | TMLE100C20MP11 | Federally-Regulated Consumer Product | Non-Weatherized, Non-Condensin | 2201 | 273 |  | 06/09/2023 | 99043 | 203489636 | 06/09/2023
Johnson Controls, Inc. | FRASER-JOHNSTON BY JOHNSON CONTROLS | TMLE060A12MP11 | Federally-Regulated Consumer Product | Non-Weatherized, Non-Condensin | 1311 | 235 |  | 06/09/2023 | 60267 | 203489600 | 06/09/2023
Johnson Controls, Inc. | FRASER-JOHNSTON BY JOHNSON CONTROLS | TMLE080B12MP11 | Federally-Regulated Consumer Product | Non-Weatherized, Non-Condensin | 1311 | 235 |  | 06/09/2023 | 79634 | 203489606 | 06/09/2023
Johnson Controls, Inc. | FRASER-JOHNSTON BY JOHNSON CONTROLS | TMLE120C20MP11 | Federally-Regulated Consumer Product | Non-Weatherized, Non-Condensin | 2201 | 273 |  | 06/09/2023 | 119730 | 203489648 | 06/09/2023
Johnson Controls, Inc. | FRASER-JOHNSTON BY JOHNSON CONTROLS | TM8E080C16MP11 | Federally-Regulated Consumer Product | Non-Weatherized, Non-Condensin | 1616 | 248 |  | 06/09/2023 | 79634 | 203324356 | 06/09/2023
Johnson Controls, Inc. | FRASER-JOHNSTON BY JOHNSON CONTROLS | TM8E120C16MP11 | Federally-Regulated Consumer Product | Non-Weatherized, Non-Condensin | 1719 | 252 |  | 06/09/2023 | 118964 | 203324361 | 06/09/2023
Johnson Controls, Inc. | FRASER-JOHNSTON BY JOHNSON CONTROLS | TM8E100C16MP11 | Federally-Regulated Consumer Product | Non-Weatherized, Non-Condensin | 1717 | 252 |  | 06/09/2023 | 99043 | 203324359 | 06/09/2023
Johnson Controls, Inc. | FRASER-JOHNSTON BY JOHNSON CONTROLS | TMLE120C16MP11 | Federally-Regulated Consumer Product | Non-Weatherized, Non-Condensin | 1719 | 252 |  | 06/09/2023 | 118964 | 203489642 | 06/09/2023
Johnson Controls, Inc. | FRASER-JOHNSTON BY JOHNSON CONTROLS | TMLE040A12MP11 | Federally-Regulated Consumer Product | Non-Weatherized, Non-Condensin | 1303 | 235 |  | 06/09/2023 | 39958 | 203489594 | 06/09/2023
Johnson Controls, Inc. | FRASER-JOHNSTON BY JOHNSON CONTROLS | TM8E100B12MP11 | Federally-Regulated Consumer Product | Non-Weatherized, Non-Condensin | 1560 | 246 |  | 06/09/2023 | 100501 | 203324358 | 06/09/2023
Johnson Controls, Inc. | FRASER-JOHNSTON BY JOHNSON CONTROLS | TMLE100C16MP11 | Federally-Regulated Consumer Product | Non-Weatherized, Non-Condensin | 1717 | 252 |  | 06/09/2023 | 99043 | 203489630 | 06/09/2023
Lennox Industries Inc. | Allied Commercial | LGT060**EF*P | Federally-Regulated Consumer Product | Weatherized Non-Condensing Gas | 2535 | 306 |  | 06/09/2023 | 75457 | 211239129 | 06/09/2023
Lennox Industries Inc. | Allied Commercial | LGT048**EA*P | Federally-Regulated Consumer Product | Weatherized Non-Condensing Gas | 2423 | 302 |  | 06/09/2023 | 45561 | 211239125 | 06/09/2023
Lennox Industries Inc. | Allied Commercial | LGT048**EF*P | Federally-Regulated Consumer Product | Weatherized Non-Condensing Gas | 2535 | 306 |  | 06/09/2023 | 75457 | 211239128 | 06/09/2023
Lennox Industries Inc. | Allied Commercial | LGT036**EF*P | Federally-Regulated Consumer Product | Weatherized Non-Condensing Gas | 1712 | 272 |  | 06/09/2023 | 75853 | 211239127 | 06/09/2023
Lennox Industries Inc. | Allied Commercial | LGT060**EA*P | Federally-Regulated Consumer Product | Weatherized Non-Condensing Gas | 2423 | 302 |  | 06/09/2023 | 45561 | 211239126 | 06/09/2023
Lennox Industries Inc. | Allied Commercial | LGT036**EA*P | Federally-Regulated Consumer Product | Weatherized Non-Condensing Gas | 1733 | 271 |  | 06/09/2023 | 45542 | 211239124 | 06/09/2023
Lennox Industries Inc. | Airease | A80UH1E80B16X-* | Federally-Regulated Consumer Product | Non-Weatherized, Non-Condensin | 1688 | 256 |  | 01/17/2023 | 79662 | 202055798 | 06/09/2023
Lennox Industries Inc. | Airease | A80UH1E80B16X-* | Federally-Regulated Consumer Product | Non-Weatherized, Non-Condensin | 1688 | 256 |  | 06/09/2023 | 79662 | 202055798 | 06/09/2023
Johnson Controls, Inc. | GUARDIAN BY JOHNSON CONTROLS | RGF19080CE16MP13 | Federally-Regulated Consumer Product | Non-Weatherized, Condensing Ga | 1641 | 262 |  | 06/09/2023 | 80008 | 203324468 | 06/09/2023
Johnson Controls, Inc. | GUARDIAN BY JOHNSON CONTROLS | RGF19100CE20MP13 | Federally-Regulated Consumer Product | Non-Weatherized, Condensing Ga | 2077 | 281 |  | 06/09/2023 | 99242 | 203324471 | 06/09/2023
Johnson Controls, Inc. | GUARDIAN BY JOHNSON CONTROLS | RGF19080BE12MP13 | Federally-Regulated Consumer Product | Non-Weatherized, Condensing Ga | 1468 | 254 |  | 06/09/2023 | 80561 | 203324467 | 06/09/2023
Johnson Controls, Inc. | GUARDIAN BY JOHNSON CONTROLS | RGF19120DE20MP13 | Federally-Regulated Consumer Product | Non-Weatherized, Condensing Ga | 2082 | 281 |  | 06/09/2023 | 121927 | 203324472 | 06/09/2023
Johnson Controls, Inc. | GUARDIAN BY JOHNSON CONTROLS | RGF19060AE10MP13 | Federally-Regulated Consumer Product | Non-Weatherized, Condensing Ga | 1353 | 249 |  | 06/09/2023 | 60123 | 203420393 | 06/09/2023
Johnson Controls, Inc. | GUARDIAN BY JOHNSON CONTROLS | RGF19060BE12MP13 | Federally-Regulated Consumer Product | Non-Weatherized, Condensing Ga | 1333 | 249 |  | 06/09/2023 | 60177 | 203324466 | 06/09/2023
Johnson Controls, Inc. | GUARDIAN BY JOHNSON CONTROLS | RGF19080CE20MP13 | Federally-Regulated Consumer Product | Non-Weatherized, Condensing Ga | 1871 | 272 |  | 06/09/2023 | 78901 | 203324469 | 06/09/2023
Johnson Controls, Inc. | GUARDIAN BY JOHNSON CONTROLS | RGF19100CE16MP13 | Federally-Regulated Consumer Product | Non-Weatherized, Condensing Ga | 1672 | 263 |  | 06/09/2023 | 99431 | 203324470 | 06/09/2023
Johnson Controls, Inc. | GUARDIAN BY JOHNSON CONTROLS | RGF19040AE10MP13 | Federally-Regulated Consumer Product | Non-Weatherized, Condensing Ga | 1058 | 237 |  | 06/09/2023 | 39882 | 203324464 | 06/09/2023
Lennox Industries Inc. | Lennox | LGT048**EF*P | Federally-Regulated Consumer Product | Weatherized Non-Condensing Gas | 2535 | 306 |  | 06/09/2023 | 75457 | 211128882 | 06/09/2023
Lennox Industries Inc. | Lennox | LGT060**EA*P | Federally-Regulated Consumer Product | Weatherized Non-Condensing Gas | 2423 | 302 |  | 06/09/2023 | 45561 | 211128880 | 06/09/2023
Lennox Industries Inc. | Lennox | LGT036**EF*P | Federally-Regulated Consumer Product | Weatherized Non-Condensing Gas | 1712 | 272 |  | 06/09/2023 | 75853 | 211128881 | 06/09/2023
Lennox Industries Inc. | Lennox | LGT060**EF*P | Federally-Regulated Consumer Product | Weatherized Non-Condensing Gas | 2535 | 306 |  | 06/09/2023 | 75457 | 211154915 | 06/09/2023
Lennox Industries Inc. | Lennox | LGT048**EA*P | Federally-Regulated Consumer Product | Weatherized Non-Condensing Gas | 2423 | 302 |  | 06/09/2023 | 45561 | 211128879 | 06/09/2023
Lennox Industries Inc. | Lennox | LGT036**EA*P | Federally-Regulated Consumer Product | Weatherized Non-Condensing Gas | 1733 | 271 |  | 06/09/2023 | 45542 | 211128878 | 06/09/2023
Johnson Controls, Inc. | COLEMAN BY JOHNSON CONTROLS | TM8E120C16MP11 | Federally-Regulated Consumer Product | Non-Weatherized, Non-Condensin | 1719 | 252 |  | 06/09/2023 | 118964 | 203324339 | 06/09/2023
Johnson Controls, Inc. | COLEMAN BY JOHNSON CONTROLS | TMLE080C16MP11 | Federally-Regulated Consumer Product | Non-Weatherized, Non-Condensin | 1616 | 248 |  | 06/09/2023 | 79634 | 203489610 | 06/09/2023
Johnson Controls, Inc. | COLEMAN BY JOHNSON CONTROLS | TMLE040A12MP11 | Federally-Regulated Consumer Product | Non-Weatherized, Non-Condensin | 1303 | 235 |  | 06/09/2023 | 39958 | 203489592 | 06/09/2023
Johnson Controls, Inc. | COLEMAN BY JOHNSON CONTROLS | TMLE120C16MP11 | Federally-Regulated Consumer Product | Non-Weatherized, Non-Condensin | 1719 | 252 |  | 06/09/2023 | 118964 | 203489640 | 06/09/2023
Johnson Controls, Inc. | COLEMAN BY JOHNSON CONTROLS | TM8E080C16MP11 | Federally-Regulated Consumer Product | Non-Weatherized, Non-Condensin | 1616 | 248 |  | 06/09/2023 | 79634 | 203324334 | 06/09/2023
Johnson Controls, Inc. | COLEMAN BY JOHNSON CONTROLS | TM8E040A12MP11 | Federally-Regulated Consumer Product | Non-Weatherized, Non-Condensin | 1303 | 235 |  | 06/09/2023 | 39958 | 203324331 | 06/09/2023
Johnson Controls, Inc. | COLEMAN BY JOHNSON CONTROLS | TMLE100C20MP11 | Federally-Regulated Consumer Product | Non-Weatherized, Non-Condensin | 2201 | 273 |  | 06/09/2023 | 99043 | 203489634 | 06/09/2023
Johnson Controls, Inc. | COLEMAN BY JOHNSON CONTROLS | TM8E100B12MP11 | Federally-Regulated Consumer Product | Non-Weatherized, Non-Condensin | 1560 | 246 |  | 06/09/2023 | 100501 | 203324336 | 06/09/2023
Johnson Controls, Inc. | COLEMAN BY JOHNSON CONTROLS | TM8E120C20MP11 | Federally-Regulated Consumer Product | Non-Weatherized, Non-Condensin | 2201 | 273 |  | 06/09/2023 | 119730 | 203324340 | 06/09/2023
Johnson Controls, Inc. | COLEMAN BY JOHNSON CONTROLS | TMLE060A12MP11 | Federally-Regulated Consumer Product | Non-Weatherized, Non-Condensin | 1311 | 235 |  | 06/09/2023 | 60267 | 203489598 | 06/09/2023
Johnson Controls, Inc. | COLEMAN BY JOHNSON CONTROLS | TM8E080C20MP11 | Federally-Regulated Consumer Product | Non-Weatherized, Non-Condensin | 2104 | 269 |  | 06/09/2023 | 80073 | 203324335 | 06/09/2023
Johnson Controls, Inc. | COLEMAN BY JOHNSON CONTROLS | TMLE080B12MP11 | Federally-Regulated Consumer Product | Non-Weatherized, Non-Condensin | 1311 | 235 |  | 06/09/2023 | 79634 | 203489604 | 06/09/2023
Johnson Controls, Inc. | COLEMAN BY JOHNSON CONTROLS | TMLE080C20MP11 | Federally-Regulated Consumer Product | Non-Weatherized, Non-Condensin | 2104 | 269 |  | 06/09/2023 | 80073 | 203489616 | 06/09/2023
Johnson Controls, Inc. | COLEMAN BY JOHNSON CONTROLS | TMLE100C16MP11 | Federally-Regulated Consumer Product | Non-Weatherized, Non-Condensin | 1717 | 252 |  | 06/09/2023 | 99043 | 203489628 | 06/09/2023
Johnson Controls, Inc. | COLEMAN BY JOHNSON CONTROLS | TM8E130D20MP11 | Federally-Regulated Consumer Product | Non-Weatherized, Non-Condensin | 2178 | 272 |  | 06/09/2023 | 130606 | 203324341 | 06/09/2023
Johnson Controls, Inc. | COLEMAN BY JOHNSON CONTROLS | TMLE130D20MP11 | Federally-Regulated Consumer Product | Non-Weatherized, Non-Condensin | 2178 | 272 |  | 06/09/2023 | 130606 | 203489652 | 06/09/2023
Johnson Controls, Inc. | COLEMAN BY JOHNSON CONTROLS | TMLE120C20MP11 | Federally-Regulated Consumer Product | Non-Weatherized, Non-Condensin | 2201 | 273 |  | 06/09/2023 | 119730 | 203489646 | 06/09/2023
Johnson Controls, Inc. | COLEMAN BY JOHNSON CONTROLS | TM8E060A12MP11 | Federally-Regulated Consumer Product | Non-Weatherized, Non-Condensin | 1311 | 235 |  | 06/09/2023 | 60267 | 203324332 | 06/09/2023
Johnson Controls, Inc. | COLEMAN BY JOHNSON CONTROLS | TM8E100C16MP11 | Federally-Regulated Consumer Product | Non-Weatherized, Non-Condensin | 1717 | 252 |  | 06/09/2023 | 99043 | 203324337 | 06/09/2023
Johnson Controls, Inc. | COLEMAN BY JOHNSON CONTROLS | TMLE100B12MP11 | Federally-Regulated Consumer Product | Non-Weatherized, Non-Condensin | 1560 | 246 |  | 06/09/2023 | 100501 | 203489622 | 06/09/2023
Nordyne, LLC | Airtemp | VG7SC-108*-T45D1 | Federally-Regulated Consumer Product | Non-Weatherized, Condensing Ga | 1956 | 281 |  | 06/09/2023 | 107378 | 205309150 | 06/09/2023
Nordyne, LLC | Airtemp | VG7SD-072D-T35C1 | Federally-Regulated Consumer Product | Non-Weatherized, Condensing Ga | 1826 | 275 |  | 06/09/2023 | 72142 | 205309146 | 06/09/2023
Nordyne, LLC | All Pro | VG7SC-072*-T35C1 | Federally-Regulated Consumer Product | Non-Weatherized, Condensing Ga | 1360 | 255 |  | 06/09/2023 | 72522 | 207192202 | 06/09/2023
Nordyne, LLC | All Pro | VG7SD-072D-T35C1 | Federally-Regulated Consumer Product | Non-Weatherized, Condensing Ga | 1826 | 275 |  | 06/09/2023 | 72142 | 207192206 | 06/09/2023
Nordyne, LLC | All Pro | VG7SC-108*-T45D1 | Federally-Regulated Consumer Product | Non-Weatherized, Condensing Ga | 1956 | 281 |  | 06/09/2023 | 107378 | 207192200 | 06/09/2023
Nordyne, LLC | All Pro | VG7SC-120*-T45D1 | Federally-Regulated Consumer Product | Non-Weatherized, Condensing Ga | 2047 | 272 |  | 06/09/2023 | 120160 | 207192196 | 06/09/2023
Johnson Controls, Inc. | FRASER-JOHNSTON BY JOHNSON CONTROLS | TM8E040A12MP11 | Federally-Regulated Consumer Product | Non-Weatherized, Non-Condensin | 1303 | 235 |  | 06/09/2023 | 39958 | 203324353 | 06/09/2023
Johnson Controls, Inc. | FRASER-JOHNSTON BY JOHNSON CONTROLS | TMLE080C16MP11 | Federally-Regulated Consumer Product | Non-Weatherized, Non-Condensin | 1616 | 248 |  | 06/09/2023 | 79634 | 203489612 | 06/09/2023
Johnson Controls, Inc. | FRASER-JOHNSTON BY JOHNSON CONTROLS | TM8E120C20MP11 | Federally-Regulated Consumer Product | Non-Weatherized, Non-Condensin | 2201 | 273 |  | 06/09/2023 | 119730 | 203324362 | 06/09/2023
Johnson Controls, Inc. | FRASER-JOHNSTON BY JOHNSON CONTROLS | TMLE130D20MP11 | Federally-Regulated Consumer Product | Non-Weatherized, Non-Condensin | 2178 | 272 |  | 06/09/2023 | 130606 | 203489654 | 06/09/2023
Johnson Controls, Inc. | FRASER-JOHNSTON BY JOHNSON CONTROLS | TM8E060A12MP11 | Federally-Regulated Consumer Product | Non-Weatherized, Non-Condensin | 1311 | 235 |  | 06/09/2023 | 60267 | 203324354 | 06/09/2023
Johnson Controls, Inc. | FRASER-JOHNSTON BY JOHNSON CONTROLS | TM8E130D20MP11 | Federally-Regulated Consumer Product | Non-Weatherized, Non-Condensin | 2178 | 272 |  | 06/09/2023 | 130606 | 203324363 | 06/09/2023
Johnson Controls, Inc. | FRASER-JOHNSTON BY JOHNSON CONTROLS | TM8E080C20MP11 | Federally-Regulated Consumer Product | Non-Weatherized, Non-Condensin | 2104 | 269 |  | 06/09/2023 | 80073 | 203324357 | 06/09/2023
Johnson Controls, Inc. | FRASER-JOHNSTON BY JOHNSON CONTROLS | TMLE080C20MP11 | Federally-Regulated Consumer Product | Non-Weatherized, Non-Condensin | 2104 | 269 |  | 06/09/2023 | 80073 | 203489618 | 06/09/2023
Johnson Controls, Inc. | FRASER-JOHNSTON BY JOHNSON CONTROLS | TMLE100B12MP11 | Federally-Regulated Consumer Product | Non-Weatherized, Non-Condensin | 1560 | 246 |  | 06/09/2023 | 100501 | 203489624 | 06/09/2023
Johnson Controls, Inc. | FRASER-JOHNSTON BY JOHNSON CONTROLS | TMLE100C20MP11 | Federally-Regulated Consumer Product | Non-Weatherized, Non-Condensin | 2201 | 273 |  | 06/09/2023 | 99043 | 203489636 | 06/09/2023
Johnson Controls, Inc. | FRASER-JOHNSTON BY JOHNSON CONTROLS | TMLE060A12MP11 | Federally-Regulated Consumer Product | Non-Weatherized, Non-Condensin | 1311 | 235 |  | 06/09/2023 | 60267 | 203489600 | 06/09/2023
Johnson Controls, Inc. | FRASER-JOHNSTON BY JOHNSON CONTROLS | TMLE080B12MP11 | Federally-Regulated Consumer Product | Non-Weatherized, Non-Condensin | 1311 | 235 |  | 06/09/2023 | 79634 | 203489606 | 06/09/2023
Johnson Controls, Inc. | FRASER-JOHNSTON BY JOHNSON CONTROLS | TMLE120C20MP11 | Federally-Regulated Consumer Product | Non-Weatherized, Non-Condensin | 2201 | 273 |  | 06/09/2023 | 119730 | 203489648 | 06/09/2023
Johnson Controls, Inc. | FRASER-JOHNSTON BY JOHNSON CONTROLS | TM8E080C16MP11 | Federally-Regulated Consumer Product | Non-Weatherized, Non-Condensin | 1616 | 248 |  | 06/09/2023 | 79634 | 203324356 | 06/09/2023
Johnson Controls, Inc. | FRASER-JOHNSTON BY JOHNSON CONTROLS | TM8E120C16MP11 | Federally-Regulated Consumer Product | Non-Weatherized, Non-Condensin | 1719 | 252 |  | 06/09/2023 | 118964 | 203324361 | 06/09/2023
Johnson Controls, Inc. | FRASER-JOHNSTON BY JOHNSON CONTROLS | TM8E100C16MP11 | Federally-Regulated Consumer Product | Non-Weatherized, Non-Condensin | 1717 | 252 |  | 06/09/2023 | 99043 | 203324359 | 06/09/2023
Johnson Controls, Inc. | FRASER-JOHNSTON BY JOHNSON CONTROLS | TMLE120C16MP11 | Federally-Regulated Consumer Product | Non-Weatherized, Non-Condensin | 1719 | 252 |  | 06/09/2023 | 118964 | 203489642 | 06/09/2023
Johnson Controls, Inc. | FRASER-JOHNSTON BY JOHNSON CONTROLS | TMLE040A12MP11 | Federally-Regulated Consumer Product | Non-Weatherized, Non-Condensin | 1303 | 235 |  | 06/09/2023 | 39958 | 203489594 | 06/09/2023
Johnson Controls, Inc. | FRASER-JOHNSTON BY JOHNSON CONTROLS | TM8E100B12MP11 | Federally-Regulated Consumer Product | Non-Weatherized, Non-Condensin | 1560 | 246 |  | 06/09/2023 | 100501 | 203324358 | 06/09/2023
Johnson Controls, Inc. | FRASER-JOHNSTON BY JOHNSON CONTROLS | TMLE100C16MP11 | Federally-Regulated Consumer Product | Non-Weatherized, Non-Condensin | 1717 | 252 |  | 06/09/2023 | 99043 | 203489630 | 06/09/2023
Johnson Controls, Inc. | YORK BY JOHNSON CONTROLS | TMLE100C16MP11 | Federally-Regulated Consumer Product | Non-Weatherized, Non-Condensin | 1717 | 252 | 258 | 06/09/2023 | 99043 | 203489627 | 06/09/2023
Johnson Controls, Inc. | YORK BY JOHNSON CONTROLS | TMLE060A12MP11 | Federally-Regulated Consumer Product | Non-Weatherized, Non-Condensin | 1311 | 235 | 240 | 06/09/2023 | 60267 | 203489597 | 06/09/2023
Johnson Controls, Inc. | YORK BY JOHNSON CONTROLS | TM8E080C16MP11 | Federally-Regulated Consumer Product | Non-Weatherized, Non-Condensin | 1616 | 248 | 253 | 06/09/2023 | 79634 | 203324323 | 06/09/2023
Johnson Controls, Inc. | YORK BY JOHNSON CONTROLS | TM8E100C16MP11 | Federally-Regulated Consumer Product | Non-Weatherized, Non-Condensin | 1717 | 252 | 258 | 06/09/2023 | 99043 | 203324326 | 06/09/2023
Johnson Controls, Inc. | YORK BY JOHNSON CONTROLS | TMLE120C20MP11 | Federally-Regulated Consumer Product | Non-Weatherized, Non-Condensin | 2201 | 273 | 279 | 06/09/2023 | 119730 | 203489645 | 06/09/2023
Johnson Controls, Inc. | YORK BY JOHNSON CONTROLS | TMLE100C20MP11 | Federally-Regulated Consumer Product | Non-Weatherized, Non-Condensin | 2201 | 273 | 279 | 06/09/2023 | 99043 | 203489633 | 06/09/2023
Johnson Controls, Inc. | YORK BY JOHNSON CONTROLS | TM8E130D20MP11 | Federally-Regulated Consumer Product | Non-Weatherized, Non-Condensin | 2178 | 272 | 278 | 06/09/2023 | 130606 | 203324330 | 06/09/2023
Johnson Controls, Inc. | YORK BY JOHNSON CONTROLS | TM8E060A12MP11 | Federally-Regulated Consumer Product | Non-Weatherized, Non-Condensin | 1311 | 235 | 240 | 06/09/2023 | 60267 | 203324321 | 06/09/2023
Johnson Controls, Inc. | YORK BY JOHNSON CONTROLS | TMLE080C16MP11 | Federally-Regulated Consumer Product | Non-Weatherized, Non-Condensin | 1616 | 248 | 253 | 06/09/2023 | 79634 | 203489609 | 06/09/2023
Johnson Controls, Inc. | YORK BY JOHNSON CONTROLS | TMLE040A12MP11 | Federally-Regulated Consumer Product | Non-Weatherized, Non-Condensin | 1303 | 235 | 239 | 06/09/2023 | 39958 | 203489591 | 06/09/2023
Johnson Controls, Inc. | YORK BY JOHNSON CONTROLS | TM8E040A12MP11 | Federally-Regulated Consumer Product | Non-Weatherized, Non-Condensin | 1303 | 235 | 239 | 06/09/2023 | 39958 | 203324320 | 06/09/2023
Johnson Controls, Inc. | YORK BY JOHNSON CONTROLS | TMLE130D20MP11 | Federally-Regulated Consumer Product | Non-Weatherized, Non-Condensin | 2178 | 272 | 278 | 06/09/2023 | 130606 | 203489651 | 06/09/2023
Johnson Controls, Inc. | YORK BY JOHNSON CONTROLS | TM8E120C20MP11 | Federally-Regulated Consumer Product | Non-Weatherized, Non-Condensin | 2201 | 273 | 279 | 06/09/2023 | 119730 | 203324329 | 06/09/2023
Johnson Controls, Inc. | YORK BY JOHNSON CONTROLS | TMLE120C16MP11 | Federally-Regulated Consumer Product | Non-Weatherized, Non-Condensin | 1719 | 252 | 258 | 06/09/2023 | 118964 | 203489639 | 06/09/2023
Johnson Controls, Inc. | YORK BY JOHNSON CONTROLS | TM8E120C16MP11 | Federally-Regulated Consumer Product | Non-Weatherized, Non-Condensin | 1719 | 252 | 258 | 06/09/2023 | 118964 | 203324328 | 06/09/2023
Johnson Controls, Inc. | YORK BY JOHNSON CONTROLS | TM8E080C20MP11 | Federally-Regulated Consumer Product | Non-Weatherized, Non-Condensin | 2104 | 269 | 275 | 06/09/2023 | 80073 | 203324324 | 06/09/2023
Johnson Controls, Inc. | YORK BY JOHNSON CONTROLS | TMLE080B12MP11 | Federally-Regulated Consumer Product | Non-Weatherized, Non-Condensin | 1311 | 235 | 240 | 06/09/2023 | 79634 | 203489603 | 06/09/2023
Johnson Controls, Inc. | YORK BY JOHNSON CONTROLS | TMLE080C20MP11 | Federally-Regulated Consumer Product | Non-Weatherized, Non-Condensin | 2104 | 269 | 275 | 06/09/2023 | 80073 | 203489615 | 06/09/2023
Johnson Controls, Inc. | YORK BY JOHNSON CONTROLS | TM8E100B12MP11 | Federally-Regulated Consumer Product | Non-Weatherized, Non-Condensin | 1560 | 246 | 251 | 06/09/2023 | 100501 | 203324325 | 06/09/2023
Johnson Controls, Inc. | YORK BY JOHNSON CONTROLS | TMLE100B12MP11 | Federally-Regulated Consumer Product | Non-Weatherized, Non-Condensin | 1560 | 246 | 251 | 06/09/2023 | 100501 | 203489621 | 06/09/2023
Johnson Controls, Inc. | LUXAIRE BY JOHNSON CONTROLS | TM8E080C16MP11 | Federally-Regulated Consumer Product | Non-Weatherized, Non-Condensin | 1616 | 248 |  | 06/09/2023 | 79634 | 203324345 | 06/09/2023
Johnson Controls, Inc. | LUXAIRE BY JOHNSON CONTROLS | TMLE080C20MP11 | Federally-Regulated Consumer Product | Non-Weatherized, Non-Condensin | 2104 | 269 |  | 06/09/2023 | 80073 | 203489617 | 06/09/2023
Johnson Controls, Inc. | LUXAIRE BY JOHNSON CONTROLS | TM8E120C20MP11 | Federally-Regulated Consumer Product | Non-Weatherized, Non-Condensin | 2201 | 273 |  | 06/09/2023 | 119730 | 203324351 | 06/09/2023
Johnson Controls, Inc. | LUXAIRE BY JOHNSON CONTROLS | TM8E100C16MP11 | Federally-Regulated Consumer Product | Non-Weatherized, Non-Condensin | 1717 | 252 |  | 06/09/2023 | 99043 | 203324348 | 06/09/2023
Johnson Controls, Inc. | LUXAIRE BY JOHNSON CONTROLS | TM8E100B12MP11 | Federally-Regulated Consumer Product | Non-Weatherized, Non-Condensin | 1560 | 246 |  | 06/09/2023 | 100501 | 203324347 | 06/09/2023
Johnson Controls, Inc. | LUXAIRE BY JOHNSON CONTROLS | TMLE120C20MP11 | Federally-Regulated Consumer Product | Non-Weatherized, Non-Condensin | 2201 | 273 |  | 06/09/2023 | 119730 | 203489647 | 06/09/2023
Johnson Controls, Inc. | LUXAIRE BY JOHNSON CONTROLS | TM8E080C20MP11 | Federally-Regulated Consumer Product | Non-Weatherized, Non-Condensin | 2104 | 269 |  | 06/09/2023 | 80073 | 203324346 | 06/09/2023
Johnson Controls, Inc. | LUXAIRE BY JOHNSON CONTROLS | TMLE040A12MP11 | Federally-Regulated Consumer Product | Non-Weatherized, Non-Condensin | 1303 | 235 |  | 06/09/2023 | 39958 | 203489593 | 06/09/2023
Johnson Controls, Inc. | LUXAIRE BY JOHNSON CONTROLS | TMLE080C16MP11 | Federally-Regulated Consumer Product | Non-Weatherized, Non-Condensin | 1616 | 248 |  | 06/09/2023 | 79634 | 203489611 | 06/09/2023
Johnson Controls, Inc. | LUXAIRE BY JOHNSON CONTROLS | TMLE130D20MP11 | Federally-Regulated Consumer Product | Non-Weatherized, Non-Condensin | 2178 | 272 |  | 06/09/2023 | 130606 | 203489653 | 06/09/2023
Johnson Controls, Inc. | LUXAIRE BY JOHNSON CONTROLS | TMLE120C16MP11 | Federally-Regulated Consumer Product | Non-Weatherized, Non-Condensin | 1719 | 252 |  | 06/09/2023 | 118964 | 203489641 | 06/09/2023
Johnson Controls, Inc. | LUXAIRE BY JOHNSON CONTROLS | TM8E060A12MP11 | Federally-Regulated Consumer Product | Non-Weatherized, Non-Condensin | 1311 | 235 |  | 06/09/2023 | 60267 | 203324343 | 06/09/2023
Johnson Controls, Inc. | LUXAIRE BY JOHNSON CONTROLS | TMLE060A12MP11 | Federally-Regulated Consumer Product | Non-Weatherized, Non-Condensin | 1311 | 235 |  | 06/09/2023 | 60267 | 203489599 | 06/09/2023
Johnson Controls, Inc. | LUXAIRE BY JOHNSON CONTROLS | TM8E040A12MP11 | Federally-Regulated Consumer Product | Non-Weatherized, Non-Condensin | 1303 | 235 |  | 06/09/2023 | 39958 | 203324342 | 06/09/2023
Johnson Controls, Inc. | LUXAIRE BY JOHNSON CONTROLS | TMLE080B12MP11 | Federally-Regulated Consumer Product | Non-Weatherized, Non-Condensin | 1311 | 235 |  | 06/09/2023 | 79634 | 203489605 | 06/09/2023
Johnson Controls, Inc. | LUXAIRE BY JOHNSON CONTROLS | TM8E120C16MP11 | Federally-Regulated Consumer Product | Non-Weatherized, Non-Condensin | 1719 | 252 |  | 06/09/2023 | 118964 | 203324350 | 06/09/2023
Johnson Controls, Inc. | LUXAIRE BY JOHNSON CONTROLS | TMLE100B12MP11 | Federally-Regulated Consumer Product | Non-Weatherized, Non-Condensin | 1560 | 246 |  | 06/09/2023 | 100501 | 203489623 | 06/09/2023
Johnson Controls, Inc. | LUXAIRE BY JOHNSON CONTROLS | TM8E130D20MP11 | Federally-Regulated Consumer Product | Non-Weatherized, Non-Condensin | 2178 | 272 |  | 06/09/2023 | 130606 | 203324352 | 06/09/2023
Johnson Controls, Inc. | LUXAIRE BY JOHNSON CONTROLS | TMLE100C20MP11 | Federally-Regulated Consumer Product | Non-Weatherized, Non-Condensin | 2201 | 273 |  | 06/09/2023 | 99043 | 203489635 | 06/09/2023
Johnson Controls, Inc. | LUXAIRE BY JOHNSON CONTROLS | TMLE100C16MP11 | Federally-Regulated Consumer Product | Non-Weatherized, Non-Condensin | 1717 | 252 |  | 06/09/2023 | 99043 | 203489629 | 06/09/2023
Lennox Industries Inc. | Allied Commercial | LGT060**EF*P | Federally-Regulated Consumer Product | Weatherized Non-Condensing Gas | 2535 | 306 |  | 06/09/2023 | 75457 | 211239129 | 06/09/2023
Lennox Industries Inc. | Allied Commercial | LGT048**EA*P | Federally-Regulated Consumer Product | Weatherized Non-Condensing Gas | 2423 | 302 |  | 06/09/2023 | 45561 | 211239125 | 06/09/2023
Lennox Industries Inc. | Allied Commercial | LGT048**EF*P | Federally-Regulated Consumer Product | Weatherized Non-Condensing Gas | 2535 | 306 |  | 06/09/2023 | 75457 | 211239128 | 06/09/2023
Lennox Industries Inc. | Allied Commercial | LGT036**EF*P | Federally-Regulated Consumer Product | Weatherized Non-Condensing Gas | 1712 | 272 |  | 06/09/2023 | 75853 | 211239127 | 06/09/2023
Lennox Industries Inc. | Allied Commercial | LGT060**EA*P | Federally-Regulated Consumer Product | Weatherized Non-Condensing Gas | 2423 | 302 |  | 06/09/2023 | 45561 | 211239126 | 06/09/2023
Lennox Industries Inc. | Allied Commercial | LGT036**EA*P | Federally-Regulated Consumer Product | Weatherized Non-Condensing Gas | 1733 | 271 |  | 06/09/2023 | 45542 | 211239124 | 06/09/2023
Johnson Controls, Inc. | CHAMPION HEATING AND COOLING | TMLE080B12MP11 | Federally-Regulated Consumer Product | Non-Weatherized, Non-Condensin | 1311 | 235 |  | 06/09/2023 | 79634 | 203489608 | 06/09/2023
Johnson Controls, Inc. | CHAMPION HEATING AND COOLING | TM8E040A12MP11 | Federally-Regulated Consumer Product | Non-Weatherized, Non-Condensin | 1303 | 235 |  | 06/09/2023 | 39958 | 203324377 | 06/09/2023
Johnson Controls, Inc. | CHAMPION HEATING AND COOLING | TMLE100C20MP11 | Federally-Regulated Consumer Product | Non-Weatherized, Non-Condensin | 2201 | 273 |  | 06/09/2023 | 99043 | 203489638 | 06/09/2023
Johnson Controls, Inc. | CHAMPION HEATING AND COOLING | TMLE130D20MP11 | Federally-Regulated Consumer Product | Non-Weatherized, Non-Condensin | 2178 | 272 |  | 06/09/2023 | 130606 | 203489656 | 06/09/2023
Johnson Controls, Inc. | CHAMPION HEATING AND COOLING | TM8E080C20MP11 | Federally-Regulated Consumer Product | Non-Weatherized, Non-Condensin | 2104 | 269 |  | 06/09/2023 | 80073 | 203324381 | 06/09/2023
Johnson Controls, Inc. | CHAMPION HEATING AND COOLING | TMLE120C16MP11 | Federally-Regulated Consumer Product | Non-Weatherized, Non-Condensin | 1719 | 252 |  | 06/09/2023 | 118964 | 203489644 | 06/09/2023
Johnson Controls, Inc. | CHAMPION HEATING AND COOLING | TM8E120C20MP11 | Federally-Regulated Consumer Product | Non-Weatherized, Non-Condensin | 2201 | 273 |  | 06/09/2023 | 119730 | 203324386 | 06/09/2023
Johnson Controls, Inc. | CHAMPION HEATING AND COOLING | TMLE080C20MP11 | Federally-Regulated Consumer Product | Non-Weatherized, Non-Condensin | 2104 | 269 |  | 06/09/2023 | 80073 | 203489620 | 06/09/2023
Johnson Controls, Inc. | CHAMPION HEATING AND COOLING | TM8E080C16MP11 | Federally-Regulated Consumer Product | Non-Weatherized, Non-Condensin | 1616 | 248 |  | 06/09/2023 | 79634 | 203324380 | 06/09/2023
Johnson Controls, Inc. | CHAMPION HEATING AND COOLING | TMLE080C16MP11 | Federally-Regulated Consumer Product | Non-Weatherized, Non-Condensin | 1616 | 248 |  | 06/09/2023 | 79634 | 203489614 | 06/09/2023
Johnson Controls, Inc. | CHAMPION HEATING AND COOLING | TM8E120C16MP11 | Federally-Regulated Consumer Product | Non-Weatherized, Non-Condensin | 1719 | 252 |  | 06/09/2023 | 118964 | 203324385 | 06/09/2023
Johnson Controls, Inc. | CHAMPION HEATING AND COOLING | TM8E100C16MP11 | Federally-Regulated Consumer Product | Non-Weatherized, Non-Condensin | 1717 | 252 |  | 06/09/2023 | 99043 | 203324383 | 06/09/2023
Johnson Controls, Inc. | CHAMPION HEATING AND COOLING | TMLE100B12MP11 | Federally-Regulated Consumer Product | Non-Weatherized, Non-Condensin | 1560 | 246 |  | 06/09/2023 | 100501 | 203489626 | 06/09/2023
Johnson Controls, Inc. | CHAMPION HEATING AND COOLING | TM8E100B12MP11 | Federally-Regulated Consumer Product | Non-Weatherized, Non-Condensin | 1560 | 246 |  | 06/09/2023 | 100501 | 203324382 | 06/09/2023
Johnson Controls, Inc. | CHAMPION HEATING AND COOLING | TMLE100C16MP11 | Federally-Regulated Consumer Product | Non-Weatherized, Non-Condensin | 1717 | 252 |  | 06/09/2023 | 99043 | 203489632 | 06/09/2023
Johnson Controls, Inc. | CHAMPION HEATING AND COOLING | TMLE120C20MP11 | Federally-Regulated Consumer Product | Non-Weatherized, Non-Condensin | 2201 | 273 |  | 06/09/2023 | 119730 | 203489650 | 06/09/2023
Johnson Controls, Inc. | CHAMPION HEATING AND COOLING | TM8E060A12MP11 | Federally-Regulated Consumer Product | Non-Weatherized, Non-Condensin | 1311 | 235 |  | 06/09/2023 | 60267 | 203324378 | 06/09/2023
Johnson Controls, Inc. | CHAMPION HEATING AND COOLING | TMLE040A12MP11 | Federally-Regulated Consumer Product | Non-Weatherized, Non-Condensin | 1303 | 235 |  | 06/09/2023 | 39958 | 203489596 | 06/09/2023
Johnson Controls, Inc. | CHAMPION HEATING AND COOLING | TMLE060A12MP11 | Federally-Regulated Consumer Product | Non-Weatherized, Non-Condensin | 1311 | 235 |  | 06/09/2023 | 60267 | 203489602 | 06/09/2023
Johnson Controls, Inc. | CHAMPION HEATING AND COOLING | TM8E130D20MP11 | Federally-Regulated Consumer Product | Non-Weatherized, Non-Condensin | 2178 | 272 |  | 06/09/2023 | 130606 | 203324387 | 06/09/2023
Lennox Industries Inc. | Airease | A80UH1E80B16X-* | Federally-Regulated Consumer Product | Non-Weatherized, Non-Condensin | 1688 | 256 |  | 06/09/2023 | 79662 | 202055798 | 06/09/2023
Lennox Industries Inc. | ARMSTRONG AIR | A80UH1E80B16X-* | Federally-Regulated Consumer Product | Non-Weatherized, Non-Condensin | 1688 | 256 |  | 06/09/2023 | 79662 | 202055797 | 06/09/2023
Nordyne, LLC | Airtemp | VG7SC-120*-T45DP | Federally-Regulated Consumer Product | Non-Weatherized, Condensing Ga | 2047 | 272 |  | 06/08/2023 | 120160 | 207769517 | 06/15/2023
Nordyne, LLC | Airtemp | VG7TC-100D-E35CP | Federally-Regulated Consumer Product | Non-Weatherized, Condensing Ga | 1763 | 273 |  | 06/08/2023 | 64473 | 207465490 | 06/15/2023
Nordyne, LLC | Airtemp | VG7SC-072*-T35CP | Federally-Regulated Consumer Product | Non-Weatherized, Condensing Ga | 1360 | 255 |  | 06/08/2023 | 72522 | 207769515 | 06/15/2023
Nordyne, LLC | Airtemp | VG7SC-108*-T45D1 | Federally-Regulated Consumer Product | Non-Weatherized, Condensing Ga | 1956 | 281 |  | 06/09/2023 | 107378 | 205309150 | 06/15/2023
Nordyne, LLC | Airtemp | VG7SC-108*-T45DP | Federally-Regulated Consumer Product | Non-Weatherized, Condensing Ga | 1956 | 281 |  | 06/08/2023 | 107378 | 207769516 | 06/15/2023
Nordyne, LLC | Airtemp | VG7TC-080D-E35CP | Federally-Regulated Consumer Product | Non-Weatherized, Condensing Ga | 1686 | 269 |  | 06/08/2023 | 51925 | 207465489 | 06/15/2023
Nordyne, LLC | Airtemp | VG7TC-120D-E45DP | Federally-Regulated Consumer Product | Non-Weatherized, Condensing Ga | 2160 | 290 |  | 06/08/2023 | 77603 | 207465491 | 06/15/2023
Nordyne, LLC | Airtemp | VG7TC-060D-E24BP | Federally-Regulated Consumer Product | Non-Weatherized, Condensing Ga | 1222 | 249 |  | 06/08/2023 | 39014 | 207465488 | 06/15/2023
Nordyne, LLC | NORTEK GLOBAL HVAC LLC | G7TC-120D-E45DP | Federally-Regulated Consumer Product | Non-Weatherized, Condensing Ga | 2160 | 290 |  | 06/08/2023 | 77603 | 207455894 | 06/15/2023
Nordyne, LLC | NORTEK GLOBAL HVAC LLC | G7TC-080D-V35CP | Federally-Regulated Consumer Product | Non-Weatherized, Condensing Ga | 1873 | 277 |  | 06/08/2023 | 50261 | 207455891 | 06/15/2023
Nordyne, LLC | NORTEK GLOBAL HVAC LLC | G7SC-120*-T45D* | Federally-Regulated Consumer Product | Non-Weatherized, Condensing Ga | 2047 | 272 |  | 06/08/2023 | 120160 | 205147056 | 06/15/2023
Nordyne, LLC | NORTEK GLOBAL HVAC LLC | G7TC-080D-E35CP | Federally-Regulated Consumer Product | Non-Weatherized, Condensing Ga | 1686 | 269 |  | 06/08/2023 | 51925 | 207455890 | 06/15/2023
Nordyne, LLC | NORTEK GLOBAL HVAC LLC | G7TC-060D-V24BP | Federally-Regulated Consumer Product | Non-Weatherized, Condensing Ga | 1339 | 254 |  | 06/08/2023 | 38422 | 207455889 | 06/15/2023
Nordyne, LLC | NORTEK GLOBAL HVAC LLC | G7SC-108*-T45D* | Federally-Regulated Consumer Product | Non-Weatherized, Condensing Ga | 1956 | 281 |  | 06/08/2023 | 107378 | 205234635 | 06/15/2023
Nordyne, LLC | NORTEK GLOBAL HVAC LLC | G7TC-060D-E24BP | Federally-Regulated Consumer Product | Non-Weatherized, Condensing Ga | 1222 | 249 |  | 06/08/2023 | 39014 | 207455888 | 06/15/2023
Nordyne, LLC | NORTEK GLOBAL HVAC LLC | G7TC-100D-E35CP | Federally-Regulated Consumer Product | Non-Weatherized, Condensing Ga | 1763 | 273 |  | 06/08/2023 | 64473 | 207455892 | 06/15/2023
Nordyne, LLC | NORTEK GLOBAL HVAC LLC | G7TC-100D-V35CP | Federally-Regulated Consumer Product | Non-Weatherized, Condensing Ga | 1826 | 275 |  | 06/08/2023 | 64473 | 207455893 | 06/15/2023
Nordyne, LLC | Airtemp | VG7SC-120*-T45DP | Federally-Regulated Consumer Product | Non-Weatherized, Condensing Ga | 2047 | 272 |  | 06/15/2023 | 120160 | 207769517 | 06/15/2023
Nordyne, LLC | Airtemp | VG7TC-100D-E35CP | Federally-Regulated Consumer Product | Non-Weatherized, Condensing Ga | 1763 | 273 |  | 06/15/2023 | 64473 | 207465490 | 06/15/2023
Nordyne, LLC | Airtemp | VG7SC-072*-T35CP | Federally-Regulated Consumer Product | Non-Weatherized, Condensing Ga | 1360 | 255 |  | 06/15/2023 | 72522 | 207769515 | 06/15/2023
Nordyne, LLC | Airtemp | VG7SC-108*-T45D1 | Federally-Regulated Consumer Product | Non-Weatherized, Condensing Ga | 1956 | 281 |  | 06/15/2023 | 107378 | 205309150 | 06/15/2023
Nordyne, LLC | Airtemp | VG7SC-108*-T45DP | Federally-Regulated Consumer Product | Non-Weatherized, Condensing Ga | 1956 | 281 |  | 06/15/2023 | 107378 | 207769516 | 06/15/2023
Nordyne, LLC | Airtemp | VG7TC-080D-E35CP | Federally-Regulated Consumer Product | Non-Weatherized, Condensing Ga | 1686 | 269 |  | 06/15/2023 | 51925 | 207465489 | 06/15/2023
Nordyne, LLC | Airtemp | VG7TC-120D-E45DP | Federally-Regulated Consumer Product | Non-Weatherized, Condensing Ga | 2160 | 290 |  | 06/15/2023 | 77603 | 207465491 | 06/15/2023
Nordyne, LLC | Airtemp | VG7TC-060D-E24BP | Federally-Regulated Consumer Product | Non-Weatherized, Condensing Ga | 1222 | 249 |  | 06/15/2023 | 39014 | 207465488 | 06/15/2023
Nordyne, LLC | NORTEK GLOBAL HVAC LLC | G7TC-120D-E45DP | Federally-Regulated Consumer Product | Non-Weatherized, Condensing Ga | 2160 | 290 |  | 06/15/2023 | 77603 | 207455894 | 06/15/2023
Nordyne, LLC | NORTEK GLOBAL HVAC LLC | G7TC-080D-V35CP | Federally-Regulated Consumer Product | Non-Weatherized, Condensing Ga | 1873 | 277 |  | 06/15/2023 | 50261 | 207455891 | 06/15/2023
Nordyne, LLC | NORTEK GLOBAL HVAC LLC | G7SC-120*-T45D* | Federally-Regulated Consumer Product | Non-Weatherized, Condensing Ga | 2047 | 272 |  | 06/15/2023 | 120160 | 205147056 | 06/15/2023
Nordyne, LLC | NORTEK GLOBAL HVAC LLC | G7TC-080D-E35CP | Federally-Regulated Consumer Product | Non-Weatherized, Condensing Ga | 1686 | 269 |  | 06/15/2023 | 51925 | 207455890 | 06/15/2023
Nordyne, LLC | NORTEK GLOBAL HVAC LLC | G7TC-060D-V24BP | Federally-Regulated Consumer Product | Non-Weatherized, Condensing Ga | 1339 | 254 |  | 06/15/2023 | 38422 | 207455889 | 06/15/2023
Nordyne, LLC | NORTEK GLOBAL HVAC LLC | G7SC-108*-T45D* | Federally-Regulated Consumer Product | Non-Weatherized, Condensing Ga | 1956 | 281 |  | 06/15/2023 | 107378 | 205234635 | 06/15/2023
Nordyne, LLC | NORTEK GLOBAL HVAC LLC | G7TC-060D-E24BP | Federally-Regulated Consumer Product | Non-Weatherized, Condensing Ga | 1222 | 249 |  | 06/15/2023 | 39014 | 207455888 | 06/15/2023
Nordyne, LLC | NORTEK GLOBAL HVAC LLC | G7TC-100D-E35CP | Federally-Regulated Consumer Product | Non-Weatherized, Condensing Ga | 1763 | 273 |  | 06/15/2023 | 64473 | 207455892 | 06/15/2023
Nordyne, LLC | NORTEK GLOBAL HVAC LLC | G7TC-100D-V35CP | Federally-Regulated Consumer Product | Non-Weatherized, Condensing Ga | 1826 | 275 |  | 06/15/2023 | 64473 | 207455893 | 06/15/2023
Nordyne, LLC | Moss Mechanical | FG7SC-120*-T45D* | Federally-Regulated Consumer Product | Non-Weatherized, Condensing Ga | 2047 | 272 | 285 | 06/08/2023 | 120160 | 208105416 | 06/15/2023
Nordyne, LLC | Moss Mechanical | FG7SC-072*-T35C* | Federally-Regulated Consumer Product | Non-Weatherized, Condensing Ga | 1360 | 255 | 255 | 06/08/2023 | 72522 | 208105421 | 06/15/2023
Nordyne, LLC | Moss Mechanical | FG7SC-108*-T45D* | Federally-Regulated Consumer Product | Non-Weatherized, Condensing Ga | 1956 | 281 | 281 | 06/08/2023 | 107378 | 208105419 | 06/15/2023
Nordyne, LLC | Moss Mechanical | KG7TC-060D-E24BP | Federally-Regulated Consumer Product | Non-Weatherized, Condensing Ga | 1222 | 249 | 249 | 06/08/2023 | 39014 | 208105461 | 06/15/2023
Nordyne, LLC | Moss Mechanical | KG7TC-080D-E35CP | Federally-Regulated Consumer Product | Non-Weatherized, Condensing Ga | 1686 | 269 | 269 | 06/08/2023 | 51925 | 208105463 | 06/15/2023
Nordyne, LLC | Moss Mechanical | FG7TC-120D-E45DP | Federally-Regulated Consumer Product | Non-Weatherized, Condensing Ga | 2160 | 290 | 290 | 06/08/2023 | 77603 | 208105508 | 06/15/2023
Nordyne, LLC | Moss Mechanical | FG7TC-100D-V35CP | Federally-Regulated Consumer Product | Non-Weatherized, Condensing Ga | 1826 | 275 | 275 | 06/08/2023 | 64473 | 208105466 | 06/15/2023
Nordyne, LLC | Moss Mechanical | KG7TC-100D-E35CP | Federally-Regulated Consumer Product | Non-Weatherized, Condensing Ga | 1763 | 273 | 273 | 06/08/2023 | 64473 | 208105465 | 06/15/2023
Nordyne, LLC | Moss Mechanical | KG7TC-120D-E45DP | Federally-Regulated Consumer Product | Non-Weatherized, Condensing Ga | 2160 | 290 | 290 | 06/08/2023 | 77603 | 208105467 | 06/15/2023
Nordyne, LLC | Moss Mechanical | FG7TC-060D-V24BP | Federally-Regulated Consumer Product | Non-Weatherized, Condensing Ga | 1339 | 254 | 254 | 06/08/2023 | 38422 | 208105462 | 06/15/2023
Nordyne, LLC | Moss Mechanical | FG7TC-080D-V35CP | Federally-Regulated Consumer Product | Non-Weatherized, Condensing Ga | 1873 | 277 | 277 | 06/08/2023 | 50261 | 208105464 | 06/15/2023
Nordyne, LLC | Intertherm | FG7TC-100D-V35CP | Federally-Regulated Consumer Product | Non-Weatherized, Condensing Ga | 1826 | 275 |  | 06/08/2023 | 64473 | 207456133 | 06/15/2023
Nordyne, LLC | Intertherm | FG7TC-080D-V35CP | Federally-Regulated Consumer Product | Non-Weatherized, Condensing Ga | 1873 | 277 |  | 06/08/2023 | 50261 | 207456123 | 06/15/2023
Nordyne, LLC | Intertherm | FG7TC-060D-V24BP | Federally-Regulated Consumer Product | Non-Weatherized, Condensing Ga | 1339 | 254 |  | 06/08/2023 | 38422 | 207456113 | 06/15/2023
Nordyne, LLC | Maytag | MGC2SC054*T24BP | Federally-Regulated Consumer Product | Non-Weatherized, Condensing Ga | 1537 | 263 |  | 06/08/2023 | 54478 | 207455876 | 06/15/2023
Nordyne, LLC | Maytag | MGC2SC120*T45D* | Federally-Regulated Consumer Product | Non-Weatherized, Condensing Ga | 2047 | 272 |  | 06/08/2023 | 120160 | 205147067 | 06/15/2023
Nordyne, LLC | Maytag | PGC2TC060DV24BP | Federally-Regulated Consumer Product | Non-Weatherized, Condensing Ga | 1339 | 254 |  | 06/08/2023 | 38422 | 207456106 | 06/15/2023
Nordyne, LLC | Maytag | PGC2TC080DV35CP | Federally-Regulated Consumer Product | Non-Weatherized, Condensing Ga | 1873 | 277 |  | 06/08/2023 | 50261 | 207456116 | 06/15/2023
Nordyne, LLC | Maytag | PGC2TC100DV35CP | Federally-Regulated Consumer Product | Non-Weatherized, Condensing Ga | 1826 | 275 |  | 06/08/2023 | 64473 | 207769477 | 06/15/2023
Nordyne, LLC | Maytag | MGC2SC108*T45D* | Federally-Regulated Consumer Product | Non-Weatherized, Condensing Ga | 1956 | 281 |  | 06/08/2023 | 107378 | 205234649 | 06/15/2023
Nordyne, LLC | Maytag | PGC2TC120DE45DP | Federally-Regulated Consumer Product | Non-Weatherized, Condensing Ga | 2160 | 290 |  | 06/08/2023 | 77603 | 207769473 | 06/15/2023
Nordyne, LLC | Moss Mechanical | FG7SC-120*-T45D* | Federally-Regulated Consumer Product | Non-Weatherized, Condensing Ga | 2047 | 272 |  | 06/15/2023 | 120160 | 208105416 | 06/15/2023
Nordyne, LLC | Moss Mechanical | FG7SC-072*-T35C* | Federally-Regulated Consumer Product | Non-Weatherized, Condensing Ga | 1360 | 255 |  | 06/15/2023 | 72522 | 208105421 | 06/15/2023
Nordyne, LLC | Moss Mechanical | FG7SC-108*-T45D* | Federally-Regulated Consumer Product | Non-Weatherized, Condensing Ga | 1956 | 281 |  | 06/15/2023 | 107378 | 208105419 | 06/15/2023
Nordyne, LLC | Moss Mechanical | KG7TC-060D-E24BP | Federally-Regulated Consumer Product | Non-Weatherized, Condensing Ga | 1222 | 249 |  | 06/15/2023 | 39014 | 208105461 | 06/15/2023
Nordyne, LLC | Moss Mechanical | KG7TC-080D-E35CP | Federally-Regulated Consumer Product | Non-Weatherized, Condensing Ga | 1686 | 269 |  | 06/15/2023 | 51925 | 208105463 | 06/15/2023
Nordyne, LLC | Moss Mechanical | FG7TC-120D-E45DP | Federally-Regulated Consumer Product | Non-Weatherized, Condensing Ga | 2160 | 290 |  | 06/15/2023 | 77603 | 208105508 | 06/15/2023
Nordyne, LLC | Moss Mechanical | FG7TC-100D-V35CP | Federally-Regulated Consumer Product | Non-Weatherized, Condensing Ga | 1826 | 275 |  | 06/15/2023 | 64473 | 208105466 | 06/15/2023
Nordyne, LLC | Moss Mechanical | KG7TC-100D-E35CP | Federally-Regulated Consumer Product | Non-Weatherized, Condensing Ga | 1763 | 273 |  | 06/15/2023 | 64473 | 208105465 | 06/15/2023
Nordyne, LLC | Moss Mechanical | KG7TC-120D-E45DP | Federally-Regulated Consumer Product | Non-Weatherized, Condensing Ga | 2160 | 290 |  | 06/15/2023 | 77603 | 208105467 | 06/15/2023
Nordyne, LLC | Moss Mechanical | FG7TC-060D-V24BP | Federally-Regulated Consumer Product | Non-Weatherized, Condensing Ga | 1339 | 254 |  | 06/15/2023 | 38422 | 208105462 | 06/15/2023
Nordyne, LLC | Moss Mechanical | FG7TC-080D-V35CP | Federally-Regulated Consumer Product | Non-Weatherized, Condensing Ga | 1873 | 277 |  | 06/15/2023 | 50261 | 208105464 | 06/15/2023
Nordyne, LLC | Intertherm | FG7TC-100D-V35CP | Federally-Regulated Consumer Product | Non-Weatherized, Condensing Ga | 1826 | 275 |  | 06/15/2023 | 64473 | 207456133 | 06/15/2023
Nordyne, LLC | Intertherm | FG7TC-080D-V35CP | Federally-Regulated Consumer Product | Non-Weatherized, Condensing Ga | 1873 | 277 |  | 06/15/2023 | 50261 | 207456123 | 06/15/2023
Nordyne, LLC | Intertherm | FG7TC-060D-V24BP | Federally-Regulated Consumer Product | Non-Weatherized, Condensing Ga | 1339 | 254 |  | 06/15/2023 | 38422 | 207456113 | 06/15/2023
Nordyne, LLC | Maytag | MGC2SC054*T24BP | Federally-Regulated Consumer Product | Non-Weatherized, Condensing Ga | 1537 | 263 |  | 06/15/2023 | 54478 | 207455876 | 06/15/2023
Nordyne, LLC | Maytag | MGC2SC120*T45D* | Federally-Regulated Consumer Product | Non-Weatherized, Condensing Ga | 2047 | 272 |  | 06/15/2023 | 120160 | 205147067 | 06/15/2023
Nordyne, LLC | Maytag | PGC2TC060DV24BP | Federally-Regulated Consumer Product | Non-Weatherized, Condensing Ga | 1339 | 254 |  | 06/15/2023 | 38422 | 207456106 | 06/15/2023
Nordyne, LLC | Maytag | PGC2TC080DV35CP | Federally-Regulated Consumer Product | Non-Weatherized, Condensing Ga | 1873 | 277 |  | 06/15/2023 | 50261 | 207456116 | 06/15/2023
Nordyne, LLC | Maytag | PGC2TC100DV35CP | Federally-Regulated Consumer Product | Non-Weatherized, Condensing Ga | 1826 | 275 |  | 06/15/2023 | 64473 | 207769477 | 06/15/2023
Nordyne, LLC | Maytag | MGC2SC108*T45D* | Federally-Regulated Consumer Product | Non-Weatherized, Condensing Ga | 1956 | 281 |  | 06/15/2023 | 107378 | 205234649 | 06/15/2023
Nordyne, LLC | Maytag | PGC2TC120DE45DP | Federally-Regulated Consumer Product | Non-Weatherized, Condensing Ga | 2160 | 290 |  | 06/15/2023 | 77603 | 207769473 | 06/15/2023
Nordyne, LLC | Frigidaire | KG7TC-060D-E24BP | Federally-Regulated Consumer Product | Non-Weatherized, Condensing Ga | 1222 | 249 |  | 06/08/2023 | 39014 | 207456108 | 06/15/2023
Nordyne, LLC | Frigidaire | KG7TC-100D-E35CP | Federally-Regulated Consumer Product | Non-Weatherized, Condensing Ga | 1763 | 273 |  | 06/08/2023 | 64473 | 207456128 | 06/15/2023
Nordyne, LLC | Frigidaire | FG7TC-120D-E45DP | Federally-Regulated Consumer Product | Non-Weatherized, Condensing Ga | 2160 | 290 |  | 06/08/2023 | 77603 | 207769469 | 06/15/2023
Nordyne, LLC | Frigidaire | KG7TC-080D-E35CP | Federally-Regulated Consumer Product | Non-Weatherized, Condensing Ga | 1686 | 269 |  | 06/08/2023 | 51925 | 207456118 | 06/15/2023
Nordyne, LLC | Frigidaire | FG7TC-060D-V24BP | Federally-Regulated Consumer Product | Non-Weatherized, Condensing Ga | 1339 | 254 |  | 06/08/2023 | 38422 | 207456112 | 06/15/2023
Nordyne, LLC | Frigidaire | FG7TC-080D-V35CP | Federally-Regulated Consumer Product | Non-Weatherized, Condensing Ga | 1873 | 277 |  | 06/08/2023 | 50261 | 207456122 | 06/15/2023
Nordyne, LLC | Frigidaire | FG7SC-120*-T45D* | Federally-Regulated Consumer Product | Non-Weatherized, Condensing Ga | 2047 | 272 |  | 06/08/2023 | 120160 | 205147069 | 06/15/2023
Nordyne, LLC | Frigidaire | FG7SC-108*-T45D* | Federally-Regulated Consumer Product | Non-Weatherized, Condensing Ga | 1956 | 281 |  | 06/08/2023 | 107378 | 205234651 | 06/15/2023
Nordyne, LLC | Frigidaire | FG7TC-100D-V35CP | Federally-Regulated Consumer Product | Non-Weatherized, Condensing Ga | 1826 | 275 |  | 06/08/2023 | 64473 | 207456132 | 06/15/2023
Nordyne, LLC | Frigidaire | KG7TC-120D-E45DP | Federally-Regulated Consumer Product | Non-Weatherized, Condensing Ga | 2160 | 290 |  | 06/08/2023 | 77603 | 207456137 | 06/15/2023
Nordyne, LLC | All Pro | VG7SC-120*-T45D1 | Federally-Regulated Consumer Product | Non-Weatherized, Condensing Ga | 2047 | 272 |  | 06/09/2023 | 120160 | 207192196 | 06/15/2023
Nordyne, LLC | All Pro | VG7SC-108*-T45D1 | Federally-Regulated Consumer Product | Non-Weatherized, Condensing Ga | 1956 | 281 |  | 06/09/2023 | 107378 | 207192200 | 06/15/2023
Nordyne, LLC | All Pro | VG7SC-072*-T35C1 | Federally-Regulated Consumer Product | Non-Weatherized, Condensing Ga | 1360 | 255 |  | 06/09/2023 | 72522 | 207192202 | 06/15/2023
Nordyne, LLC | Frigidaire | KG7TC-060D-E24BP | Federally-Regulated Consumer Product | Non-Weatherized, Condensing Ga | 1222 | 249 |  | 06/08/2023 | 39014 | 207456108 | 06/15/2023
Nordyne, LLC | Frigidaire | KG7TC-100D-E35CP | Federally-Regulated Consumer Product | Non-Weatherized, Condensing Ga | 1763 | 273 |  | 06/15/2023 | 64473 | 207456128 | 06/15/2023
Nordyne, LLC | Frigidaire | FG7TC-120D-E45DP | Federally-Regulated Consumer Product | Non-Weatherized, Condensing Ga | 2160 | 290 |  | 06/15/2023 | 77603 | 207769469 | 06/15/2023
Nordyne, LLC | Frigidaire | KG7TC-080D-E35CP | Federally-Regulated Consumer Product | Non-Weatherized, Condensing Ga | 1686 | 269 |  | 06/15/2023 | 51925 | 207456118 | 06/15/2023
Nordyne, LLC | Frigidaire | FG7TC-060D-V24BP | Federally-Regulated Consumer Product | Non-Weatherized, Condensing Ga | 1339 | 254 |  | 06/15/2023 | 38422 | 207456112 | 06/15/2023
Nordyne, LLC | Frigidaire | FG7TC-080D-V35CP | Federally-Regulated Consumer Product | Non-Weatherized, Condensing Ga | 1873 | 277 |  | 06/15/2023 | 50261 | 207456122 | 06/15/2023
Nordyne, LLC | Frigidaire | FG7SC-120*-T45D* | Federally-Regulated Consumer Product | Non-Weatherized, Condensing Ga | 2047 | 272 |  | 06/15/2023 | 120160 | 205147069 | 06/15/2023
Nordyne, LLC | Frigidaire | FG7SC-108*-T45D* | Federally-Regulated Consumer Product | Non-Weatherized, Condensing Ga | 1956 | 281 |  | 06/15/2023 | 107378 | 205234651 | 06/15/2023
Nordyne, LLC | Frigidaire | FG7TC-100D-V35CP | Federally-Regulated Consumer Product | Non-Weatherized, Condensing Ga | 1826 | 275 |  | 06/08/2023 | 64473 | 207456132 | 06/15/2023
Nordyne, LLC | Frigidaire | KG7TC-120D-E45DP | Federally-Regulated Consumer Product | Non-Weatherized, Condensing Ga | 2160 | 290 |  | 06/15/2023 | 77603 | 207456137 | 06/15/2023
Nordyne, LLC | OXBOX | J952V100CUVSAB | Federally-Regulated Consumer Product | Non-Weatherized, Condensing Ga | 1826 | 275 |  | 06/08/2023 | 64473 | 207465534 | 06/15/2023
Nordyne, LLC | OXBOX | J952V080CUVSAB | Federally-Regulated Consumer Product | Non-Weatherized, Condensing Ga | 1873 | 277 |  | 06/08/2023 | 50261 | 207465533 | 06/15/2023
Nordyne, LLC | OXBOX | J952X120DU5SAB | Federally-Regulated Consumer Product | Non-Weatherized, Condensing Ga | 2160 | 290 |  | 06/08/2023 | 77603 | 207769497 | 06/15/2023
Nordyne, LLC | OXBOX | J952V060BUVSAB | Federally-Regulated Consumer Product | Non-Weatherized, Condensing Ga | 1339 | 254 |  | 06/08/2023 | 38422 | 207465532 | 06/15/2023
Nordyne, LLC | Gibson | KG7TC-080D-E35CP | Federally-Regulated Consumer Product | Non-Weatherized, Condensing Ga | 1686 | 269 |  | 06/08/2023 | 51925 | 207456119 | 06/15/2023
Nordyne, LLC | Gibson | KG7SC-108*-T45D* | Federally-Regulated Consumer Product | Non-Weatherized, Condensing Ga | 1956 | 281 |  | 06/08/2023 | 107378 | 205234654 | 06/15/2023
Nordyne, LLC | Gibson | KG7SC-120*-T45D* | Federally-Regulated Consumer Product | Non-Weatherized, Condensing Ga | 2047 | 272 |  | 06/08/2023 | 120160 | 205147072 | 06/15/2023
Nordyne, LLC | Gibson | KG7TC-100D-E35CP | Federally-Regulated Consumer Product | Non-Weatherized, Condensing Ga | 1763 | 273 |  | 06/08/2023 | 64473 | 207456129 | 06/15/2023
Nordyne, LLC | Gibson | KG7TC-120D-E45DP | Federally-Regulated Consumer Product | Non-Weatherized, Condensing Ga | 2160 | 290 |  | 06/08/2023 | 77603 | 207456138 | 06/15/2023
Nordyne, LLC | Gibson | KG7TC-060D-E24BP | Federally-Regulated Consumer Product | Non-Weatherized, Condensing Ga | 1222 | 249 |  | 06/08/2023 | 39014 | 207456109 | 06/15/2023
Nordyne, LLC | All Pro | VG7SC-120*-T45D1 | Federally-Regulated Consumer Product | Non-Weatherized, Condensing Ga | 2047 | 272 |  | 06/15/2023 | 120160 | 207192196 | 06/15/2023
Nordyne, LLC | All Pro | VG7SC-108*-T45D1 | Federally-Regulated Consumer Product | Non-Weatherized, Condensing Ga | 1956 | 281 |  | 06/15/2023 | 107378 | 207192200 | 06/15/2023
Nordyne, LLC | All Pro | VG7SC-072*-T35C1 | Federally-Regulated Consumer Product | Non-Weatherized, Condensing Ga | 1360 | 255 |  | 06/15/2023 | 72522 | 207192202 | 06/15/2023
Nordyne, LLC | Miller | FG7TC-060D-V24BP | Federally-Regulated Consumer Product | Non-Weatherized, Condensing Ga | 1339 | 254 |  | 06/08/2023 | 38422 | 207456114 | 06/15/2023
Nordyne, LLC | Miller | FG7TC-100D-V35CP | Federally-Regulated Consumer Product | Non-Weatherized, Condensing Ga | 1826 | 275 |  | 06/08/2023 | 64473 | 207456134 | 06/15/2023
Nordyne, LLC | Miller | FG7TC-080D-V35CP | Federally-Regulated Consumer Product | Non-Weatherized, Condensing Ga | 1873 | 277 |  | 06/08/2023 | 50261 | 207456124 | 06/15/2023
Nordyne, LLC | OXBOX | J952V100CUVSAB | Federally-Regulated Consumer Product | Non-Weatherized, Condensing Ga | 1826 | 275 |  | 06/08/2023 | 64473 | 207465534 | 06/15/2023
Nordyne, LLC | OXBOX | J952V080CUVSAB | Federally-Regulated Consumer Product | Non-Weatherized, Condensing Ga | 1873 | 277 |  | 06/15/2023 | 50261 | 207465533 | 06/15/2023
Nordyne, LLC | OXBOX | J952X120DU5SAB | Federally-Regulated Consumer Product | Non-Weatherized, Condensing Ga | 2160 | 290 |  | 06/08/2023 | 77603 | 207769497 | 06/15/2023
Nordyne, LLC | OXBOX | J952V060BUVSAB | Federally-Regulated Consumer Product | Non-Weatherized, Condensing Ga | 1339 | 254 |  | 06/08/2023 | 38422 | 207465532 | 06/15/2023
Nordyne, LLC | Gibson | KG7TC-080D-E35CP | Federally-Regulated Consumer Product | Non-Weatherized, Condensing Ga | 1686 | 269 |  | 06/15/2023 | 51925 | 207456119 | 06/15/2023
Nordyne, LLC | Gibson | KG7SC-108*-T45D* | Federally-Regulated Consumer Product | Non-Weatherized, Condensing Ga | 1956 | 281 |  | 06/15/2023 | 107378 | 205234654 | 06/15/2023
Nordyne, LLC | Gibson | KG7SC-120*-T45D* | Federally-Regulated Consumer Product | Non-Weatherized, Condensing Ga | 2047 | 272 |  | 06/15/2023 | 120160 | 205147072 | 06/15/2023
Nordyne, LLC | Gibson | KG7TC-100D-E35CP | Federally-Regulated Consumer Product | Non-Weatherized, Condensing Ga | 1763 | 273 |  | 06/15/2023 | 64473 | 207456129 | 06/15/2023
Nordyne, LLC | Gibson | KG7TC-120D-E45DP | Federally-Regulated Consumer Product | Non-Weatherized, Condensing Ga | 2160 | 290 |  | 06/15/2023 | 77603 | 207456138 | 06/15/2023
Nordyne, LLC | Gibson | KG7TC-060D-E24BP | Federally-Regulated Consumer Product | Non-Weatherized, Condensing Ga | 1222 | 249 |  | 06/15/2023 | 39014 | 207456109 | 06/15/2023
Nordyne, LLC | Miller | FG7TC-060D-V24BP | Federally-Regulated Consumer Product | Non-Weatherized, Condensing Ga | 1339 | 254 |  | 06/15/2023 | 38422 | 207456114 | 06/15/2023
Nordyne, LLC | Miller | FG7TC-100D-V35CP | Federally-Regulated Consumer Product | Non-Weatherized, Condensing Ga | 1826 | 275 |  | 06/15/2023 | 64473 | 207456134 | 06/15/2023
Nordyne, LLC | Miller | FG7TC-080D-V35CP | Federally-Regulated Consumer Product | Non-Weatherized, Condensing Ga | 1873 | 277 |  | 06/15/2023 | 50261 | 207456124 | 06/15/2023
Nordyne, LLC | Broan | KG7TC-080D-E35CP | Federally-Regulated Consumer Product | Non-Weatherized, Condensing Ga | 1686 | 269 |  | 06/08/2023 | 51925 | 207456117 | 06/15/2023
Nordyne, LLC | Broan | KG7SC-120*-T45D* | Federally-Regulated Consumer Product | Non-Weatherized, Condensing Ga | 2047 | 272 |  | 06/08/2023 | 120160 | 205147071 | 06/15/2023
Nordyne, LLC | Broan | FG7TC-080D-V35CP | Federally-Regulated Consumer Product | Non-Weatherized, Condensing Ga | 1873 | 277 |  | 06/08/2023 | 50261 | 207456121 | 06/15/2023
Nordyne, LLC | Broan | KG7TC-100D-E35CP | Federally-Regulated Consumer Product | Non-Weatherized, Condensing Ga | 1763 | 273 |  | 06/08/2023 | 64473 | 207456127 | 06/15/2023
Nordyne, LLC | Broan | KG7TC-120D-E45DP | Federally-Regulated Consumer Product | Non-Weatherized, Condensing Ga | 2160 | 290 |  | 06/08/2023 | 77603 | 207456136 | 06/15/2023
Nordyne, LLC | Broan | FG7SC-120*-T45D* | Federally-Regulated Consumer Product | Non-Weatherized, Condensing Ga | 2047 | 272 |  | 06/08/2023 | 120160 | 205147068 | 06/15/2023
Nordyne, LLC | Broan | FG7TC-100D-V35CP | Federally-Regulated Consumer Product | Non-Weatherized, Condensing Ga | 1826 | 275 |  | 06/08/2023 | 64473 | 207456131 | 06/15/2023
Nordyne, LLC | Broan | KG7TC-060D-E24BP | Federally-Regulated Consumer Product | Non-Weatherized, Condensing Ga | 1222 | 249 |  | 06/08/2023 | 39014 | 207456107 | 06/15/2023
Nordyne, LLC | Broan | FG7TC-060D-V24BP | Federally-Regulated Consumer Product | Non-Weatherized, Condensing Ga | 1339 | 254 |  | 06/08/2023 | 38422 | 207456111 | 06/15/2023
Nordyne, LLC | Broan | KG7TC-080D-E35CP | Federally-Regulated Consumer Product | Non-Weatherized, Condensing Ga | 1686 | 269 |  | 06/08/2023 | 51925 | 207456117 | 06/15/2023
Nordyne, LLC | Broan | KG7SC-120*-T45D* | Federally-Regulated Consumer Product | Non-Weatherized, Condensing Ga | 2047 | 272 |  | 06/08/2023 | 120160 | 205147071 | 06/15/2023
Nordyne, LLC | Broan | FG7TC-080D-V35CP | Federally-Regulated Consumer Product | Non-Weatherized, Condensing Ga | 1873 | 277 |  | 06/15/2023 | 50261 | 207456121 | 06/15/2023
Nordyne, LLC | Broan | KG7TC-100D-E35CP | Federally-Regulated Consumer Product | Non-Weatherized, Condensing Ga | 1763 | 273 |  | 06/15/2023 | 64473 | 207456127 | 06/15/2023
Nordyne, LLC | Broan | KG7TC-120D-E45DP | Federally-Regulated Consumer Product | Non-Weatherized, Condensing Ga | 2160 | 290 |  | 06/15/2023 | 77603 | 207456136 | 06/15/2023
Nordyne, LLC | Broan | FG7SC-120*-T45D* | Federally-Regulated Consumer Product | Non-Weatherized, Condensing Ga | 2047 | 272 |  | 06/15/2023 | 120160 | 205147068 | 06/15/2023
Nordyne, LLC | Broan | FG7TC-100D-V35CP | Federally-Regulated Consumer Product | Non-Weatherized, Condensing Ga | 1826 | 275 |  | 06/15/2023 | 64473 | 207456131 | 06/15/2023
Nordyne, LLC | Broan | KG7TC-060D-E24BP | Federally-Regulated Consumer Product | Non-Weatherized, Condensing Ga | 1222 | 249 |  | 06/15/2023 | 39014 | 207456107 | 06/15/2023
Nordyne, LLC | Broan | FG7TC-060D-V24BP | Federally-Regulated Consumer Product | Non-Weatherized, Condensing Ga | 1339 | 254 |  | 06/15/2023 | 38422 | 207456111 | 06/15/2023
Nordyne, LLC | Gibson | KG7TC-080D-E35CP | Federally-Regulated Consumer Product | Non-Weatherized, Condensing Ga | 1686 | 269 |  | 06/15/2023 | 51925 | 207456119 | 06/15/2023
Nordyne, LLC | Gibson | KG7SC-108*-T45D* | Federally-Regulated Consumer Product | Non-Weatherized, Condensing Ga | 1956 | 281 |  | 06/15/2023 | 107378 | 205234654 | 06/15/2023
Nordyne, LLC | Gibson | KG7SC-120*-T45D* | Federally-Regulated Consumer Product | Non-Weatherized, Condensing Ga | 2047 | 272 |  | 06/15/2023 | 120160 | 205147072 | 06/15/2023
Nordyne, LLC | Gibson | KG7TC-100D-E35CP | Federally-Regulated Consumer Product | Non-Weatherized, Condensing Ga | 1763 | 273 |  | 06/15/2023 | 64473 | 207456129 | 06/15/2023
Nordyne, LLC | Gibson | KG7TC-120D-E45DP | Federally-Regulated Consumer Product | Non-Weatherized, Condensing Ga | 2160 | 290 |  | 06/15/2023 | 77603 | 207456138 | 06/15/2023
Nordyne, LLC | Gibson | KG7TC-060D-E24BP | Federally-Regulated Consumer Product | Non-Weatherized, Condensing Ga | 1222 | 249 |  | 06/15/2023 | 39014 | 207456109 | 06/15/2023
Nordyne, LLC | Moss Mechanical | FG7SC-120*-T45D* | Federally-Regulated Consumer Product | Non-Weatherized, Condensing Ga | 2047 | 272 |  | 06/15/2023 | 120160 | 208105416 | 06/15/2023
Nordyne, LLC | Moss Mechanical | FG7SC-072*-T35C* | Federally-Regulated Consumer Product | Non-Weatherized, Condensing Ga | 1360 | 255 |  | 06/15/2023 | 72522 | 208105421 | 06/15/2023
Nordyne, LLC | Moss Mechanical | FG7SC-108*-T45D* | Federally-Regulated Consumer Product | Non-Weatherized, Condensing Ga | 1956 | 281 |  | 06/15/2023 | 107378 | 208105419 | 06/15/2023
Nordyne, LLC | Moss Mechanical | KG7TC-060D-E24BP | Federally-Regulated Consumer Product | Non-Weatherized, Condensing Ga | 1222 | 249 |  | 06/15/2023 | 39014 | 208105461 | 06/15/2023
Nordyne, LLC | Moss Mechanical | KG7TC-080D-E35CP | Federally-Regulated Consumer Product | Non-Weatherized, Condensing Ga | 1686 | 269 |  | 06/15/2023 | 51925 | 208105463 | 06/15/2023
Nordyne, LLC | Moss Mechanical | FG7TC-120D-E45DP | Federally-Regulated Consumer Product | Non-Weatherized, Condensing Ga | 2160 | 290 |  | 06/15/2023 | 77603 | 208105508 | 06/15/2023
Nordyne, LLC | Moss Mechanical | FG7TC-100D-V35CP | Federally-Regulated Consumer Product | Non-Weatherized, Condensing Ga | 1826 | 275 |  | 06/15/2023 | 64473 | 208105466 | 06/15/2023
Nordyne, LLC | Moss Mechanical | KG7TC-100D-E35CP | Federally-Regulated Consumer Product | Non-Weatherized, Condensing Ga | 1763 | 273 |  | 06/15/2023 | 64473 | 208105465 | 06/15/2023
Nordyne, LLC | Moss Mechanical | KG7TC-120D-E45DP | Federally-Regulated Consumer Product | Non-Weatherized, Condensing Ga | 2160 | 290 |  | 06/15/2023 | 77603 | 208105467 | 06/15/2023
Nordyne, LLC | Moss Mechanical | FG7TC-060D-V24BP | Federally-Regulated Consumer Product | Non-Weatherized, Condensing Ga | 1339 | 254 |  | 06/15/2023 | 38422 | 208105462 | 06/15/2023
Nordyne, LLC | Moss Mechanical | FG7TC-080D-V35CP | Federally-Regulated Consumer Product | Non-Weatherized, Condensing Ga | 1873 | 277 |  | 06/15/2023 | 50261 | 208105464 | 06/15/2023
Nordyne, LLC | OXBOX | J952V100CUVSAB | Federally-Regulated Consumer Product | Non-Weatherized, Condensing Ga | 1826 | 275 |  | 06/15/2023 | 64473 | 207465534 | 06/15/2023
Nordyne, LLC | OXBOX | J952V080CUVSAB | Federally-Regulated Consumer Product | Non-Weatherized, Condensing Ga | 1873 | 277 |  | 06/15/2023 | 50261 | 207465533 | 06/15/2023
Nordyne, LLC | OXBOX | J952X120DU5SAB | Federally-Regulated Consumer Product | Non-Weatherized, Condensing Ga | 2160 | 290 |  | 06/15/2023 | 77603 | 207769497 | 06/15/2023
Nordyne, LLC | OXBOX | J952V060BUVSAB | Federally-Regulated Consumer Product | Non-Weatherized, Condensing Ga | 1339 | 254 |  | 06/15/2023 | 38422 | 207465532 | 06/15/2023
Nordyne, LLC | Miller | FG7TC-060D-V24BP | Federally-Regulated Consumer Product | Non-Weatherized, Condensing Ga | 1339 | 254 |  | 06/15/2023 | 38422 | 207456114 | 06/15/2023
Nordyne, LLC | Miller | FG7TC-100D-V35CP | Federally-Regulated Consumer Product | Non-Weatherized, Condensing Ga | 1826 | 275 |  | 06/15/2023 | 64473 | 207456134 | 06/15/2023
Nordyne, LLC | Miller | FG7TC-080D-V35CP | Federally-Regulated Consumer Product | Non-Weatherized, Condensing Ga | 1873 | 277 |  | 06/15/2023 | 50261 | 207456124 | 06/15/2023
Nordyne, LLC | Frigidaire | KG7TC-060D-E24BP | Federally-Regulated Consumer Product | Non-Weatherized, Condensing Ga | 1222 | 249 |  | 06/15/2023 | 39014 | 207456108 | 06/15/2023
Nordyne, LLC | Frigidaire | KG7TC-100D-E35CP | Federally-Regulated Consumer Product | Non-Weatherized, Condensing Ga | 1763 | 273 |  | 06/15/2023 | 64473 | 207456128 | 06/15/2023
Nordyne, LLC | Frigidaire | FG7TC-120D-E45DP | Federally-Regulated Consumer Product | Non-Weatherized, Condensing Ga | 2160 | 290 |  | 06/15/2023 | 77603 | 207769469 | 06/15/2023
Nordyne, LLC | Frigidaire | KG7TC-080D-E35CP | Federally-Regulated Consumer Product | Non-Weatherized, Condensing Ga | 1686 | 269 |  | 06/15/2023 | 51925 | 207456118 | 06/15/2023
Nordyne, LLC | Frigidaire | FG7TC-060D-V24BP | Federally-Regulated Consumer Product | Non-Weatherized, Condensing Ga | 1339 | 254 |  | 06/15/2023 | 38422 | 207456112 | 06/15/2023
Nordyne, LLC | Frigidaire | FG7TC-080D-V35CP | Federally-Regulated Consumer Product | Non-Weatherized, Condensing Ga | 1873 | 277 |  | 06/15/2023 | 50261 | 207456122 | 06/15/2023
Nordyne, LLC | Frigidaire | FG7SC-120*-T45D* | Federally-Regulated Consumer Product | Non-Weatherized, Condensing Ga | 2047 | 272 |  | 06/15/2023 | 120160 | 205147069 | 06/15/2023
Nordyne, LLC | Frigidaire | FG7SC-108*-T45D* | Federally-Regulated Consumer Product | Non-Weatherized, Condensing Ga | 1956 | 281 |  | 06/15/2023 | 107378 | 205234651 | 06/15/2023
Nordyne, LLC | Frigidaire | FG7TC-100D-V35CP | Federally-Regulated Consumer Product | Non-Weatherized, Condensing Ga | 1826 | 275 |  | 06/15/2023 | 64473 | 207456132 | 06/15/2023
Nordyne, LLC | Frigidaire | KG7TC-120D-E45DP | Federally-Regulated Consumer Product | Non-Weatherized, Condensing Ga | 2160 | 290 |  | 06/15/2023 | 77603 | 207456137 | 06/15/2023
Nordyne, LLC | All Pro | VG7SC-120*-T45D1 | Federally-Regulated Consumer Product | Non-Weatherized, Condensing Ga | 2047 | 272 |  | 06/15/2023 | 120160 | 207192196 | 06/15/2023
Nordyne, LLC | All Pro | VG7SC-108*-T45D1 | Federally-Regulated Consumer Product | Non-Weatherized, Condensing Ga | 1956 | 281 |  | 06/15/2023 | 107378 | 207192200 | 06/15/2023
Nordyne, LLC | All Pro | VG7SC-072*-T35C1 | Federally-Regulated Consumer Product | Non-Weatherized, Condensing Ga | 1360 | 255 |  | 06/15/2023 | 72522 | 207192202 | 06/15/2023
Nordyne, LLC | Intertherm | FG7TC-100D-V35CP | Federally-Regulated Consumer Product | Non-Weatherized, Condensing Ga | 1826 | 275 |  | 06/15/2023 | 64473 | 207456133 | 06/15/2023
Nordyne, LLC | Intertherm | FG7TC-080D-V35CP | Federally-Regulated Consumer Product | Non-Weatherized, Condensing Ga | 1873 | 277 |  | 06/15/2023 | 50261 | 207456123 | 06/15/2023
Nordyne, LLC | Intertherm | FG7TC-060D-V24BP | Federally-Regulated Consumer Product | Non-Weatherized, Condensing Ga | 1339 | 254 |  | 06/15/2023 | 38422 | 207456113 | 06/15/2023
Nordyne, LLC | Airtemp | VG7SC-120*-T45DP | Federally-Regulated Consumer Product | Non-Weatherized, Condensing Ga | 2047 | 272 |  | 06/15/2023 | 120160 | 207769517 | 06/15/2023
Nordyne, LLC | Airtemp | VG7TC-100D-E35CP | Federally-Regulated Consumer Product | Non-Weatherized, Condensing Ga | 1763 | 273 |  | 06/15/2023 | 64473 | 207465490 | 06/15/2023
Nordyne, LLC | Airtemp | VG7SC-072*-T35CP | Federally-Regulated Consumer Product | Non-Weatherized, Condensing Ga | 1360 | 255 |  | 06/15/2023 | 72522 | 207769515 | 06/15/2023
Nordyne, LLC | Airtemp | VG7SC-108*-T45D1 | Federally-Regulated Consumer Product | Non-Weatherized, Condensing Ga | 1956 | 281 |  | 06/15/2023 | 107378 | 205309150 | 06/15/2023
Nordyne, LLC | Airtemp | VG7SC-108*-T45DP | Federally-Regulated Consumer Product | Non-Weatherized, Condensing Ga | 1956 | 281 |  | 06/15/2023 | 107378 | 207769516 | 06/15/2023
Nordyne, LLC | Airtemp | VG7TC-080D-E35CP | Federally-Regulated Consumer Product | Non-Weatherized, Condensing Ga | 1686 | 269 |  | 06/15/2023 | 51925 | 207465489 | 06/15/2023
Nordyne, LLC | Airtemp | VG7TC-120D-E45DP | Federally-Regulated Consumer Product | Non-Weatherized, Condensing Ga | 2160 | 290 |  | 06/15/2023 | 77603 | 207465491 | 06/15/2023
Nordyne, LLC | Airtemp | VG7TC-060D-E24BP | Federally-Regulated Consumer Product | Non-Weatherized, Condensing Ga | 1222 | 249 |  | 06/15/2023 | 39014 | 207465488 | 06/15/2023
Nordyne, LLC | NORTEK GLOBAL HVAC LLC | G7TC-120D-E45DP | Federally-Regulated Consumer Product | Non-Weatherized, Condensing Ga | 2160 | 290 |  | 06/15/2023 | 77603 | 207455894 | 06/15/2023
Nordyne, LLC | NORTEK GLOBAL HVAC LLC | G7TC-080D-V35CP | Federally-Regulated Consumer Product | Non-Weatherized, Condensing Ga | 1873 | 277 |  | 06/15/2023 | 50261 | 207455891 | 06/15/2023
Nordyne, LLC | NORTEK GLOBAL HVAC LLC | G7SC-120*-T45D* | Federally-Regulated Consumer Product | Non-Weatherized, Condensing Ga | 2047 | 272 |  | 06/15/2023 | 120160 | 205147056 | 06/15/2023
Nordyne, LLC | NORTEK GLOBAL HVAC LLC | G7TC-080D-E35CP | Federally-Regulated Consumer Product | Non-Weatherized, Condensing Ga | 1686 | 269 |  | 06/15/2023 | 51925 | 207455890 | 06/15/2023
Nordyne, LLC | NORTEK GLOBAL HVAC LLC | G7TC-060D-V24BP | Federally-Regulated Consumer Product | Non-Weatherized, Condensing Ga | 1339 | 254 |  | 06/15/2023 | 38422 | 207455889 | 06/15/2023
Nordyne, LLC | NORTEK GLOBAL HVAC LLC | G7SC-108*-T45D* | Federally-Regulated Consumer Product | Non-Weatherized, Condensing Ga | 1956 | 281 |  | 06/15/2023 | 107378 | 205234635 | 06/15/2023
Nordyne, LLC | NORTEK GLOBAL HVAC LLC | G7TC-060D-E24BP | Federally-Regulated Consumer Product | Non-Weatherized, Condensing Ga | 1222 | 249 |  | 06/15/2023 | 39014 | 207455888 | 06/15/2023
Nordyne, LLC | NORTEK GLOBAL HVAC LLC | G7TC-100D-E35CP | Federally-Regulated Consumer Product | Non-Weatherized, Condensing Ga | 1763 | 273 |  | 06/15/2023 | 64473 | 207455892 | 06/15/2023
Nordyne, LLC | NORTEK GLOBAL HVAC LLC | G7TC-100D-V35CP | Federally-Regulated Consumer Product | Non-Weatherized, Condensing Ga | 1826 | 275 |  | 06/15/2023 | 64473 | 207455893 | 06/15/2023
Nordyne, LLC | Maytag | MGC2SC054*T24BP | Federally-Regulated Consumer Product | Non-Weatherized, Condensing Ga | 1537 | 263 |  | 06/15/2023 | 54478 | 207455876 | 06/15/2023
Nordyne, LLC | Maytag | MGC2SC120*T45D* | Federally-Regulated Consumer Product | Non-Weatherized, Condensing Ga | 2047 | 272 |  | 06/15/2023 | 120160 | 205147067 | 06/15/2023
Nordyne, LLC | Maytag | PGC2TC060DV24BP | Federally-Regulated Consumer Product | Non-Weatherized, Condensing Ga | 1339 | 254 |  | 06/15/2023 | 38422 | 207456106 | 06/15/2023
Nordyne, LLC | Maytag | PGC2TC080DV35CP | Federally-Regulated Consumer Product | Non-Weatherized, Condensing Ga | 1873 | 277 |  | 06/15/2023 | 50261 | 207456116 | 06/15/2023
Nordyne, LLC | Maytag | PGC2TC100DV35CP | Federally-Regulated Consumer Product | Non-Weatherized, Condensing Ga | 1826 | 275 |  | 06/15/2023 | 64473 | 207769477 | 06/15/2023
Nordyne, LLC | Maytag | MGC2SC108*T45D* | Federally-Regulated Consumer Product | Non-Weatherized, Condensing Ga | 1956 | 281 |  | 06/15/2023 | 107378 | 205234649 | 06/15/2023
Nordyne, LLC | Maytag | PGC2TC120DE45DP | Federally-Regulated Consumer Product | Non-Weatherized, Condensing Ga | 2160 | 290 |  | 06/15/2023 | 77603 | 207769473 | 06/15/2023
Nordyne, LLC | Broan | KG7TC-080D-E35CP | Federally-Regulated Consumer Product | Non-Weatherized, Condensing Ga | 1686 | 269 |  | 06/15/2023 | 51925 | 207456117 | 06/15/2023
Nordyne, LLC | Broan | KG7SC-120*-T45D* | Federally-Regulated Consumer Product | Non-Weatherized, Condensing Ga | 2047 | 272 |  | 06/15/2023 | 120160 | 205147071 | 06/15/2023
Nordyne, LLC | Broan | FG7TC-080D-V35CP | Federally-Regulated Consumer Product | Non-Weatherized, Condensing Ga | 1873 | 277 |  | 06/15/2023 | 50261 | 207456121 | 06/15/2023
Nordyne, LLC | Broan | KG7TC-100D-E35CP | Federally-Regulated Consumer Product | Non-Weatherized, Condensing Ga | 1763 | 273 |  | 06/15/2023 | 64473 | 207456127 | 06/15/2023
Nordyne, LLC | Broan | KG7TC-120D-E45DP | Federally-Regulated Consumer Product | Non-Weatherized, Condensing Ga | 2160 | 290 |  | 06/15/2023 | 77603 | 207456136 | 06/15/2023
Nordyne, LLC | Broan | FG7SC-120*-T45D* | Federally-Regulated Consumer Product | Non-Weatherized, Condensing Ga | 2047 | 272 |  | 06/15/2023 | 120160 | 205147068 | 06/15/2023
Nordyne, LLC | Broan | FG7TC-100D-V35CP | Federally-Regulated Consumer Product | Non-Weatherized, Condensing Ga | 1826 | 275 |  | 06/15/2023 | 64473 | 207456131 | 06/15/2023
Nordyne, LLC | Broan | KG7TC-060D-E24BP | Federally-Regulated Consumer Product | Non-Weatherized, Condensing Ga | 1222 | 249 |  | 06/15/2023 | 39014 | 207456107 | 06/15/2023
Nordyne, LLC | Broan | FG7TC-060D-V24BP | Federally-Regulated Consumer Product | Non-Weatherized, Condensing Ga | 1339 | 254 |  | 06/15/2023 | 38422 | 207456111 | 06/15/2023
Lennox Industries Inc. | Concord | 95G1UH040BE12X-* | Federally-Regulated Consumer Product | Non-Weatherized, Condensing Ga | 1288 | 252 |  | 05/25/2023 | 40446 | 201870466 | 06/20/2023
Lennox Industries Inc. | Concord | 96G1UH045BE12-* | Federally-Regulated Consumer Product | Non-Weatherized, Condensing Ga | 1284 | 251 |  | 05/25/2023 | 44162 | 201870452 | 06/20/2023
Lennox Industries Inc. | Concord | 96G1UH110CE20-* | Federally-Regulated Consumer Product | Non-Weatherized, Condensing Ga | 2018 | 284 |  | 05/25/2023 | 110619 | 202160621 | 06/20/2023
Lennox Industries Inc. | Concord | 96G1UH070BE12-* | Federally-Regulated Consumer Product | Non-Weatherized, Condensing Ga | 1298 | 252 |  | 05/25/2023 | 65683 | 201870454 | 06/20/2023
Lennox Industries Inc. | Concord | 95G1UH100CE20X-* | Federally-Regulated Consumer Product | Non-Weatherized, Condensing Ga | 1957 | 281 |  | 05/25/2023 | 80908 | 201870472 | 06/20/2023
Lennox Industries Inc. | Concord | 95G1UH080CE16X-* | Federally-Regulated Consumer Product | Non-Weatherized, Condensing Ga | 1573 | 264 |  | 05/25/2023 | 60222 | 201870470 | 06/20/2023
Lennox Industries Inc. | Concord | 95G1UH060BE12X-* | Federally-Regulated Consumer Product | Non-Weatherized, Condensing Ga | 1313 | 253 |  | 05/25/2023 | 60222 | 201981482 | 06/20/2023
Lennox Industries Inc. | Concord | 96G1UH090CE16-* | Federally-Regulated Consumer Product | Non-Weatherized, Condensing Ga | 1566 | 264 |  | 05/25/2023 | 87748 | 202158081 | 06/20/2023
Lennox Industries Inc. | Concord | 95G1UH040BE12X-* | Federally-Regulated Consumer Product | Non-Weatherized, Condensing Ga | 1288 | 252 |  | 06/20/2023 | 40446 | 201870466 | 06/20/2023
Lennox Industries Inc. | Concord | 96G1UH045BE12-* | Federally-Regulated Consumer Product | Non-Weatherized, Condensing Ga | 1284 | 251 |  | 06/20/2023 | 44162 | 201870452 | 06/20/2023
Lennox Industries Inc. | Concord | 96G1UH110CE20-* | Federally-Regulated Consumer Product | Non-Weatherized, Condensing Ga | 2018 | 284 |  | 06/20/2023 | 110619 | 202160621 | 06/20/2023
Lennox Industries Inc. | Concord | 96G1UH070BE12-* | Federally-Regulated Consumer Product | Non-Weatherized, Condensing Ga | 1298 | 252 |  | 06/20/2023 | 65683 | 201870454 | 06/20/2023
Lennox Industries Inc. | Concord | 95G1UH100CE20X-* | Federally-Regulated Consumer Product | Non-Weatherized, Condensing Ga | 1957 | 281 |  | 06/20/2023 | 80908 | 201870472 | 06/20/2023
Lennox Industries Inc. | Concord | 95G1UH080CE16X-* | Federally-Regulated Consumer Product | Non-Weatherized, Condensing Ga | 1573 | 264 |  | 06/20/2023 | 60222 | 201870470 | 06/20/2023
Lennox Industries Inc. | Concord | 95G1UH060BE12X-* | Federally-Regulated Consumer Product | Non-Weatherized, Condensing Ga | 1313 | 253 |  | 06/20/2023 | 60222 | 201981482 | 06/20/2023
Lennox Industries Inc. | Concord | 96G1UH090CE16-* | Federally-Regulated Consumer Product | Non-Weatherized, Condensing Ga | 1566 | 264 |  | 06/20/2023 | 87748 | 202158081 | 06/20/2023
Lennox Industries Inc. | ALLIED | 95G1UH100CE20X-* | Federally-Regulated Consumer Product | Non-Weatherized, Condensing Ga | 1957 | 281 |  | 10/07/2020 | 80908 | 204032303 | 06/20/2023
Lennox Industries Inc. | ALLIED | 95G1UH080CE16X-* | Federally-Regulated Consumer Product | Non-Weatherized, Condensing Ga | 1573 | 264 |  | 10/07/2020 | 60222 | 204032302 | 06/20/2023
Lennox Industries Inc. | ALLIED | 95G1UH040BE12X-* | Federally-Regulated Consumer Product | Non-Weatherized, Condensing Ga | 1288 | 252 |  | 10/07/2020 | 40446 | 204032300 | 06/20/2023
Lennox Industries Inc. | ALLIED | A97US2V080C16X-*-* | Federally-Regulated Consumer Product | Non-Weatherized, Condensing Ga | 1789 | 274 |  | 10/07/2020 | 52127 | 204032298 | 06/20/2023
Lennox Industries Inc. | ALLIED | A97US2V060B12X-** | Federally-Regulated Consumer Product | Non-Weatherized, Condensing Ga | 1502 | 261 |  | 10/07/2020 | 38935 | 204032297 | 06/20/2023
Lennox Industries Inc. | ALLIED | A97US2V080C20X-*-* | Federally-Regulated Consumer Product | Non-Weatherized, Condensing Ga | 2327 | 297 |  | 10/07/2020 | 51978 | 204032299 | 06/20/2023
Lennox Industries Inc. | ALLIED | A96US2V110C20S-* | Federally-Regulated Consumer Product | Non-Weatherized, Condensing Ga | 2307 | 297 |  | 03/17/2021 | 71185 | 201695950 | 06/20/2023
Lennox Industries Inc. | ALLIED | A97US2V040B12X-*-* | Federally-Regulated Consumer Product | Non-Weatherized, Condensing Ga | 1397 | 256 |  | 11/11/2020 | 25747 | 204032296 | 06/20/2023
Lennox Industries Inc. | ALLIED | 95G1UH060BE12X-* | Federally-Regulated Consumer Product | Non-Weatherized, Condensing Ga | 1313 | 253 |  | 11/11/2020 | 60222 | 204032301 | 06/20/2023
Rheem Sales Company, Inc. | DURASTAR | DR96UAT0402317SA | Federally-Regulated Consumer Product | Non-Weatherized, Condensing Ga | 1252 | 250 |  | 05/26/2023 | 29298 | 206720669 | 06/20/2023
Rheem Sales Company, Inc. | DURASTAR | DR95UCT1001521SA | Federally-Regulated Consumer Product | Non-Weatherized, Condensing Ga | 2066 | 286 |  | 05/26/2023 | 98023 | 205783272 | 06/20/2023
Rheem Sales Company, Inc. | DURASTAR | DR95UCT0701521SA | Federally-Regulated Consumer Product | Non-Weatherized, Condensing Ga | 1983 | 279 |  | 05/26/2023 | 70360 | 205783270 | 06/20/2023
Rheem Sales Company, Inc. | DURASTAR | DR95UCT0601317SA | Federally-Regulated Consumer Product | Non-Weatherized, Condensing Ga | 1156 | 246 |  | 05/26/2023 | 55624 | 205783268 | 06/20/2023
Rheem Sales Company, Inc. | DURASTAR | DR95UCT1151524SA | Federally-Regulated Consumer Product | Non-Weatherized, Condensing Ga | 2041 | 285 |  | 05/26/2023 | 111488 | 205783273 | 06/20/2023
Rheem Sales Company, Inc. | DURASTAR | DR95UCT0401317SA | Federally-Regulated Consumer Product | Non-Weatherized, Condensing Ga | 1107 | 244 |  | 05/26/2023 | 41877 | 205783267 | 06/20/2023
Rheem Sales Company, Inc. | DURASTAR | DR95UCT0851521SA | Federally-Regulated Consumer Product | Non-Weatherized, Condensing Ga | 1929 | 280 |  | 05/26/2023 | 84515 | 205783271 | 06/20/2023
Rheem Sales Company, Inc. | DURASTAR | DR96UAT0602317SA | Federally-Regulated Consumer Product | Non-Weatherized, Condensing Ga | 1342 | 254 |  | 05/26/2023 | 39319 | 206720670 | 06/20/2023
Rheem Sales Company, Inc. | DURASTAR | DR96UAT0702317SA | Federally-Regulated Consumer Product | Non-Weatherized, Condensing Ga | 1321 | 253 |  | 05/26/2023 | 49242 | 206720671 | 06/20/2023
Rheem Sales Company, Inc. | DURASTAR | DR95UCT0701317SA | Federally-Regulated Consumer Product | Non-Weatherized, Condensing Ga | 1362 | 255 |  | 05/26/2023 | 69960 | 205783269 | 06/20/2023
Lennox Industries Inc. | ALLIED | 95G1UH100CE20X-* | Federally-Regulated Consumer Product | Non-Weatherized, Condensing Ga | 1957 | 281 |  | 06/20/2023 | 80908 | 204032303 | 06/20/2023
Lennox Industries Inc. | ALLIED | 95G1UH080CE16X-* | Federally-Regulated Consumer Product | Non-Weatherized, Condensing Ga | 1573 | 264 |  | 06/20/2023 | 60222 | 204032302 | 06/20/2023
Lennox Industries Inc. | ALLIED | 95G1UH040BE12X-* | Federally-Regulated Consumer Product | Non-Weatherized, Condensing Ga | 1288 | 252 |  | 06/20/2023 | 40446 | 204032300 | 06/20/2023
Lennox Industries Inc. | ALLIED | A97US2V080C16X-*-* | Federally-Regulated Consumer Product | Non-Weatherized, Condensing Ga | 1789 | 274 |  | 06/20/2023 | 52127 | 204032298 | 06/20/2023
Lennox Industries Inc. | ALLIED | A97US2V060B12X-** | Federally-Regulated Consumer Product | Non-Weatherized, Condensing Ga | 1502 | 261 |  | 06/20/2023 | 38935 | 204032297 | 06/20/2023
Lennox Industries Inc. | ALLIED | A97US2V080C20X-*-* | Federally-Regulated Consumer Product | Non-Weatherized, Condensing Ga | 2327 | 297 |  | 06/20/2023 | 51978 | 204032299 | 06/20/2023
Lennox Industries Inc. | ALLIED | A96US2V110C20S-* | Federally-Regulated Consumer Product | Non-Weatherized, Condensing Ga | 2307 | 297 |  | 06/20/2023 | 71185 | 201695950 | 06/20/2023
Lennox Industries Inc. | ALLIED | A97US2V040B12X-*-* | Federally-Regulated Consumer Product | Non-Weatherized, Condensing Ga | 1397 | 256 |  | 06/20/2023 | 25747 | 204032296 | 06/20/2023
Lennox Industries Inc. | ALLIED | 95G1UH060BE12X-* | Federally-Regulated Consumer Product | Non-Weatherized, Condensing Ga | 1313 | 253 |  | 06/20/2023 | 60222 | 204032301 | 06/20/2023
Rheem Sales Company, Inc. | DURASTAR | DR96UAT0402317SA | Federally-Regulated Consumer Product | Non-Weatherized, Condensing Ga | 1252 | 250 |  | 06/20/2023 | 29298 | 206720669 | 06/20/2023
Rheem Sales Company, Inc. | DURASTAR | DR95UCT1001521SA | Federally-Regulated Consumer Product | Non-Weatherized, Condensing Ga | 2066 | 286 |  | 06/20/2023 | 98023 | 205783272 | 06/20/2023
Rheem Sales Company, Inc. | DURASTAR | DR95UCT0701521SA | Federally-Regulated Consumer Product | Non-Weatherized, Condensing Ga | 1983 | 279 |  | 06/20/2023 | 70360 | 205783270 | 06/20/2023
Rheem Sales Company, Inc. | DURASTAR | DR95UCT0601317SA | Federally-Regulated Consumer Product | Non-Weatherized, Condensing Ga | 1156 | 246 |  | 06/20/2023 | 55624 | 205783268 | 06/20/2023
Rheem Sales Company, Inc. | DURASTAR | DR95UCT1151524SA | Federally-Regulated Consumer Product | Non-Weatherized, Condensing Ga | 2041 | 285 |  | 06/20/2023 | 111488 | 205783273 | 06/20/2023
Rheem Sales Company, Inc. | DURASTAR | DR95UCT0401317SA | Federally-Regulated Consumer Product | Non-Weatherized, Condensing Ga | 1107 | 244 |  | 06/20/2023 | 41877 | 205783267 | 06/20/2023
Rheem Sales Company, Inc. | DURASTAR | DR95UCT0851521SA | Federally-Regulated Consumer Product | Non-Weatherized, Condensing Ga | 1929 | 280 |  | 06/20/2023 | 84515 | 205783271 | 06/20/2023
Rheem Sales Company, Inc. | DURASTAR | DR96UAT0602317SA | Federally-Regulated Consumer Product | Non-Weatherized, Condensing Ga | 1342 | 254 |  | 06/20/2023 | 39319 | 206720670 | 06/20/2023
Rheem Sales Company, Inc. | DURASTAR | DR96UAT0702317SA | Federally-Regulated Consumer Product | Non-Weatherized, Condensing Ga | 1321 | 253 |  | 06/20/2023 | 49242 | 206720671 | 06/20/2023
Rheem Sales Company, Inc. | DURASTAR | DR95UCT0701317SA | Federally-Regulated Consumer Product | Non-Weatherized, Condensing Ga | 1362 | 255 |  | 06/20/2023 | 69960 | 205783269 | 06/20/2023
Lennox Industries Inc. | Airease | A96US2V090C20S-* | Federally-Regulated Consumer Product | Non-Weatherized, Condensing Ga | 2339 | 298 |  | 08/26/2020 | 57122 | 201695966 | 06/20/2023
Lennox Industries Inc. | Airease | A96US2V110C16S-* | Federally-Regulated Consumer Product | Non-Weatherized, Condensing Ga | 1752 | 272 |  | 08/26/2020 | 71078 | 201695952 | 06/20/2023
Lennox Industries Inc. | Airease | A96US2V090C12S-* | Federally-Regulated Consumer Product | Non-Weatherized, Condensing Ga | 1394 | 256 |  | 08/26/2020 | 57911 | 201695960 | 06/20/2023
Lennox Industries Inc. | Airease | A96DS2V070B16S-* | Federally-Regulated Consumer Product | Non-Weatherized, Condensing Ga | 1755 | 272 |  | 08/26/2020 | 43625 | 201695956 | 06/20/2023
Lennox Industries Inc. | Airease | A96US2V110C20S-* | Federally-Regulated Consumer Product | Non-Weatherized, Condensing Ga | 2307 | 297 |  | 08/26/2020 | 71185 | 201695949 | 06/20/2023
Lennox Industries Inc. | Airease | A93UH1E110C16A* | Federally-Regulated Consumer Product | Non-Weatherized, Condensing Ga | 1574 | 264 |  | 08/26/2020 | 109805 | 203926028 | 06/20/2023
Lennox Industries Inc. | Airease | A97US2V060B12X-** | Federally-Regulated Consumer Product | Non-Weatherized, Condensing Ga | 1502 | 261 |  | 08/26/2020 | 38935 | 201870445 | 06/20/2023
Lennox Industries Inc. | Airease | A93UH1E090C12A* | Federally-Regulated Consumer Product | Non-Weatherized, Condensing Ga | 1295 | 252 |  | 11/11/2020 | 88167 | 203926026 | 06/20/2023
Lennox Industries Inc. | Airease | A96US2V070B12S-* | Federally-Regulated Consumer Product | Non-Weatherized, Condensing Ga | 1473 | 260 |  | 08/26/2020 | 43248 | 201695945 | 06/20/2023
Lennox Industries Inc. | Airease | A93UH1E070B12A* | Federally-Regulated Consumer Product | Non-Weatherized, Condensing Ga | 1277 | 251 |  | 08/26/2020 | 65742 | 203926025 | 06/20/2023
Lennox Industries Inc. | Airease | A96US2V135D20S-* | Federally-Regulated Consumer Product | Non-Weatherized, Condensing Ga | 2361 | 299 |  | 08/26/2020 | 86440 | 201695947 | 06/20/2023
Lennox Industries Inc. | Airease | A96US2V045B12S-* | Federally-Regulated Consumer Product | Non-Weatherized, Condensing Ga | 1270 | 251 |  | 08/26/2020 | 28998 | 201695943 | 06/20/2023
Lennox Industries Inc. | Airease | A96DS2V110C20S-* | Federally-Regulated Consumer Product | Non-Weatherized, Condensing Ga | 2263 | 295 |  | 11/11/2020 | 71480 | 201695958 | 06/20/2023
Lennox Industries Inc. | Airease | A93UH1E030B12A* | Federally-Regulated Consumer Product | Non-Weatherized, Condensing Ga | 1311 | 253 |  | 08/26/2020 | 29941 | 203926023 | 06/20/2023
Lennox Industries Inc. | Airease | A97US2V040B12X-*-* | Federally-Regulated Consumer Product | Non-Weatherized, Condensing Ga | 1397 | 256 |  | 11/11/2020 | 25747 | 201870439 | 06/20/2023
Lennox Industries Inc. | Airease | A93DF1E045B12A* | Federally-Regulated Consumer Product | Non-Weatherized, Condensing Ga | 1307 | 253 |  | 08/26/2020 | 43616 | 203926030 | 06/20/2023
Lennox Industries Inc. | Airease | A93DF1E070B12A* | Federally-Regulated Consumer Product | Non-Weatherized, Condensing Ga | 1331 | 254 |  | 08/26/2020 | 66519 | 203926031 | 06/20/2023
Lennox Industries Inc. | Airease | A96US2V090C16*-* | Federally-Regulated Consumer Product | Non-Weatherized, Condensing Ga | 1764 | 273 |  | 08/26/2020 | 57721 | 201696025 | 06/20/2023
Lennox Industries Inc. | Airease | A93UH1E090C16A* | Federally-Regulated Consumer Product | Non-Weatherized, Condensing Ga | 1652 | 268 |  | 08/26/2020 | 87424 | 203926027 | 06/20/2023
Lennox Industries Inc. | Airease | A96DS2V090C20S-* | Federally-Regulated Consumer Product | Non-Weatherized, Condensing Ga | 2247 | 294 |  | 08/26/2020 | 57246 | 201695964 | 06/20/2023
Lennox Industries Inc. | Airease | A97US2V080C20X-*-* | Federally-Regulated Consumer Product | Non-Weatherized, Condensing Ga | 2327 | 297 |  | 08/26/2020 | 51978 | 201870449 | 06/20/2023
Lennox Industries Inc. | Airease | A97US2V080C16X-*-* | Federally-Regulated Consumer Product | Non-Weatherized, Condensing Ga | 1789 | 274 |  | 08/26/2020 | 52127 | 201870447 | 06/20/2023
Lennox Industries Inc. | Airease | A93UH1E110C20A* | Federally-Regulated Consumer Product | Non-Weatherized, Condensing Ga | 1966 | 282 |  | 08/26/2020 | 110142 | 203926029 | 06/20/2023
Lennox Industries Inc. | Airease | A93DF1E090C16A* | Federally-Regulated Consumer Product | Non-Weatherized, Condensing Ga | 1659 | 268 |  | 11/11/2020 | 87251 | 203926032 | 06/20/2023
Lennox Industries Inc. | Airease | A96DS2V045B12S-* | Federally-Regulated Consumer Product | Non-Weatherized, Condensing Ga | 1331 | 254 |  | 08/26/2020 | 28604 | 201695954 | 06/20/2023
Allied Air | BLUERIDGE | BG951UH110CE20-* | Federally-Regulated Consumer Product | Non-Weatherized, Condensing Ga | 1988 | 282 |  | 05/25/2023 | 109853 | 203330701 | 06/20/2023
Allied Air | BLUERIDGE | BG961UH090CE16 | Federally-Regulated Consumer Product | Non-Weatherized, Condensing Ga | 1566 | 264 |  | 05/25/2023 | 87748 | 203330714 | 06/20/2023
Allied Air | BLUERIDGE | BG961UH110CE20 | Federally-Regulated Consumer Product | Non-Weatherized, Condensing Ga | 2018 | 284 |  | 05/25/2023 | 110619 | 203330715 | 06/20/2023
Allied Air | BLUERIDGE | BG951UH045BE12-* | Federally-Regulated Consumer Product | Non-Weatherized, Condensing Ga | 1282 | 251 |  | 05/25/2023 | 43901 | 203330698 | 06/20/2023
Allied Air | BLUERIDGE | BG961UH045BE12 | Federally-Regulated Consumer Product | Non-Weatherized, Condensing Ga | 1284 | 251 |  | 05/25/2023 | 44162 | 203330712 | 06/20/2023
Allied Air | BLUERIDGE | BG951UH070BE12-* | Federally-Regulated Consumer Product | Non-Weatherized, Condensing Ga | 1316 | 253 |  | 05/25/2023 | 66799 | 203330699 | 06/20/2023
Allied Air | BLUERIDGE | BG951UH090CE16-* | Federally-Regulated Consumer Product | Non-Weatherized, Condensing Ga | 1535 | 263 |  | 05/25/2023 | 88204 | 203330700 | 06/20/2023
Allied Air | BLUERIDGE | BG961UH070BE12 | Federally-Regulated Consumer Product | Non-Weatherized, Condensing Ga | 1298 | 252 |  | 05/25/2023 | 65683 | 203330713 | 06/20/2023
Lennox Industries Inc. | Airease | A96US2V090C20S-* | Federally-Regulated Consumer Product | Non-Weatherized, Condensing Ga | 2339 | 298 |  | 06/20/2023 | 57122 | 201695966 | 06/20/2023
Lennox Industries Inc. | Airease | A96US2V110C16S-* | Federally-Regulated Consumer Product | Non-Weatherized, Condensing Ga | 1752 | 272 |  | 06/20/2023 | 71078 | 201695952 | 06/20/2023
Lennox Industries Inc. | Airease | A96US2V090C12S-* | Federally-Regulated Consumer Product | Non-Weatherized, Condensing Ga | 1394 | 256 |  | 06/20/2023 | 57911 | 201695960 | 06/20/2023
Lennox Industries Inc. | Airease | A96DS2V070B16S-* | Federally-Regulated Consumer Product | Non-Weatherized, Condensing Ga | 1755 | 272 |  | 06/20/2023 | 43625 | 201695956 | 06/20/2023
Lennox Industries Inc. | Airease | A96US2V110C20S-* | Federally-Regulated Consumer Product | Non-Weatherized, Condensing Ga | 2307 | 297 |  | 06/20/2023 | 71185 | 201695949 | 06/20/2023
Lennox Industries Inc. | Airease | A93UH1E110C16A* | Federally-Regulated Consumer Product | Non-Weatherized, Condensing Ga | 1574 | 264 |  | 06/20/2023 | 109805 | 203926028 | 06/20/2023
Lennox Industries Inc. | Airease | A97US2V060B12X-** | Federally-Regulated Consumer Product | Non-Weatherized, Condensing Ga | 1502 | 261 |  | 06/20/2023 | 38935 | 201870445 | 06/20/2023
Lennox Industries Inc. | Airease | A93UH1E090C12A* | Federally-Regulated Consumer Product | Non-Weatherized, Condensing Ga | 1295 | 252 |  | 06/20/2023 | 88167 | 203926026 | 06/20/2023
Lennox Industries Inc. | Airease | A96US2V070B12S-* | Federally-Regulated Consumer Product | Non-Weatherized, Condensing Ga | 1473 | 260 |  | 06/20/2023 | 43248 | 201695945 | 06/20/2023
Lennox Industries Inc. | Airease | A93UH1E070B12A* | Federally-Regulated Consumer Product | Non-Weatherized, Condensing Ga | 1277 | 251 |  | 06/20/2023 | 65742 | 203926025 | 06/20/2023
Lennox Industries Inc. | Airease | A96US2V135D20S-* | Federally-Regulated Consumer Product | Non-Weatherized, Condensing Ga | 2361 | 299 |  | 06/20/2023 | 86440 | 201695947 | 06/20/2023
Lennox Industries Inc. | Airease | A96US2V045B12S-* | Federally-Regulated Consumer Product | Non-Weatherized, Condensing Ga | 1270 | 251 |  | 06/20/2023 | 28998 | 201695943 | 06/20/2023
Lennox Industries Inc. | Airease | A96DS2V110C20S-* | Federally-Regulated Consumer Product | Non-Weatherized, Condensing Ga | 2263 | 295 |  | 06/20/2023 | 71480 | 201695958 | 06/20/2023
Lennox Industries Inc. | Airease | A93UH1E030B12A* | Federally-Regulated Consumer Product | Non-Weatherized, Condensing Ga | 1311 | 253 |  | 06/20/2023 | 29941 | 203926023 | 06/20/2023
Lennox Industries Inc. | Airease | A97US2V040B12X-*-* | Federally-Regulated Consumer Product | Non-Weatherized, Condensing Ga | 1397 | 256 |  | 06/20/2023 | 25747 | 201870439 | 06/20/2023
Lennox Industries Inc. | Airease | A93DF1E045B12A* | Federally-Regulated Consumer Product | Non-Weatherized, Condensing Ga | 1307 | 253 |  | 06/20/2023 | 43616 | 203926030 | 06/20/2023
Lennox Industries Inc. | Airease | A93DF1E070B12A* | Federally-Regulated Consumer Product | Non-Weatherized, Condensing Ga | 1331 | 254 |  | 06/20/2023 | 66519 | 203926031 | 06/20/2023
Lennox Industries Inc. | Airease | A96US2V090C16*-* | Federally-Regulated Consumer Product | Non-Weatherized, Condensing Ga | 1764 | 273 |  | 06/20/2023 | 57721 | 201696025 | 06/20/2023
Lennox Industries Inc. | Airease | A93UH1E090C16A* | Federally-Regulated Consumer Product | Non-Weatherized, Condensing Ga | 1652 | 268 |  | 06/20/2023 | 87424 | 203926027 | 06/20/2023
Lennox Industries Inc. | Airease | A96DS2V090C20S-* | Federally-Regulated Consumer Product | Non-Weatherized, Condensing Ga | 2247 | 294 |  | 06/20/2023 | 57246 | 201695964 | 06/20/2023
Lennox Industries Inc. | Airease | A97US2V080C20X-*-* | Federally-Regulated Consumer Product | Non-Weatherized, Condensing Ga | 2327 | 297 |  | 06/20/2023 | 51978 | 201870449 | 06/20/2023
Lennox Industries Inc. | Airease | A97US2V080C16X-*-* | Federally-Regulated Consumer Product | Non-Weatherized, Condensing Ga | 1789 | 274 |  | 06/20/2023 | 52127 | 201870447 | 06/20/2023
Lennox Industries Inc. | Airease | A93UH1E110C20A* | Federally-Regulated Consumer Product | Non-Weatherized, Condensing Ga | 1966 | 282 |  | 06/20/2023 | 110142 | 203926029 | 06/20/2023
Lennox Industries Inc. | Airease | A93DF1E090C16A* | Federally-Regulated Consumer Product | Non-Weatherized, Condensing Ga | 1659 | 268 |  | 06/20/2023 | 87251 | 203926032 | 06/20/2023
Lennox Industries Inc. | Airease | A96DS2V045B12S-* | Federally-Regulated Consumer Product | Non-Weatherized, Condensing Ga | 1331 | 254 |  | 06/20/2023 | 28604 | 201695954 | 06/20/2023
Allied Air | BLUERIDGE | BG951UH110CE20-* | Federally-Regulated Consumer Product | Non-Weatherized, Condensing Ga | 1988 | 282 |  | 06/20/2023 | 109853 | 203330701 | 06/20/2023
Allied Air | BLUERIDGE | BG961UH090CE16 | Federally-Regulated Consumer Product | Non-Weatherized, Condensing Ga | 1566 | 264 |  | 06/20/2023 | 87748 | 203330714 | 06/20/2023
Allied Air | BLUERIDGE | BG961UH110CE20 | Federally-Regulated Consumer Product | Non-Weatherized, Condensing Ga | 2018 | 284 |  | 06/20/2023 | 110619 | 203330715 | 06/20/2023
Allied Air | BLUERIDGE | BG951UH045BE12-* | Federally-Regulated Consumer Product | Non-Weatherized, Condensing Ga | 1282 | 251 |  | 06/20/2023 | 43901 | 203330698 | 06/20/2023
Allied Air | BLUERIDGE | BG961UH045BE12 | Federally-Regulated Consumer Product | Non-Weatherized, Condensing Ga | 1284 | 251 |  | 06/20/2023 | 44162 | 203330712 | 06/20/2023
Allied Air | BLUERIDGE | BG951UH070BE12-* | Federally-Regulated Consumer Product | Non-Weatherized, Condensing Ga | 1316 | 253 |  | 06/20/2023 | 66799 | 203330699 | 06/20/2023
Allied Air | BLUERIDGE | BG951UH090CE16-* | Federally-Regulated Consumer Product | Non-Weatherized, Condensing Ga | 1535 | 263 |  | 06/20/2023 | 88204 | 203330700 | 06/20/2023
Allied Air | BLUERIDGE | BG961UH070BE12 | Federally-Regulated Consumer Product | Non-Weatherized, Condensing Ga | 1298 | 252 |  | 06/20/2023 | 65683 | 203330713 | 06/20/2023
Lennox Industries Inc. | Concord | 95G1UH040BE12X-* | Federally-Regulated Consumer Product | Non-Weatherized, Condensing Ga | 1288 | 252 |  | 06/20/2023 | 40446 | 201870466 | 06/20/2023
Lennox Industries Inc. | Concord | 96G1UH045BE12-* | Federally-Regulated Consumer Product | Non-Weatherized, Condensing Ga | 1284 | 251 |  | 06/20/2023 | 44162 | 201870452 | 06/20/2023
Lennox Industries Inc. | Concord | 96G1UH110CE20-* | Federally-Regulated Consumer Product | Non-Weatherized, Condensing Ga | 2018 | 284 |  | 06/20/2023 | 110619 | 202160621 | 06/20/2023
Lennox Industries Inc. | Concord | 96G1UH070BE12-* | Federally-Regulated Consumer Product | Non-Weatherized, Condensing Ga | 1298 | 252 |  | 06/20/2023 | 65683 | 201870454 | 06/20/2023
Lennox Industries Inc. | Concord | 95G1UH100CE20X-* | Federally-Regulated Consumer Product | Non-Weatherized, Condensing Ga | 1957 | 281 |  | 06/20/2023 | 80908 | 201870472 | 06/20/2023
Lennox Industries Inc. | Concord | 95G1UH080CE16X-* | Federally-Regulated Consumer Product | Non-Weatherized, Condensing Ga | 1573 | 264 |  | 06/20/2023 | 60222 | 201870470 | 06/20/2023
Lennox Industries Inc. | Concord | 95G1UH060BE12X-* | Federally-Regulated Consumer Product | Non-Weatherized, Condensing Ga | 1313 | 253 |  | 06/20/2023 | 60222 | 201981482 | 06/20/2023
Lennox Industries Inc. | Concord | 96G1UH090CE16-* | Federally-Regulated Consumer Product | Non-Weatherized, Condensing Ga | 1566 | 264 |  | 06/20/2023 | 87748 | 202158081 | 06/20/2023
Lennox Industries Inc. | Airease | A96US2V090C20S-* | Federally-Regulated Consumer Product | Non-Weatherized, Condensing Ga | 2339 | 298 |  | 06/20/2023 | 57122 | 201695966 | 06/20/2023
Lennox Industries Inc. | Airease | A96US2V110C16S-* | Federally-Regulated Consumer Product | Non-Weatherized, Condensing Ga | 1752 | 272 |  | 06/20/2023 | 71078 | 201695952 | 06/20/2023
Lennox Industries Inc. | Airease | A96US2V090C12S-* | Federally-Regulated Consumer Product | Non-Weatherized, Condensing Ga | 1394 | 256 |  | 06/20/2023 | 57911 | 201695960 | 06/20/2023
Lennox Industries Inc. | Airease | A96DS2V070B16S-* | Federally-Regulated Consumer Product | Non-Weatherized, Condensing Ga | 1755 | 272 |  | 06/20/2023 | 43625 | 201695956 | 06/20/2023
Lennox Industries Inc. | Airease | A96US2V110C20S-* | Federally-Regulated Consumer Product | Non-Weatherized, Condensing Ga | 2307 | 297 |  | 06/20/2023 | 71185 | 201695949 | 06/20/2023
Lennox Industries Inc. | Airease | A93UH1E110C16A* | Federally-Regulated Consumer Product | Non-Weatherized, Condensing Ga | 1574 | 264 |  | 06/20/2023 | 109805 | 203926028 | 06/20/2023
Lennox Industries Inc. | Airease | A97US2V060B12X-** | Federally-Regulated Consumer Product | Non-Weatherized, Condensing Ga | 1502 | 261 |  | 06/20/2023 | 38935 | 201870445 | 06/20/2023
Lennox Industries Inc. | Airease | A93UH1E090C12A* | Federally-Regulated Consumer Product | Non-Weatherized, Condensing Ga | 1295 | 252 |  | 06/20/2023 | 88167 | 203926026 | 06/20/2023
Lennox Industries Inc. | Airease | A96US2V070B12S-* | Federally-Regulated Consumer Product | Non-Weatherized, Condensing Ga | 1473 | 260 |  | 06/20/2023 | 43248 | 201695945 | 06/20/2023
Lennox Industries Inc. | Airease | A93UH1E070B12A* | Federally-Regulated Consumer Product | Non-Weatherized, Condensing Ga | 1277 | 251 |  | 06/20/2023 | 65742 | 203926025 | 06/20/2023
Lennox Industries Inc. | Airease | A96US2V135D20S-* | Federally-Regulated Consumer Product | Non-Weatherized, Condensing Ga | 2361 | 299 |  | 06/20/2023 | 86440 | 201695947 | 06/20/2023
Lennox Industries Inc. | Airease | A96US2V045B12S-* | Federally-Regulated Consumer Product | Non-Weatherized, Condensing Ga | 1270 | 251 |  | 06/20/2023 | 28998 | 201695943 | 06/20/2023
Lennox Industries Inc. | Airease | A96DS2V110C20S-* | Federally-Regulated Consumer Product | Non-Weatherized, Condensing Ga | 2263 | 295 |  | 06/20/2023 | 71480 | 201695958 | 06/20/2023
Lennox Industries Inc. | Airease | A93UH1E030B12A* | Federally-Regulated Consumer Product | Non-Weatherized, Condensing Ga | 1311 | 253 |  | 06/20/2023 | 29941 | 203926023 | 06/20/2023
Lennox Industries Inc. | Airease | A97US2V040B12X-*-* | Federally-Regulated Consumer Product | Non-Weatherized, Condensing Ga | 1397 | 256 |  | 06/20/2023 | 25747 | 201870439 | 06/20/2023
Lennox Industries Inc. | Airease | A93DF1E045B12A* | Federally-Regulated Consumer Product | Non-Weatherized, Condensing Ga | 1307 | 253 |  | 06/20/2023 | 43616 | 203926030 | 06/20/2023
Lennox Industries Inc. | Airease | A93DF1E070B12A* | Federally-Regulated Consumer Product | Non-Weatherized, Condensing Ga | 1331 | 254 |  | 06/20/2023 | 66519 | 203926031 | 06/20/2023
Lennox Industries Inc. | Airease | A96US2V090C16*-* | Federally-Regulated Consumer Product | Non-Weatherized, Condensing Ga | 1764 | 273 |  | 06/20/2023 | 57721 | 201696025 | 06/20/2023
Lennox Industries Inc. | Airease | A93UH1E090C16A* | Federally-Regulated Consumer Product | Non-Weatherized, Condensing Ga | 1652 | 268 |  | 06/20/2023 | 87424 | 203926027 | 06/20/2023
Lennox Industries Inc. | Airease | A96DS2V090C20S-* | Federally-Regulated Consumer Product | Non-Weatherized, Condensing Ga | 2247 | 294 |  | 06/20/2023 | 57246 | 201695964 | 06/20/2023
Lennox Industries Inc. | Airease | A97US2V080C20X-*-* | Federally-Regulated Consumer Product | Non-Weatherized, Condensing Ga | 2327 | 297 |  | 06/20/2023 | 51978 | 201870449 | 06/20/2023
Lennox Industries Inc. | Airease | A97US2V080C16X-*-* | Federally-Regulated Consumer Product | Non-Weatherized, Condensing Ga | 1789 | 274 |  | 06/20/2023 | 52127 | 201870447 | 06/20/2023
Lennox Industries Inc. | Airease | A93UH1E110C20A* | Federally-Regulated Consumer Product | Non-Weatherized, Condensing Ga | 1966 | 282 |  | 06/20/2023 | 110142 | 203926029 | 06/20/2023
Lennox Industries Inc. | Airease | A93DF1E090C16A* | Federally-Regulated Consumer Product | Non-Weatherized, Condensing Ga | 1659 | 268 |  | 06/20/2023 | 87251 | 203926032 | 06/20/2023
Lennox Industries Inc. | Airease | A96DS2V045B12S-* | Federally-Regulated Consumer Product | Non-Weatherized, Condensing Ga | 1331 | 254 |  | 06/20/2023 | 28604 | 201695954 | 06/20/2023
Allied Air | BLUERIDGE | BG951UH110CE20-* | Federally-Regulated Consumer Product | Non-Weatherized, Condensing Ga | 1988 | 282 |  | 06/20/2023 | 109853 | 203330701 | 06/20/2023
Allied Air | BLUERIDGE | BG961UH090CE16 | Federally-Regulated Consumer Product | Non-Weatherized, Condensing Ga | 1566 | 264 |  | 06/20/2023 | 87748 | 203330714 | 06/20/2023
Allied Air | BLUERIDGE | BG961UH110CE20 | Federally-Regulated Consumer Product | Non-Weatherized, Condensing Ga | 2018 | 284 |  | 06/20/2023 | 110619 | 203330715 | 06/20/2023
Allied Air | BLUERIDGE | BG951UH045BE12-* | Federally-Regulated Consumer Product | Non-Weatherized, Condensing Ga | 1282 | 251 |  | 06/20/2023 | 43901 | 203330698 | 06/20/2023
Allied Air | BLUERIDGE | BG961UH045BE12 | Federally-Regulated Consumer Product | Non-Weatherized, Condensing Ga | 1284 | 251 |  | 06/20/2023 | 44162 | 203330712 | 06/20/2023
Allied Air | BLUERIDGE | BG951UH070BE12-* | Federally-Regulated Consumer Product | Non-Weatherized, Condensing Ga | 1316 | 253 |  | 06/20/2023 | 66799 | 203330699 | 06/20/2023
Allied Air | BLUERIDGE | BG951UH090CE16-* | Federally-Regulated Consumer Product | Non-Weatherized, Condensing Ga | 1535 | 263 |  | 06/20/2023 | 88204 | 203330700 | 06/20/2023
Allied Air | BLUERIDGE | BG961UH070BE12 | Federally-Regulated Consumer Product | Non-Weatherized, Condensing Ga | 1298 | 252 |  | 06/20/2023 | 65683 | 203330713 | 06/20/2023
Lennox Industries Inc. | ALLIED | 95G1UH100CE20X-* | Federally-Regulated Consumer Product | Non-Weatherized, Condensing Ga | 1957 | 281 |  | 06/20/2023 | 80908 | 204032303 | 06/20/2023
Lennox Industries Inc. | ALLIED | 95G1UH080CE16X-* | Federally-Regulated Consumer Product | Non-Weatherized, Condensing Ga | 1573 | 264 |  | 06/20/2023 | 60222 | 204032302 | 06/20/2023
Lennox Industries Inc. | ALLIED | 95G1UH040BE12X-* | Federally-Regulated Consumer Product | Non-Weatherized, Condensing Ga | 1288 | 252 |  | 06/20/2023 | 40446 | 204032300 | 06/20/2023
Lennox Industries Inc. | ALLIED | A97US2V080C16X-*-* | Federally-Regulated Consumer Product | Non-Weatherized, Condensing Ga | 1789 | 274 |  | 06/20/2023 | 52127 | 204032298 | 06/20/2023
Lennox Industries Inc. | ALLIED | A97US2V060B12X-** | Federally-Regulated Consumer Product | Non-Weatherized, Condensing Ga | 1502 | 261 |  | 06/20/2023 | 38935 | 204032297 | 06/20/2023
Lennox Industries Inc. | ALLIED | A97US2V080C20X-*-* | Federally-Regulated Consumer Product | Non-Weatherized, Condensing Ga | 2327 | 297 |  | 06/20/2023 | 51978 | 204032299 | 06/20/2023
Lennox Industries Inc. | ALLIED | A96US2V110C20S-* | Federally-Regulated Consumer Product | Non-Weatherized, Condensing Ga | 2307 | 297 |  | 06/20/2023 | 71185 | 201695950 | 06/20/2023
Lennox Industries Inc. | ALLIED | A97US2V040B12X-*-* | Federally-Regulated Consumer Product | Non-Weatherized, Condensing Ga | 1397 | 256 |  | 06/20/2023 | 25747 | 204032296 | 06/20/2023
Lennox Industries Inc. | ALLIED | 95G1UH060BE12X-* | Federally-Regulated Consumer Product | Non-Weatherized, Condensing Ga | 1313 | 253 |  | 06/20/2023 | 60222 | 204032301 | 06/20/2023
Rheem Sales Company, Inc. | DURASTAR | DR96UAT0402317SA | Federally-Regulated Consumer Product | Non-Weatherized, Condensing Ga | 1252 | 250 |  | 06/20/2023 | 29298 | 206720669 | 06/20/2023
Rheem Sales Company, Inc. | DURASTAR | DR95UCT1001521SA | Federally-Regulated Consumer Product | Non-Weatherized, Condensing Ga | 2066 | 286 |  | 06/20/2023 | 98023 | 205783272 | 06/20/2023
Rheem Sales Company, Inc. | DURASTAR | DR95UCT0701521SA | Federally-Regulated Consumer Product | Non-Weatherized, Condensing Ga | 1983 | 279 |  | 06/20/2023 | 70360 | 205783270 | 06/20/2023
Rheem Sales Company, Inc. | DURASTAR | DR95UCT0601317SA | Federally-Regulated Consumer Product | Non-Weatherized, Condensing Ga | 1156 | 246 |  | 06/20/2023 | 55624 | 205783268 | 06/20/2023
Rheem Sales Company, Inc. | DURASTAR | DR95UCT1151524SA | Federally-Regulated Consumer Product | Non-Weatherized, Condensing Ga | 2041 | 285 |  | 06/20/2023 | 111488 | 205783273 | 06/20/2023
Rheem Sales Company, Inc. | DURASTAR | DR95UCT0401317SA | Federally-Regulated Consumer Product | Non-Weatherized, Condensing Ga | 1107 | 244 |  | 06/20/2023 | 41877 | 205783267 | 06/20/2023
Rheem Sales Company, Inc. | DURASTAR | DR95UCT0851521SA | Federally-Regulated Consumer Product | Non-Weatherized, Condensing Ga | 1929 | 280 |  | 06/20/2023 | 84515 | 205783271 | 06/20/2023
Rheem Sales Company, Inc. | DURASTAR | DR96UAT0602317SA | Federally-Regulated Consumer Product | Non-Weatherized, Condensing Ga | 1342 | 254 |  | 06/20/2023 | 39319 | 206720670 | 06/20/2023
Rheem Sales Company, Inc. | DURASTAR | DR96UAT0702317SA | Federally-Regulated Consumer Product | Non-Weatherized, Condensing Ga | 1321 | 253 |  | 06/20/2023 | 49242 | 206720671 | 06/20/2023
Rheem Sales Company, Inc. | DURASTAR | DR95UCT0701317SA | Federally-Regulated Consumer Product | Non-Weatherized, Condensing Ga | 1362 | 255 |  | 06/20/2023 | 69960 | 205783269 | 06/20/2023
Allied Air | Comfort-Aire | GUH92C110C5M | Federally-Regulated Consumer Product | Non-Weatherized, Condensing Ga | 1966 | 282 | 282 | 05/25/2023 | 110142 | 204713854 | 06/20/2023
Allied Air | Comfort-Aire | GDD92C045B3M | Federally-Regulated Consumer Product | Non-Weatherized, Condensing Ga | 1307 | 253 | 253 | 05/25/2023 | 43616 | 204713856 | 06/20/2023
Allied Air | Comfort-Aire | GUH92C045B3M | Federally-Regulated Consumer Product | Non-Weatherized, Condensing Ga | 1276 | 251 | 251 | 05/25/2023 | 44281 | 204713844 | 06/20/2023
Allied Air | Comfort-Aire | GUH97M135C5M | Federally-Regulated Consumer Product | Non-Weatherized, Condensing Ga | 2125 | 289 | 289 | 05/25/2023 | 52961 | 202443445 | 06/20/2023
Allied Air | Comfort-Aire | GUH96T110C5M-* | Federally-Regulated Consumer Product | Non-Weatherized, Condensing Ga | 2083 | 287 | 287 | 05/25/2023 | 71341 | 204388842 | 06/20/2023
Allied Air | Comfort-Aire | GUH97M090C3M | Federally-Regulated Consumer Product | Non-Weatherized, Condensing Ga | 1469 | 260 | 260 | 05/25/2023 | 35645 | 202443437 | 06/20/2023
Allied Air | Comfort-Aire | GDD92C070B3M | Federally-Regulated Consumer Product | Non-Weatherized, Condensing Ga | 1331 | 254 | 254 | 05/25/2023 | 66519 | 204713858 | 06/20/2023
Allied Air | Comfort-Aire | GUH96T090C5M-* | Federally-Regulated Consumer Product | Non-Weatherized, Condensing Ga | 2215 | 292 | 292 | 05/25/2023 | 56766 | 204388838 | 06/20/2023
Allied Air | Comfort-Aire | GUH96T070B3M-* | Federally-Regulated Consumer Product | Non-Weatherized, Condensing Ga | 1413 | 257 | 257 | 05/25/2023 | 43058 | 204388835 | 06/20/2023
Allied Air | Comfort-Aire | GUH92C070B3M | Federally-Regulated Consumer Product | Non-Weatherized, Condensing Ga | 1277 | 251 | 251 | 05/25/2023 | 65742 | 204713846 | 06/20/2023
Allied Air | Comfort-Aire | GUH96T090C3M-* | Federally-Regulated Consumer Product | Non-Weatherized, Condensing Ga | 1395 | 256 | 256 | 05/25/2023 | 57347 | 204388840 | 06/20/2023
Allied Air | Comfort-Aire | GUH95C110C5M | Federally-Regulated Consumer Product | Non-Weatherized, Condensing Ga | 1988 | 282 | 282 | 05/25/2023 | 109853 | 204430496 | 06/20/2023
Allied Air | Comfort-Aire | GUH95C090C4M | Federally-Regulated Consumer Product | Non-Weatherized, Condensing Ga | 1535 | 263 | 263 | 05/25/2023 | 88204 | 204430495 | 06/20/2023
Allied Air | Comfort-Aire | GUH92C110C4M | Federally-Regulated Consumer Product | Non-Weatherized, Condensing Ga | 1574 | 264 | 264 | 05/25/2023 | 109805 | 204713852 | 06/20/2023
Allied Air | Comfort-Aire | GUH97M090C5M | Federally-Regulated Consumer Product | Non-Weatherized, Condensing Ga | 2103 | 288 | 288 | 05/25/2023 | 35270 | 202443441 | 06/20/2023
Allied Air | Comfort-Aire | GUH96T045B3M-* | Federally-Regulated Consumer Product | Non-Weatherized, Condensing Ga | 1310 | 253 | 253 | 05/25/2023 | 28806 | 204388833 | 06/20/2023
Allied Air | Comfort-Aire | GUH96T135D5M-* | Federally-Regulated Consumer Product | Non-Weatherized, Condensing Ga | 2135 | 289 | 289 | 05/25/2023 | 86786 | 204388844 | 06/20/2023
Allied Air | Comfort-Aire | GUH95C070B3M | Federally-Regulated Consumer Product | Non-Weatherized, Condensing Ga | 1316 | 253 | 253 | 05/25/2023 | 66799 | 204430494 | 06/20/2023
Allied Air | Comfort-Aire | GUH97M110C5M | Federally-Regulated Consumer Product | Non-Weatherized, Condensing Ga | 2042 | 285 | 285 | 05/25/2023 | 43915 | 202443443 | 06/20/2023
Allied Air | Comfort-Aire | GUH97M070B3M | Federally-Regulated Consumer Product | Non-Weatherized, Condensing Ga | 1528 | 262 | 262 | 05/25/2023 | 26717 | 202443435 | 06/20/2023
Allied Air | Comfort-Aire | GUH95C135D5M | Federally-Regulated Consumer Product | Non-Weatherized, Condensing Ga | 2215 | 292 | 292 | 05/25/2023 | 130202 | 204430497 | 06/20/2023
Allied Air | Comfort-Aire | GUH97M090C4M | Federally-Regulated Consumer Product | Non-Weatherized, Condensing Ga | 1892 | 278 | 278 | 05/25/2023 | 35773 | 202443439 | 06/20/2023
Allied Air | Comfort-Aire | GUH95C045B3M | Federally-Regulated Consumer Product | Non-Weatherized, Condensing Ga | 1282 | 251 | 251 | 05/25/2023 | 43901 | 204430493 | 06/20/2023
Allied Air | Comfort-Aire | GDD92C090C4M | Federally-Regulated Consumer Product | Non-Weatherized, Condensing Ga | 1659 | 268 | 268 | 05/25/2023 | 87251 | 204713860 | 06/20/2023
Allied Air | Comfort-Aire | GUH92C090C3M | Federally-Regulated Consumer Product | Non-Weatherized, Condensing Ga | 1295 | 252 | 252 | 05/25/2023 | 88167 | 204713848 | 06/20/2023
Allied Air | Comfort-Aire | GUH92C090C4M | Federally-Regulated Consumer Product | Non-Weatherized, Condensing Ga | 1652 | 268 | 268 | 05/25/2023 | 87424 | 204713850 | 06/20/2023
Allied Air | Comfort-Aire | GUH92C110C5M | Federally-Regulated Consumer Product | Non-Weatherized, Condensing Ga | 1966 | 282 |  | 06/20/2023 | 110142 | 204713854 | 06/20/2023
Allied Air | Comfort-Aire | GDD92C045B3M | Federally-Regulated Consumer Product | Non-Weatherized, Condensing Ga | 1307 | 253 |  | 06/20/2023 | 43616 | 204713856 | 06/20/2023
Allied Air | Comfort-Aire | GUH92C045B3M | Federally-Regulated Consumer Product | Non-Weatherized, Condensing Ga | 1276 | 251 |  | 06/20/2023 | 44281 | 204713844 | 06/20/2023
Allied Air | Comfort-Aire | GUH97M135C5M | Federally-Regulated Consumer Product | Non-Weatherized, Condensing Ga | 2125 | 289 |  | 06/20/2023 | 52961 | 202443445 | 06/20/2023
Allied Air | Comfort-Aire | GUH96T110C5M-* | Federally-Regulated Consumer Product | Non-Weatherized, Condensing Ga | 2083 | 287 |  | 06/20/2023 | 71341 | 204388842 | 06/20/2023
Allied Air | Comfort-Aire | GUH97M090C3M | Federally-Regulated Consumer Product | Non-Weatherized, Condensing Ga | 1469 | 260 |  | 06/20/2023 | 35645 | 202443437 | 06/20/2023
Allied Air | Comfort-Aire | GDD92C070B3M | Federally-Regulated Consumer Product | Non-Weatherized, Condensing Ga | 1331 | 254 |  | 06/20/2023 | 66519 | 204713858 | 06/20/2023
Allied Air | Comfort-Aire | GUH96T090C5M-* | Federally-Regulated Consumer Product | Non-Weatherized, Condensing Ga | 2215 | 292 |  | 06/20/2023 | 56766 | 204388838 | 06/20/2023
Allied Air | Comfort-Aire | GUH96T070B3M-* | Federally-Regulated Consumer Product | Non-Weatherized, Condensing Ga | 1413 | 257 |  | 06/20/2023 | 43058 | 204388835 | 06/20/2023
Allied Air | Comfort-Aire | GUH92C070B3M | Federally-Regulated Consumer Product | Non-Weatherized, Condensing Ga | 1277 | 251 |  | 06/20/2023 | 65742 | 204713846 | 06/20/2023
Allied Air | Comfort-Aire | GUH96T090C3M-* | Federally-Regulated Consumer Product | Non-Weatherized, Condensing Ga | 1395 | 256 |  | 06/20/2023 | 57347 | 204388840 | 06/20/2023
Allied Air | Comfort-Aire | GUH95C110C5M | Federally-Regulated Consumer Product | Non-Weatherized, Condensing Ga | 1988 | 282 |  | 06/20/2023 | 109853 | 204430496 | 06/20/2023
Allied Air | Comfort-Aire | GUH95C090C4M | Federally-Regulated Consumer Product | Non-Weatherized, Condensing Ga | 1535 | 263 |  | 06/20/2023 | 88204 | 204430495 | 06/20/2023
Allied Air | Comfort-Aire | GUH92C110C4M | Federally-Regulated Consumer Product | Non-Weatherized, Condensing Ga | 1574 | 264 |  | 06/20/2023 | 109805 | 204713852 | 06/20/2023
Allied Air | Comfort-Aire | GUH97M090C5M | Federally-Regulated Consumer Product | Non-Weatherized, Condensing Ga | 2103 | 288 |  | 06/20/2023 | 35270 | 202443441 | 06/20/2023
Allied Air | Comfort-Aire | GUH96T045B3M-* | Federally-Regulated Consumer Product | Non-Weatherized, Condensing Ga | 1310 | 253 |  | 06/20/2023 | 28806 | 204388833 | 06/20/2023
Allied Air | Comfort-Aire | GUH96T135D5M-* | Federally-Regulated Consumer Product | Non-Weatherized, Condensing Ga | 2135 | 289 |  | 06/20/2023 | 86786 | 204388844 | 06/20/2023
Allied Air | Comfort-Aire | GUH95C070B3M | Federally-Regulated Consumer Product | Non-Weatherized, Condensing Ga | 1316 | 253 |  | 06/20/2023 | 66799 | 204430494 | 06/20/2023
Allied Air | Comfort-Aire | GUH97M110C5M | Federally-Regulated Consumer Product | Non-Weatherized, Condensing Ga | 2042 | 285 |  | 06/20/2023 | 43915 | 202443443 | 06/20/2023
Allied Air | Comfort-Aire | GUH97M070B3M | Federally-Regulated Consumer Product | Non-Weatherized, Condensing Ga | 1528 | 262 |  | 06/20/2023 | 26717 | 202443435 | 06/20/2023
Allied Air | Comfort-Aire | GUH95C135D5M | Federally-Regulated Consumer Product | Non-Weatherized, Condensing Ga | 2215 | 292 |  | 06/20/2023 | 130202 | 204430497 | 06/20/2023
Allied Air | Comfort-Aire | GUH97M090C4M | Federally-Regulated Consumer Product | Non-Weatherized, Condensing Ga | 1892 | 278 |  | 06/20/2023 | 35773 | 202443439 | 06/20/2023
Allied Air | Comfort-Aire | GUH95C045B3M | Federally-Regulated Consumer Product | Non-Weatherized, Condensing Ga | 1282 | 251 |  | 06/20/2023 | 43901 | 204430493 | 06/20/2023
Allied Air | Comfort-Aire | GDD92C090C4M | Federally-Regulated Consumer Product | Non-Weatherized, Condensing Ga | 1659 | 268 |  | 06/20/2023 | 87251 | 204713860 | 06/20/2023
Allied Air | Comfort-Aire | GUH92C090C3M | Federally-Regulated Consumer Product | Non-Weatherized, Condensing Ga | 1295 | 252 |  | 06/20/2023 | 88167 | 204713848 | 06/20/2023
Allied Air | Comfort-Aire | GUH92C090C4M | Federally-Regulated Consumer Product | Non-Weatherized, Condensing Ga | 1652 | 268 |  | 06/20/2023 | 87424 | 204713850 | 06/20/2023
Nordyne, LLC | Trane | L9X1A050U3VSAAA | Federally-Regulated Consumer Product | Non-Weatherized, Condensing Ga | 1446 | 259 |  | 05/25/2023 | 50148 | 206229728 | 06/20/2023
Nordyne, LLC | Trane | L9X1C100U5VSAAA | Federally-Regulated Consumer Product | Non-Weatherized, Condensing Ga | 2088 | 287 |  | 05/25/2023 | 100330 | 206229729 | 06/20/2023
Allied Air | MRCOOL | MGM95SE045B3XA | Federally-Regulated Consumer Product | Non-Weatherized, Condensing Ga | 1282 | 251 |  | 05/25/2023 | 43901 | 204085887 | 06/20/2023
Allied Air | MRCOOL | MGM95SE135D5XA | Federally-Regulated Consumer Product | Non-Weatherized, Condensing Ga | 2215 | 292 |  | 05/25/2023 | 130202 | 204085891 | 06/20/2023
Allied Air | MRCOOL | MGM95SE070B3XA | Federally-Regulated Consumer Product | Non-Weatherized, Condensing Ga | 1316 | 253 |  | 05/25/2023 | 66799 | 204085888 | 06/20/2023
Allied Air | MRCOOL | MGM95SE090C4XA | Federally-Regulated Consumer Product | Non-Weatherized, Condensing Ga | 1535 | 263 |  | 05/25/2023 | 88204 | 204085889 | 06/20/2023
Allied Air | MRCOOL | MGM95SE110C5XA | Federally-Regulated Consumer Product | Non-Weatherized, Condensing Ga | 1988 | 282 |  | 05/25/2023 | 109859 | 204085890 | 06/20/2023
Allied Air | Century | GUH92C110C4M | Federally-Regulated Consumer Product | Non-Weatherized, Condensing Ga | 1574 | 264 | 264 | 05/25/2023 | 109805 | 204713851 | 06/20/2023
Allied Air | Century | GUH97M090C5M | Federally-Regulated Consumer Product | Non-Weatherized, Condensing Ga | 2103 | 288 | 288 | 05/25/2023 | 35270 | 202443440 | 06/20/2023
Allied Air | Century | GUH96T090C3M-* | Federally-Regulated Consumer Product | Non-Weatherized, Condensing Ga | 1395 | 256 | 256 | 05/25/2023 | 57347 | 204388839 | 06/20/2023
Allied Air | Century | GUH95C070B3M | Federally-Regulated Consumer Product | Non-Weatherized, Condensing Ga | 1316 | 253 | 253 | 05/25/2023 | 66799 | 202195678 | 06/20/2023
Allied Air | Century | GUH97M070B3M | Federally-Regulated Consumer Product | Non-Weatherized, Condensing Ga | 1528 | 262 | 262 | 05/25/2023 | 26717 | 202443434 | 06/20/2023
Allied Air | Century | GUH97M135C5M | Federally-Regulated Consumer Product | Non-Weatherized, Condensing Ga | 2125 | 289 | 289 | 05/25/2023 | 52961 | 202443444 | 06/20/2023
Allied Air | Century | GUH96T135D5M-* | Federally-Regulated Consumer Product | Non-Weatherized, Condensing Ga | 2135 | 289 | 289 | 05/25/2023 | 86786 | 204388843 | 06/20/2023
Allied Air | Century | GUH96T090C5M-* | Federally-Regulated Consumer Product | Non-Weatherized, Condensing Ga | 2215 | 292 | 292 | 05/25/2023 | 56766 | 204388837 | 06/20/2023
Allied Air | Century | GUH95C045B3M | Federally-Regulated Consumer Product | Non-Weatherized, Condensing Ga | 1282 | 251 | 251 | 05/25/2023 | 43901 | 202195677 | 06/20/2023
Allied Air | Century | GDD92C045B3M | Federally-Regulated Consumer Product | Non-Weatherized, Condensing Ga | 1307 | 253 | 253 | 05/25/2023 | 43616 | 204713855 | 06/20/2023
Allied Air | Century | GUH92C090C4M | Federally-Regulated Consumer Product | Non-Weatherized, Condensing Ga | 1652 | 268 | 268 | 05/25/2023 | 87424 | 204713849 | 06/20/2023
Allied Air | Century | GDD92C070B3M | Federally-Regulated Consumer Product | Non-Weatherized, Condensing Ga | 1331 | 254 | 254 | 05/25/2023 | 66519 | 204713857 | 06/20/2023
Allied Air | Century | GUH96T070B3M-* | Federally-Regulated Consumer Product | Non-Weatherized, Condensing Ga | 1413 | 257 | 257 | 05/25/2023 | 43058 | 204388834 | 06/20/2023
Allied Air | Century | GDD92C090C4M | Federally-Regulated Consumer Product | Non-Weatherized, Condensing Ga | 1659 | 268 | 268 | 05/25/2023 | 87251 | 204713859 | 06/20/2023
Allied Air | Century | GUH95C135D5M | Federally-Regulated Consumer Product | Non-Weatherized, Condensing Ga | 2215 | 292 | 292 | 05/25/2023 | 130202 | 202195681 | 06/20/2023
Allied Air | Century | GUH97M110C5M | Federally-Regulated Consumer Product | Non-Weatherized, Condensing Ga | 2042 | 285 | 285 | 05/25/2023 | 43915 | 202443442 | 06/20/2023
Allied Air | Century | GUH96T045B3M-* | Federally-Regulated Consumer Product | Non-Weatherized, Condensing Ga | 1310 | 253 | 253 | 05/25/2023 | 28806 | 204388832 | 06/20/2023
Allied Air | Century | GUH92C110C5M | Federally-Regulated Consumer Product | Non-Weatherized, Condensing Ga | 1966 | 282 | 282 | 05/25/2023 | 110142 | 204713853 | 06/20/2023
Allied Air | Century | GUH95C090C4M | Federally-Regulated Consumer Product | Non-Weatherized, Condensing Ga | 1535 | 263 | 263 | 05/25/2023 | 88204 | 202195679 | 06/20/2023
Allied Air | Century | GUH96T110C5M-* | Federally-Regulated Consumer Product | Non-Weatherized, Condensing Ga | 2083 | 287 | 287 | 05/25/2023 | 71341 | 204388841 | 06/20/2023
Allied Air | Century | GUH95C110C5M | Federally-Regulated Consumer Product | Non-Weatherized, Condensing Ga | 1988 | 282 | 282 | 05/25/2023 | 109853 | 202195680 | 06/20/2023
Allied Air | Century | GUH97M090C3M | Federally-Regulated Consumer Product | Non-Weatherized, Condensing Ga | 1469 | 260 | 260 | 05/25/2023 | 35645 | 202443436 | 06/20/2023
Allied Air | Century | GUH97M090C4M | Federally-Regulated Consumer Product | Non-Weatherized, Condensing Ga | 1892 | 278 | 278 | 05/25/2023 | 35773 | 202443438 | 06/20/2023
Nordyne, LLC | Trane | L9X1A050U3VSAAA | Federally-Regulated Consumer Product | Non-Weatherized, Condensing Ga | 1446 | 259 |  | 06/20/2023 | 50148 | 206229728 | 06/20/2023
Nordyne, LLC | Trane | L9X1C100U5VSAAA | Federally-Regulated Consumer Product | Non-Weatherized, Condensing Ga | 2088 | 287 |  | 06/20/2023 | 100330 | 206229729 | 06/20/2023
Lennox Industries Inc. | AC PRO | 95G1UH040BE12X-* | Federally-Regulated Consumer Product | Non-Weatherized, Condensing Ga | 1288 | 252 |  | 05/25/2023 | 40446 | 204032280 | 06/20/2023
Lennox Industries Inc. | AC PRO | A97US2V040B12X-*-* | Federally-Regulated Consumer Product | Non-Weatherized, Condensing Ga | 1397 | 256 |  | 05/25/2023 | 25747 | 204032276 | 06/20/2023
Lennox Industries Inc. | AC PRO | 95G1UH060BE12X-* | Federally-Regulated Consumer Product | Non-Weatherized, Condensing Ga | 1313 | 253 |  | 05/25/2023 | 60222 | 204032281 | 06/20/2023
Lennox Industries Inc. | AC PRO | A97US2V080C16X-*-* | Federally-Regulated Consumer Product | Non-Weatherized, Condensing Ga | 1789 | 274 |  | 05/25/2023 | 52127 | 204032278 | 06/20/2023
Lennox Industries Inc. | AC PRO | 95G1UH080CE16X-* | Federally-Regulated Consumer Product | Non-Weatherized, Condensing Ga | 1573 | 264 |  | 05/25/2023 | 60222 | 204032282 | 06/20/2023
Lennox Industries Inc. | AC PRO | A97US2V060B12X-** | Federally-Regulated Consumer Product | Non-Weatherized, Condensing Ga | 1502 | 261 |  | 05/25/2023 | 38935 | 204032277 | 06/20/2023
Lennox Industries Inc. | AC PRO | 95G1UH100CE20X-* | Federally-Regulated Consumer Product | Non-Weatherized, Condensing Ga | 1957 | 281 |  | 05/25/2023 | 80908 | 204032283 | 06/20/2023
Lennox Industries Inc. | AC PRO | A97US2V080C20X-*-* | Federally-Regulated Consumer Product | Non-Weatherized, Condensing Ga | 2327 | 297 |  | 05/25/2023 | 51978 | 204032279 | 06/20/2023
Allied Air | MRCOOL | MGM95SE045B3XA | Federally-Regulated Consumer Product | Non-Weatherized, Condensing Ga | 1282 | 251 |  | 06/20/2023 | 43901 | 204085887 | 06/20/2023
Allied Air | MRCOOL | MGM95SE135D5XA | Federally-Regulated Consumer Product | Non-Weatherized, Condensing Ga | 2215 | 292 |  | 06/20/2023 | 130202 | 204085891 | 06/20/2023
Allied Air | MRCOOL | MGM95SE070B3XA | Federally-Regulated Consumer Product | Non-Weatherized, Condensing Ga | 1316 | 253 |  | 06/20/2023 | 66799 | 204085888 | 06/20/2023
Allied Air | MRCOOL | MGM95SE090C4XA | Federally-Regulated Consumer Product | Non-Weatherized, Condensing Ga | 1535 | 263 |  | 06/20/2023 | 88204 | 204085889 | 06/20/2023
Allied Air | MRCOOL | MGM95SE110C5XA | Federally-Regulated Consumer Product | Non-Weatherized, Condensing Ga | 1988 | 282 |  | 06/20/2023 | 109859 | 204085890 | 06/20/2023
Allied Air | Century | GUH92C110C4M | Federally-Regulated Consumer Product | Non-Weatherized, Condensing Ga | 1574 | 264 |  | 06/20/2023 | 109805 | 204713851 | 06/20/2023
Allied Air | Century | GUH97M090C5M | Federally-Regulated Consumer Product | Non-Weatherized, Condensing Ga | 2103 | 288 |  | 06/20/2023 | 35270 | 202443440 | 06/20/2023
Allied Air | Century | GUH96T090C3M-* | Federally-Regulated Consumer Product | Non-Weatherized, Condensing Ga | 1395 | 256 |  | 06/20/2023 | 57347 | 204388839 | 06/20/2023
Allied Air | Century | GUH95C070B3M | Federally-Regulated Consumer Product | Non-Weatherized, Condensing Ga | 1316 | 253 |  | 06/20/2023 | 66799 | 202195678 | 06/20/2023
Allied Air | Century | GUH97M070B3M | Federally-Regulated Consumer Product | Non-Weatherized, Condensing Ga | 1528 | 262 |  | 06/20/2023 | 26717 | 202443434 | 06/20/2023
Allied Air | Century | GUH97M135C5M | Federally-Regulated Consumer Product | Non-Weatherized, Condensing Ga | 2125 | 289 |  | 06/20/2023 | 52961 | 202443444 | 06/20/2023
Allied Air | Century | GUH96T135D5M-* | Federally-Regulated Consumer Product | Non-Weatherized, Condensing Ga | 2135 | 289 |  | 06/20/2023 | 86786 | 204388843 | 06/20/2023
Allied Air | Century | GUH96T090C5M-* | Federally-Regulated Consumer Product | Non-Weatherized, Condensing Ga | 2215 | 292 |  | 06/20/2023 | 56766 | 204388837 | 06/20/2023
Allied Air | Century | GUH95C045B3M | Federally-Regulated Consumer Product | Non-Weatherized, Condensing Ga | 1282 | 251 |  | 06/20/2023 | 43901 | 202195677 | 06/20/2023
Allied Air | Century | GDD92C045B3M | Federally-Regulated Consumer Product | Non-Weatherized, Condensing Ga | 1307 | 253 |  | 06/20/2023 | 43616 | 204713855 | 06/20/2023
Allied Air | Century | GUH92C090C4M | Federally-Regulated Consumer Product | Non-Weatherized, Condensing Ga | 1652 | 268 |  | 06/20/2023 | 87424 | 204713849 | 06/20/2023
Allied Air | Century | GDD92C070B3M | Federally-Regulated Consumer Product | Non-Weatherized, Condensing Ga | 1331 | 254 |  | 06/20/2023 | 66519 | 204713857 | 06/20/2023
Allied Air | Century | GUH96T070B3M-* | Federally-Regulated Consumer Product | Non-Weatherized, Condensing Ga | 1413 | 257 |  | 06/20/2023 | 43058 | 204388834 | 06/20/2023
Allied Air | Century | GDD92C090C4M | Federally-Regulated Consumer Product | Non-Weatherized, Condensing Ga | 1659 | 268 |  | 06/20/2023 | 87251 | 204713859 | 06/20/2023
Allied Air | Century | GUH95C135D5M | Federally-Regulated Consumer Product | Non-Weatherized, Condensing Ga | 2215 | 292 |  | 06/20/2023 | 130202 | 202195681 | 06/20/2023
Allied Air | Century | GUH97M110C5M | Federally-Regulated Consumer Product | Non-Weatherized, Condensing Ga | 2042 | 285 |  | 06/20/2023 | 43915 | 202443442 | 06/20/2023
Allied Air | Century | GUH96T045B3M-* | Federally-Regulated Consumer Product | Non-Weatherized, Condensing Ga | 1310 | 253 |  | 06/20/2023 | 28806 | 204388832 | 06/20/2023
Allied Air | Century | GUH92C110C5M | Federally-Regulated Consumer Product | Non-Weatherized, Condensing Ga | 1966 | 282 |  | 06/20/2023 | 110142 | 204713853 | 06/20/2023
Allied Air | Century | GUH95C090C4M | Federally-Regulated Consumer Product | Non-Weatherized, Condensing Ga | 1535 | 263 |  | 06/20/2023 | 88204 | 202195679 | 06/20/2023
Allied Air | Century | GUH96T110C5M-* | Federally-Regulated Consumer Product | Non-Weatherized, Condensing Ga | 2083 | 287 |  | 06/20/2023 | 71341 | 204388841 | 06/20/2023
Allied Air | Century | GUH95C110C5M | Federally-Regulated Consumer Product | Non-Weatherized, Condensing Ga | 1988 | 282 |  | 06/20/2023 | 109853 | 202195680 | 06/20/2023
Allied Air | Century | GUH97M090C3M | Federally-Regulated Consumer Product | Non-Weatherized, Condensing Ga | 1469 | 260 |  | 06/20/2023 | 35645 | 202443436 | 06/20/2023
Allied Air | Century | GUH97M090C4M | Federally-Regulated Consumer Product | Non-Weatherized, Condensing Ga | 1892 | 278 |  | 06/20/2023 | 35773 | 202443438 | 06/20/2023
Nordyne, LLC | AMERICAN STANDARD | L9X1A050U3VSAAA | Federally-Regulated Consumer Product | Non-Weatherized, Condensing Ga | 1446 | 259 |  | 05/25/2023 | 50148 | 206711231 | 06/20/2023
Nordyne, LLC | AMERICAN STANDARD | L9X1C100U5VSAAA | Federally-Regulated Consumer Product | Non-Weatherized, Condensing Ga | 2088 | 287 |  | 05/25/2023 | 100330 | 206711232 | 06/20/2023
Allied Air | Comfort-Aire | GUH92C110C5M | Federally-Regulated Consumer Product | Non-Weatherized, Condensing Ga | 1966 | 282 |  | 06/20/2023 | 110142 | 204713854 | 06/20/2023
Allied Air | Comfort-Aire | GDD92C045B3M | Federally-Regulated Consumer Product | Non-Weatherized, Condensing Ga | 1307 | 253 |  | 06/20/2023 | 43616 | 204713856 | 06/20/2023
Allied Air | Comfort-Aire | GUH92C045B3M | Federally-Regulated Consumer Product | Non-Weatherized, Condensing Ga | 1276 | 251 |  | 06/20/2023 | 44281 | 204713844 | 06/20/2023
Allied Air | Comfort-Aire | GUH97M135C5M | Federally-Regulated Consumer Product | Non-Weatherized, Condensing Ga | 2125 | 289 |  | 06/20/2023 | 52961 | 202443445 | 06/20/2023
Allied Air | Comfort-Aire | GUH96T110C5M-* | Federally-Regulated Consumer Product | Non-Weatherized, Condensing Ga | 2083 | 287 |  | 06/20/2023 | 71341 | 204388842 | 06/20/2023
Allied Air | Comfort-Aire | GUH97M090C3M | Federally-Regulated Consumer Product | Non-Weatherized, Condensing Ga | 1469 | 260 |  | 06/20/2023 | 35645 | 202443437 | 06/20/2023
Allied Air | Comfort-Aire | GDD92C070B3M | Federally-Regulated Consumer Product | Non-Weatherized, Condensing Ga | 1331 | 254 |  | 06/20/2023 | 66519 | 204713858 | 06/20/2023
Allied Air | Comfort-Aire | GUH96T090C5M-* | Federally-Regulated Consumer Product | Non-Weatherized, Condensing Ga | 2215 | 292 |  | 06/20/2023 | 56766 | 204388838 | 06/20/2023
Allied Air | Comfort-Aire | GUH96T070B3M-* | Federally-Regulated Consumer Product | Non-Weatherized, Condensing Ga | 1413 | 257 |  | 06/20/2023 | 43058 | 204388835 | 06/20/2023
Allied Air | Comfort-Aire | GUH92C070B3M | Federally-Regulated Consumer Product | Non-Weatherized, Condensing Ga | 1277 | 251 |  | 06/20/2023 | 65742 | 204713846 | 06/20/2023
Allied Air | Comfort-Aire | GUH96T090C3M-* | Federally-Regulated Consumer Product | Non-Weatherized, Condensing Ga | 1395 | 256 |  | 06/20/2023 | 57347 | 204388840 | 06/20/2023
Allied Air | Comfort-Aire | GUH95C110C5M | Federally-Regulated Consumer Product | Non-Weatherized, Condensing Ga | 1988 | 282 |  | 06/20/2023 | 109853 | 204430496 | 06/20/2023
Allied Air | Comfort-Aire | GUH95C090C4M | Federally-Regulated Consumer Product | Non-Weatherized, Condensing Ga | 1535 | 263 |  | 06/20/2023 | 88204 | 204430495 | 06/20/2023
Allied Air | Comfort-Aire | GUH92C110C4M | Federally-Regulated Consumer Product | Non-Weatherized, Condensing Ga | 1574 | 264 |  | 06/20/2023 | 109805 | 204713852 | 06/20/2023
Allied Air | Comfort-Aire | GUH97M090C5M | Federally-Regulated Consumer Product | Non-Weatherized, Condensing Ga | 2103 | 288 |  | 06/20/2023 | 35270 | 202443441 | 06/20/2023
Allied Air | Comfort-Aire | GUH96T045B3M-* | Federally-Regulated Consumer Product | Non-Weatherized, Condensing Ga | 1310 | 253 |  | 06/20/2023 | 28806 | 204388833 | 06/20/2023
Allied Air | Comfort-Aire | GUH96T135D5M-* | Federally-Regulated Consumer Product | Non-Weatherized, Condensing Ga | 2135 | 289 |  | 06/20/2023 | 86786 | 204388844 | 06/20/2023
Allied Air | Comfort-Aire | GUH95C070B3M | Federally-Regulated Consumer Product | Non-Weatherized, Condensing Ga | 1316 | 253 |  | 06/20/2023 | 66799 | 204430494 | 06/20/2023
Allied Air | Comfort-Aire | GUH97M110C5M | Federally-Regulated Consumer Product | Non-Weatherized, Condensing Ga | 2042 | 285 |  | 06/20/2023 | 43915 | 202443443 | 06/20/2023
Allied Air | Comfort-Aire | GUH97M070B3M | Federally-Regulated Consumer Product | Non-Weatherized, Condensing Ga | 1528 | 262 |  | 06/20/2023 | 26717 | 202443435 | 06/20/2023
Allied Air | Comfort-Aire | GUH95C135D5M | Federally-Regulated Consumer Product | Non-Weatherized, Condensing Ga | 2215 | 292 |  | 06/20/2023 | 130202 | 204430497 | 06/20/2023
Allied Air | Comfort-Aire | GUH97M090C4M | Federally-Regulated Consumer Product | Non-Weatherized, Condensing Ga | 1892 | 278 |  | 06/20/2023 | 35773 | 202443439 | 06/20/2023
Allied Air | Comfort-Aire | GUH95C045B3M | Federally-Regulated Consumer Product | Non-Weatherized, Condensing Ga | 1282 | 251 |  | 06/20/2023 | 43901 | 204430493 | 06/20/2023
Allied Air | Comfort-Aire | GDD92C090C4M | Federally-Regulated Consumer Product | Non-Weatherized, Condensing Ga | 1659 | 268 |  | 06/20/2023 | 87251 | 204713860 | 06/20/2023
Allied Air | Comfort-Aire | GUH92C090C3M | Federally-Regulated Consumer Product | Non-Weatherized, Condensing Ga | 1295 | 252 |  | 06/20/2023 | 88167 | 204713848 | 06/20/2023
Allied Air | Comfort-Aire | GUH92C090C4M | Federally-Regulated Consumer Product | Non-Weatherized, Condensing Ga | 1652 | 268 |  | 06/20/2023 | 87424 | 204713850 | 06/20/2023
Lennox Industries Inc. | AC PRO | 95G1UH040BE12X-* | Federally-Regulated Consumer Product | Non-Weatherized, Condensing Ga | 1288 | 252 |  | 06/20/2023 | 40446 | 204032280 | 06/20/2023
Lennox Industries Inc. | AC PRO | A97US2V040B12X-*-* | Federally-Regulated Consumer Product | Non-Weatherized, Condensing Ga | 1397 | 256 |  | 06/20/2023 | 25747 | 204032276 | 06/20/2023
Lennox Industries Inc. | AC PRO | 95G1UH060BE12X-* | Federally-Regulated Consumer Product | Non-Weatherized, Condensing Ga | 1313 | 253 |  | 06/20/2023 | 60222 | 204032281 | 06/20/2023
Lennox Industries Inc. | AC PRO | A97US2V080C16X-*-* | Federally-Regulated Consumer Product | Non-Weatherized, Condensing Ga | 1789 | 274 |  | 06/20/2023 | 52127 | 204032278 | 06/20/2023
Lennox Industries Inc. | AC PRO | 95G1UH080CE16X-* | Federally-Regulated Consumer Product | Non-Weatherized, Condensing Ga | 1573 | 264 |  | 06/20/2023 | 60222 | 204032282 | 06/20/2023
Lennox Industries Inc. | AC PRO | A97US2V060B12X-** | Federally-Regulated Consumer Product | Non-Weatherized, Condensing Ga | 1502 | 261 |  | 06/20/2023 | 38935 | 204032277 | 06/20/2023
Lennox Industries Inc. | AC PRO | 95G1UH100CE20X-* | Federally-Regulated Consumer Product | Non-Weatherized, Condensing Ga | 1957 | 281 |  | 06/20/2023 | 80908 | 204032283 | 06/20/2023
Lennox Industries Inc. | AC PRO | A97US2V080C20X-*-* | Federally-Regulated Consumer Product | Non-Weatherized, Condensing Ga | 2327 | 297 |  | 06/20/2023 | 51978 | 204032279 | 06/20/2023
Lennox Industries Inc. | Ducane | 96G1UH045BE12-* | Federally-Regulated Consumer Product | Non-Weatherized, Condensing Ga | 1284 | 251 |  | 05/25/2023 | 44162 | 201870453 | 06/20/2023
Lennox Industries Inc. | Ducane | 96G1UH090CE16-* | Federally-Regulated Consumer Product | Non-Weatherized, Condensing Ga | 1566 | 264 |  | 05/25/2023 | 87748 | 202158082 | 06/20/2023
Lennox Industries Inc. | Ducane | 95G1UH060BE12X-* | Federally-Regulated Consumer Product | Non-Weatherized, Condensing Ga | 1313 | 253 |  | 05/25/2023 | 60222 | 201981483 | 06/20/2023
Lennox Industries Inc. | Ducane | 96G1UH070BE12-* | Federally-Regulated Consumer Product | Non-Weatherized, Condensing Ga | 1298 | 252 |  | 05/25/2023 | 65683 | 201870455 | 06/20/2023
Lennox Industries Inc. | Ducane | 96G1UH110CE20-* | Federally-Regulated Consumer Product | Non-Weatherized, Condensing Ga | 2018 | 284 |  | 05/25/2023 | 110619 | 202160622 | 06/20/2023
Lennox Industries Inc. | Ducane | 95G1UH040BE12X-* | Federally-Regulated Consumer Product | Non-Weatherized, Condensing Ga | 1288 | 252 |  | 05/25/2023 | 40446 | 201870467 | 06/20/2023
Lennox Industries Inc. | Ducane | 95G1UH100CE20X-* | Federally-Regulated Consumer Product | Non-Weatherized, Condensing Ga | 1957 | 281 |  | 05/25/2023 | 80908 | 201870473 | 06/20/2023
Lennox Industries Inc. | Ducane | 95G1UH080CE16X-* | Federally-Regulated Consumer Product | Non-Weatherized, Condensing Ga | 1573 | 264 |  | 05/25/2023 | 60222 | 201870471 | 06/20/2023
Nordyne, LLC | AMERICAN STANDARD | L9X1A050U3VSAAA | Federally-Regulated Consumer Product | Non-Weatherized, Condensing Ga | 1446 | 259 |  | 06/20/2023 | 50148 | 206711231 | 06/20/2023
Nordyne, LLC | AMERICAN STANDARD | L9X1C100U5VSAAA | Federally-Regulated Consumer Product | Non-Weatherized, Condensing Ga | 2088 | 287 |  | 06/20/2023 | 100330 | 206711232 | 06/20/2023
Nordyne, LLC | Trane | L9X1A050U3VSAAA | Federally-Regulated Consumer Product | Non-Weatherized, Condensing Ga | 1446 | 259 |  | 06/20/2023 | 50148 | 206229728 | 06/20/2023
Nordyne, LLC | Trane | L9X1C100U5VSAAA | Federally-Regulated Consumer Product | Non-Weatherized, Condensing Ga | 2088 | 287 |  | 06/20/2023 | 100330 | 206229729 | 06/20/2023
Lennox Industries Inc. | Ducane | 96G1UH045BE12-* | Federally-Regulated Consumer Product | Non-Weatherized, Condensing Ga | 1284 | 251 |  | 06/20/2023 | 44162 | 201870453 | 06/20/2023
Lennox Industries Inc. | Ducane | 96G1UH090CE16-* | Federally-Regulated Consumer Product | Non-Weatherized, Condensing Ga | 1566 | 264 |  | 06/20/2023 | 87748 | 202158082 | 06/20/2023
Lennox Industries Inc. | Ducane | 95G1UH060BE12X-* | Federally-Regulated Consumer Product | Non-Weatherized, Condensing Ga | 1313 | 253 |  | 06/20/2023 | 60222 | 201981483 | 06/20/2023
Lennox Industries Inc. | Ducane | 96G1UH070BE12-* | Federally-Regulated Consumer Product | Non-Weatherized, Condensing Ga | 1298 | 252 |  | 06/20/2023 | 65683 | 201870455 | 06/20/2023
Lennox Industries Inc. | Ducane | 96G1UH110CE20-* | Federally-Regulated Consumer Product | Non-Weatherized, Condensing Ga | 2018 | 284 |  | 06/20/2023 | 110619 | 202160622 | 06/20/2023
Lennox Industries Inc. | Ducane | 95G1UH040BE12X-* | Federally-Regulated Consumer Product | Non-Weatherized, Condensing Ga | 1288 | 252 |  | 06/20/2023 | 40446 | 201870467 | 06/20/2023
Lennox Industries Inc. | Ducane | 95G1UH100CE20X-* | Federally-Regulated Consumer Product | Non-Weatherized, Condensing Ga | 1957 | 281 |  | 06/20/2023 | 80908 | 201870473 | 06/20/2023
Lennox Industries Inc. | Ducane | 95G1UH080CE16X-* | Federally-Regulated Consumer Product | Non-Weatherized, Condensing Ga | 1573 | 264 |  | 06/20/2023 | 60222 | 201870471 | 06/20/2023
Lennox Industries Inc. | ARMSTRONG AIR | A93UH1E090C12A* | Federally-Regulated Consumer Product | Non-Weatherized, Condensing Ga | 1295 | 252 |  | 05/25/2023 | 88167 | 203926016 | 06/20/2023
Lennox Industries Inc. | ARMSTRONG AIR | A96US2V070B12S-* | Federally-Regulated Consumer Product | Non-Weatherized, Condensing Ga | 1473 | 260 |  | 05/25/2023 | 43248 | 201695946 | 06/20/2023
Lennox Industries Inc. | ARMSTRONG AIR | A96US2V110C20S-* | Federally-Regulated Consumer Product | Non-Weatherized, Condensing Ga | 2307 | 297 |  | 05/25/2023 | 71185 | 201695951 | 06/20/2023
Lennox Industries Inc. | ARMSTRONG AIR | A93UH1E070B12A* | Federally-Regulated Consumer Product | Non-Weatherized, Condensing Ga | 1277 | 251 |  | 05/25/2023 | 65742 | 203926015 | 06/20/2023
Lennox Industries Inc. | ARMSTRONG AIR | A93UH1E110C20A* | Federally-Regulated Consumer Product | Non-Weatherized, Condensing Ga | 1966 | 282 |  | 05/25/2023 | 110142 | 203926019 | 06/20/2023
Lennox Industries Inc. | ARMSTRONG AIR | A97US2V080C20X-*-* | Federally-Regulated Consumer Product | Non-Weatherized, Condensing Ga | 2327 | 297 |  | 05/25/2023 | 51978 | 201870448 | 06/20/2023
Lennox Industries Inc. | ARMSTRONG AIR | A96DS2V110C20S-* | Federally-Regulated Consumer Product | Non-Weatherized, Condensing Ga | 2263 | 295 |  | 05/25/2023 | 71480 | 201695959 | 06/20/2023
Lennox Industries Inc. | ARMSTRONG AIR | A97US2V040B12X-*-* | Federally-Regulated Consumer Product | Non-Weatherized, Condensing Ga | 1397 | 256 |  | 05/25/2023 | 25747 | 201870438 | 06/20/2023
Lennox Industries Inc. | ARMSTRONG AIR | A96DS2V090C20S-* | Federally-Regulated Consumer Product | Non-Weatherized, Condensing Ga | 2247 | 294 |  | 05/25/2023 | 57246 | 201695965 | 06/20/2023
Lennox Industries Inc. | ARMSTRONG AIR | A93DF1E045B12A* | Federally-Regulated Consumer Product | Non-Weatherized, Condensing Ga | 1307 | 253 |  | 05/25/2023 | 43616 | 203926020 | 06/20/2023
Lennox Industries Inc. | ARMSTRONG AIR | A96US2V045B12S-* | Federally-Regulated Consumer Product | Non-Weatherized, Condensing Ga | 1270 | 251 |  | 05/25/2023 | 28998 | 201695944 | 06/20/2023
Lennox Industries Inc. | ARMSTRONG AIR | A96US2V110C16S-* | Federally-Regulated Consumer Product | Non-Weatherized, Condensing Ga | 1752 | 272 |  | 05/25/2023 | 71078 | 201695953 | 06/20/2023
Lennox Industries Inc. | ARMSTRONG AIR | A96US2V090C12S-* | Federally-Regulated Consumer Product | Non-Weatherized, Condensing Ga | 1394 | 256 |  | 05/25/2023 | 57911 | 201695961 | 06/20/2023
Lennox Industries Inc. | ARMSTRONG AIR | A93UH1E090C16A* | Federally-Regulated Consumer Product | Non-Weatherized, Condensing Ga | 1652 | 268 |  | 05/25/2023 | 87424 | 203926017 | 06/20/2023
Lennox Industries Inc. | ARMSTRONG AIR | 96G1UH060BE12X-* | Federally-Regulated Consumer Product | Non-Weatherized, Condensing Ga | 1313 | 253 |  | 05/25/2023 | 60222 | 201981475 | 06/20/2023
Lennox Industries Inc. | ARMSTRONG AIR | A96US2V090C16*-* | Federally-Regulated Consumer Product | Non-Weatherized, Condensing Ga | 1764 | 273 |  | 05/25/2023 | 57721 | 201696026 | 06/20/2023
Lennox Industries Inc. | ARMSTRONG AIR | A96DS2V070B16S-* | Federally-Regulated Consumer Product | Non-Weatherized, Condensing Ga | 1755 | 272 |  | 05/25/2023 | 43625 | 201695957 | 06/20/2023
Lennox Industries Inc. | ARMSTRONG AIR | A93DF1E090C16A* | Federally-Regulated Consumer Product | Non-Weatherized, Condensing Ga | 1659 | 268 |  | 05/25/2023 | 87251 | 203926022 | 06/20/2023
Lennox Industries Inc. | ARMSTRONG AIR | A93UH1E030B12A* | Federally-Regulated Consumer Product | Non-Weatherized, Condensing Ga | 1311 | 253 |  | 05/25/2023 | 29941 | 203926013 | 06/20/2023
Lennox Industries Inc. | ARMSTRONG AIR | A96DS2V045B12S-* | Federally-Regulated Consumer Product | Non-Weatherized, Condensing Ga | 1331 | 254 |  | 05/25/2023 | 28604 | 201695955 | 06/20/2023
Lennox Industries Inc. | ARMSTRONG AIR | A96US2V135D20S-* | Federally-Regulated Consumer Product | Non-Weatherized, Condensing Ga | 2361 | 299 |  | 05/25/2023 | 86440 | 201695948 | 06/20/2023
Lennox Industries Inc. | ARMSTRONG AIR | A93UH1E110C16A* | Federally-Regulated Consumer Product | Non-Weatherized, Condensing Ga | 1574 | 264 |  | 05/25/2023 | 109805 | 203926018 | 06/20/2023
Lennox Industries Inc. | ARMSTRONG AIR | A97US2V080C16X-*-* | Federally-Regulated Consumer Product | Non-Weatherized, Condensing Ga | 1789 | 274 |  | 05/25/2023 | 52127 | 201870446 | 06/20/2023
Lennox Industries Inc. | ARMSTRONG AIR | A93DF1E070B12A* | Federally-Regulated Consumer Product | Non-Weatherized, Condensing Ga | 1331 | 254 |  | 05/25/2023 | 66519 | 203926021 | 06/20/2023
Lennox Industries Inc. | ARMSTRONG AIR | A96US2V090C20S-* | Federally-Regulated Consumer Product | Non-Weatherized, Condensing Ga | 2339 | 298 |  | 05/25/2023 | 57122 | 201695967 | 06/20/2023
Lennox Industries Inc. | ARMSTRONG AIR | A97US2V060B12X-** | Federally-Regulated Consumer Product | Non-Weatherized, Condensing Ga | 1502 | 261 |  | 05/25/2023 | 38935 | 201870444 | 06/20/2023
Lennox Industries Inc. | ARMSTRONG AIR | A93UH1E090C12A* | Federally-Regulated Consumer Product | Non-Weatherized, Condensing Ga | 1295 | 252 |  | 06/20/2023 | 88167 | 203926016 | 06/20/2023
Lennox Industries Inc. | ARMSTRONG AIR | A96US2V070B12S-* | Federally-Regulated Consumer Product | Non-Weatherized, Condensing Ga | 1473 | 260 |  | 06/20/2023 | 43248 | 201695946 | 06/20/2023
Lennox Industries Inc. | ARMSTRONG AIR | A96US2V110C20S-* | Federally-Regulated Consumer Product | Non-Weatherized, Condensing Ga | 2307 | 297 |  | 06/20/2023 | 71185 | 201695951 | 06/20/2023
Lennox Industries Inc. | ARMSTRONG AIR | A93UH1E070B12A* | Federally-Regulated Consumer Product | Non-Weatherized, Condensing Ga | 1277 | 251 |  | 06/20/2023 | 65742 | 203926015 | 06/20/2023
Lennox Industries Inc. | ARMSTRONG AIR | A93UH1E110C20A* | Federally-Regulated Consumer Product | Non-Weatherized, Condensing Ga | 1966 | 282 |  | 06/20/2023 | 110142 | 203926019 | 06/20/2023
Lennox Industries Inc. | ARMSTRONG AIR | A97US2V080C20X-*-* | Federally-Regulated Consumer Product | Non-Weatherized, Condensing Ga | 2327 | 297 |  | 06/20/2023 | 51978 | 201870448 | 06/20/2023
Lennox Industries Inc. | ARMSTRONG AIR | A96DS2V110C20S-* | Federally-Regulated Consumer Product | Non-Weatherized, Condensing Ga | 2263 | 295 |  | 06/20/2023 | 71480 | 201695959 | 06/20/2023
Lennox Industries Inc. | ARMSTRONG AIR | A97US2V040B12X-*-* | Federally-Regulated Consumer Product | Non-Weatherized, Condensing Ga | 1397 | 256 |  | 06/20/2023 | 25747 | 201870438 | 06/20/2023
Lennox Industries Inc. | ARMSTRONG AIR | A96DS2V090C20S-* | Federally-Regulated Consumer Product | Non-Weatherized, Condensing Ga | 2247 | 294 |  | 06/20/2023 | 57246 | 201695965 | 06/20/2023
Lennox Industries Inc. | ARMSTRONG AIR | A93DF1E045B12A* | Federally-Regulated Consumer Product | Non-Weatherized, Condensing Ga | 1307 | 253 |  | 06/20/2023 | 43616 | 203926020 | 06/20/2023
Lennox Industries Inc. | ARMSTRONG AIR | A96US2V045B12S-* | Federally-Regulated Consumer Product | Non-Weatherized, Condensing Ga | 1270 | 251 |  | 06/20/2023 | 28998 | 201695944 | 06/20/2023
Lennox Industries Inc. | ARMSTRONG AIR | A96US2V110C16S-* | Federally-Regulated Consumer Product | Non-Weatherized, Condensing Ga | 1752 | 272 |  | 06/20/2023 | 71078 | 201695953 | 06/20/2023
Lennox Industries Inc. | ARMSTRONG AIR | A96US2V090C12S-* | Federally-Regulated Consumer Product | Non-Weatherized, Condensing Ga | 1394 | 256 |  | 06/20/2023 | 57911 | 201695961 | 06/20/2023
Lennox Industries Inc. | ARMSTRONG AIR | A93UH1E090C16A* | Federally-Regulated Consumer Product | Non-Weatherized, Condensing Ga | 1652 | 268 |  | 06/20/2023 | 87424 | 203926017 | 06/20/2023
Lennox Industries Inc. | ARMSTRONG AIR | 96G1UH060BE12X-* | Federally-Regulated Consumer Product | Non-Weatherized, Condensing Ga | 1313 | 253 |  | 06/20/2023 | 60222 | 201981475 | 06/20/2023
Lennox Industries Inc. | ARMSTRONG AIR | A96US2V090C16*-* | Federally-Regulated Consumer Product | Non-Weatherized, Condensing Ga | 1764 | 273 |  | 06/20/2023 | 57721 | 201696026 | 06/20/2023
Lennox Industries Inc. | ARMSTRONG AIR | A96DS2V070B16S-* | Federally-Regulated Consumer Product | Non-Weatherized, Condensing Ga | 1755 | 272 |  | 06/20/2023 | 43625 | 201695957 | 06/20/2023
Lennox Industries Inc. | ARMSTRONG AIR | A93DF1E090C16A* | Federally-Regulated Consumer Product | Non-Weatherized, Condensing Ga | 1659 | 268 |  | 06/20/2023 | 87251 | 203926022 | 06/20/2023
Lennox Industries Inc. | ARMSTRONG AIR | A93UH1E030B12A* | Federally-Regulated Consumer Product | Non-Weatherized, Condensing Ga | 1311 | 253 |  | 06/20/2023 | 29941 | 203926013 | 06/20/2023
Lennox Industries Inc. | ARMSTRONG AIR | A96DS2V045B12S-* | Federally-Regulated Consumer Product | Non-Weatherized, Condensing Ga | 1331 | 254 |  | 06/20/2023 | 28604 | 201695955 | 06/20/2023
Lennox Industries Inc. | ARMSTRONG AIR | A96US2V135D20S-* | Federally-Regulated Consumer Product | Non-Weatherized, Condensing Ga | 2361 | 299 |  | 06/20/2023 | 86440 | 201695948 | 06/20/2023
Lennox Industries Inc. | ARMSTRONG AIR | A93UH1E110C16A* | Federally-Regulated Consumer Product | Non-Weatherized, Condensing Ga | 1574 | 264 |  | 06/20/2023 | 109805 | 203926018 | 06/20/2023
Lennox Industries Inc. | ARMSTRONG AIR | A97US2V080C16X-*-* | Federally-Regulated Consumer Product | Non-Weatherized, Condensing Ga | 1789 | 274 |  | 06/20/2023 | 52127 | 201870446 | 06/20/2023
Lennox Industries Inc. | ARMSTRONG AIR | A93DF1E070B12A* | Federally-Regulated Consumer Product | Non-Weatherized, Condensing Ga | 1331 | 254 |  | 06/20/2023 | 66519 | 203926021 | 06/20/2023
Lennox Industries Inc. | ARMSTRONG AIR | A96US2V090C20S-* | Federally-Regulated Consumer Product | Non-Weatherized, Condensing Ga | 2339 | 298 |  | 06/20/2023 | 57122 | 201695967 | 06/20/2023
Lennox Industries Inc. | ARMSTRONG AIR | A97US2V060B12X-** | Federally-Regulated Consumer Product | Non-Weatherized, Condensing Ga | 1502 | 261 |  | 06/20/2023 | 38935 | 201870444 | 06/20/2023
Rheem Sales Company, Inc. | Mainline | ML96VA0702521MSA | Federally-Regulated Consumer Product | Non-Weatherized, Condensing Ga | 1923 | 280 |  | 05/26/2023 | 49235 | 203261714 | 06/20/2023
Rheem Sales Company, Inc. | Mainline | ML98VB085M521USA | Federally-Regulated Consumer Product | Non-Weatherized, Condensing Ga | 2209 | 292 |  | 05/26/2023 | 33631 | 202356699 | 06/20/2023
Rheem Sales Company, Inc. | Mainline | ML98VB060M317USA | Federally-Regulated Consumer Product | Non-Weatherized, Condensing Ga | 1110 | 244 |  | 05/26/2023 | 22600 | 202356698 | 06/20/2023
Rheem Sales Company, Inc. | Mainline | ML98VB115M524USA | Federally-Regulated Consumer Product | Non-Weatherized, Condensing Ga | 1971 | 282 |  | 05/26/2023 | 44499 | 202356702 | 06/20/2023
Rheem Sales Company, Inc. | Mainline | ML98VB100M521USA | Federally-Regulated Consumer Product | Non-Weatherized, Condensing Ga | 2084 | 287 |  | 05/26/2023 | 39023 | 202356701 | 06/20/2023
Rheem Sales Company, Inc. | Mainline | ML98VB070M317USA | Federally-Regulated Consumer Product | Non-Weatherized, Condensing Ga | 1162 | 246 |  | 05/26/2023 | 28246 | 202356700 | 06/20/2023
Rheem Sales Company, Inc. | Mainline | ML95TC0701521MSA | Federally-Regulated Consumer Product | Non-Weatherized, Condensing Ga | 1983 | 279 |  | 05/26/2023 | 70360 | 203261713 | 06/20/2023
Rheem Sales Company, Inc. | Mainline | ML96TA0702521MSA | Federally-Regulated Consumer Product | Non-Weatherized, Condensing Ga | 1854 | 277 |  | 05/26/2023 | 49250 | 203261715 | 06/20/2023
Nordyne, LLC | Airtemp | VG7SD-072D-T35C1 | Federally-Regulated Consumer Product | Non-Weatherized, Condensing Ga | 1826 | 275 |  | 06/09/2023 | 72142 | 205309146 | 06/20/2023
Rheem Sales Company, Inc. | Mainline | ML96VA0702521MSA | Federally-Regulated Consumer Product | Non-Weatherized, Condensing Ga | 1923 | 280 |  | 06/20/2023 | 49235 | 203261714 | 06/20/2023
Rheem Sales Company, Inc. | Mainline | ML98VB085M521USA | Federally-Regulated Consumer Product | Non-Weatherized, Condensing Ga | 2209 | 292 |  | 06/20/2023 | 33631 | 202356699 | 06/20/2023
Rheem Sales Company, Inc. | Mainline | ML98VB060M317USA | Federally-Regulated Consumer Product | Non-Weatherized, Condensing Ga | 1110 | 244 |  | 06/20/2023 | 22600 | 202356698 | 06/20/2023
Rheem Sales Company, Inc. | Mainline | ML98VB115M524USA | Federally-Regulated Consumer Product | Non-Weatherized, Condensing Ga | 1971 | 282 |  | 05/26/2023 | 44499 | 202356702 | 06/20/2023
Rheem Sales Company, Inc. | Mainline | ML98VB100M521USA | Federally-Regulated Consumer Product | Non-Weatherized, Condensing Ga | 2084 | 287 |  | 06/20/2023 | 39023 | 202356701 | 06/20/2023
Rheem Sales Company, Inc. | Mainline | ML98VB070M317USA | Federally-Regulated Consumer Product | Non-Weatherized, Condensing Ga | 1162 | 246 |  | 06/20/2023 | 28246 | 202356700 | 06/20/2023
Rheem Sales Company, Inc. | Mainline | ML95TC0701521MSA | Federally-Regulated Consumer Product | Non-Weatherized, Condensing Ga | 1983 | 279 |  | 05/26/2023 | 70360 | 203261713 | 06/20/2023
Rheem Sales Company, Inc. | Mainline | ML96TA0702521MSA | Federally-Regulated Consumer Product | Non-Weatherized, Condensing Ga | 1854 | 277 |  | 06/20/2023 | 49250 | 203261715 | 06/20/2023
Nordyne, LLC | Airtemp | VG7SD-072D-T35C1 | Federally-Regulated Consumer Product | Non-Weatherized, Condensing Ga | 1826 | 275 |  | 06/20/2023 | 72142 | 205309146 | 06/20/2023
Rheem Sales Company, Inc. | Mainline | ML96VA0702521MSA | Federally-Regulated Consumer Product | Non-Weatherized, Condensing Ga | 1923 | 280 |  | 06/20/2023 | 49235 | 203261714 | 06/20/2023
Rheem Sales Company, Inc. | Mainline | ML98VB085M521USA | Federally-Regulated Consumer Product | Non-Weatherized, Condensing Ga | 2209 | 292 |  | 06/20/2023 | 33631 | 202356699 | 06/20/2023
Rheem Sales Company, Inc. | Mainline | ML98VB060M317USA | Federally-Regulated Consumer Product | Non-Weatherized, Condensing Ga | 1110 | 244 |  | 06/20/2023 | 22600 | 202356698 | 06/20/2023
Rheem Sales Company, Inc. | Mainline | ML98VB115M524USA | Federally-Regulated Consumer Product | Non-Weatherized, Condensing Ga | 1971 | 282 |  | 06/20/2023 | 44499 | 202356702 | 06/20/2023
Rheem Sales Company, Inc. | Mainline | ML98VB100M521USA | Federally-Regulated Consumer Product | Non-Weatherized, Condensing Ga | 2084 | 287 |  | 06/20/2023 | 39023 | 202356701 | 06/20/2023
Rheem Sales Company, Inc. | Mainline | ML98VB070M317USA | Federally-Regulated Consumer Product | Non-Weatherized, Condensing Ga | 1162 | 246 |  | 06/20/2023 | 28246 | 202356700 | 06/20/2023
Rheem Sales Company, Inc. | Mainline | ML95TC0701521MSA | Federally-Regulated Consumer Product | Non-Weatherized, Condensing Ga | 1983 | 279 |  | 06/20/2023 | 70360 | 203261713 | 06/20/2023
Rheem Sales Company, Inc. | Mainline | ML96TA0702521MSA | Federally-Regulated Consumer Product | Non-Weatherized, Condensing Ga | 1854 | 277 |  | 06/20/2023 | 49250 | 203261715 | 06/20/2023
Nordyne, LLC | Airtemp | VG7SD-072D-T35C1 | Federally-Regulated Consumer Product | Non-Weatherized, Condensing Ga | 1826 | 275 |  | 06/20/2023 | 72142 | 205309146 | 06/20/2023
Lennox Industries Inc. | Ducane | 96G1UH045BE12-* | Federally-Regulated Consumer Product | Non-Weatherized, Condensing Ga | 1284 | 251 |  | 06/20/2023 | 44162 | 201870453 | 06/20/2023
Lennox Industries Inc. | Ducane | 96G1UH090CE16-* | Federally-Regulated Consumer Product | Non-Weatherized, Condensing Ga | 1566 | 264 |  | 06/20/2023 | 87748 | 202158082 | 06/20/2023
Lennox Industries Inc. | Ducane | 95G1UH060BE12X-* | Federally-Regulated Consumer Product | Non-Weatherized, Condensing Ga | 1313 | 253 |  | 06/20/2023 | 60222 | 201981483 | 06/20/2023
Lennox Industries Inc. | Ducane | 96G1UH070BE12-* | Federally-Regulated Consumer Product | Non-Weatherized, Condensing Ga | 1298 | 252 |  | 06/20/2023 | 65683 | 201870455 | 06/20/2023
Lennox Industries Inc. | Ducane | 96G1UH110CE20-* | Federally-Regulated Consumer Product | Non-Weatherized, Condensing Ga | 2018 | 284 |  | 06/20/2023 | 110619 | 202160622 | 06/20/2023
Lennox Industries Inc. | Ducane | 95G1UH040BE12X-* | Federally-Regulated Consumer Product | Non-Weatherized, Condensing Ga | 1288 | 252 |  | 06/20/2023 | 40446 | 201870467 | 06/20/2023
Lennox Industries Inc. | Ducane | 95G1UH100CE20X-* | Federally-Regulated Consumer Product | Non-Weatherized, Condensing Ga | 1957 | 281 |  | 06/20/2023 | 80908 | 201870473 | 06/20/2023
Lennox Industries Inc. | Ducane | 95G1UH080CE16X-* | Federally-Regulated Consumer Product | Non-Weatherized, Condensing Ga | 1573 | 264 |  | 06/20/2023 | 60222 | 201870471 | 06/20/2023
Rheem Sales Company, Inc. | Fujitsu | FF85215LT96M | Federally-Regulated Consumer Product | Non-Weatherized, Condensing Ga | 1947 | 281 | 281 | 05/26/2023 | 58053 | 10515074 | 06/20/2023
Rheem Sales Company, Inc. | Fujitsu | FF70173LM98U | Federally-Regulated Consumer Product | Non-Weatherized, Condensing Ga | 1162 | 246 | 246 | 05/26/2023 | 28246 | 202070558 | 06/20/2023
Rheem Sales Company, Inc. | Fujitsu | FF85215TT96M | Federally-Regulated Consumer Product | Non-Weatherized, Condensing Ga | 2115 | 288 | 288 | 05/26/2023 | 58240 | 10515071 | 06/20/2023
Rheem Sales Company, Inc. | Fujitsu | FF100215LT96M | Federally-Regulated Consumer Product | Non-Weatherized, Condensing Ga | 1858 | 277 | 277 | 05/26/2023 | 68679 | 10515136 | 06/20/2023
Rheem Sales Company, Inc. | Fujitsu | FF60173TT96M | Federally-Regulated Consumer Product | Non-Weatherized, Condensing Ga | 1342 | 254 | 254 | 05/26/2023 | 39319 | 10515069 | 06/20/2023
Rheem Sales Company, Inc. | Fujitsu | FF115245TT96M | Federally-Regulated Consumer Product | Non-Weatherized, Condensing Ga | 1935 | 280 | 280 | 05/26/2023 | 78711 | 10515073 | 06/20/2023
Rheem Sales Company, Inc. | Fujitsu | FF70173LT96M | Federally-Regulated Consumer Product | Non-Weatherized, Condensing Ga | 1290 | 252 | 252 | 05/26/2023 | 48940 | 10515135 | 06/20/2023
Rheem Sales Company, Inc. | Fujitsu | FF100215TT96M | Federally-Regulated Consumer Product | Non-Weatherized, Condensing Ga | 1930 | 280 | 280 | 05/26/2023 | 69202 | 10515072 | 06/20/2023
Rheem Sales Company, Inc. | Fujitsu | FF115245LM97K | Federally-Regulated Consumer Product | Non-Weatherized, Condensing Ga | 1959 | 281 | 281 | 05/26/2023 | 44459 | 202070458 | 06/20/2023
Rheem Sales Company, Inc. | Fujitsu | FF100215LM97K | Federally-Regulated Consumer Product | Non-Weatherized, Condensing Ga | 1990 | 282 | 283 | 05/26/2023 | 39222 | 202070442 | 06/20/2023
Rheem Sales Company, Inc. | Fujitsu | FF100215LM98U | Federally-Regulated Consumer Product | Non-Weatherized, Condensing Ga | 2084 | 287 | 287 | 05/26/2023 | 39023 | 202070562 | 06/20/2023
Rheem Sales Company, Inc. | Fujitsu | FF60173LT96M | Federally-Regulated Consumer Product | Non-Weatherized, Condensing Ga | 1372 | 255 | 255 | 05/26/2023 | 37932 | 10515134 | 06/20/2023
Rheem Sales Company, Inc. | Fujitsu | FF70173TT96M | Federally-Regulated Consumer Product | Non-Weatherized, Condensing Ga | 1321 | 253 | 253 | 05/26/2023 | 49242 | 10515070 | 06/20/2023
Rheem Sales Company, Inc. | Fujitsu | FF115245LM98U | Federally-Regulated Consumer Product | Non-Weatherized, Condensing Ga | 1971 | 282 | 282 | 05/26/2023 | 44499 | 202070567 | 06/20/2023
Rheem Sales Company, Inc. | Fujitsu | FF85215LM98U | Federally-Regulated Consumer Product | Non-Weatherized, Condensing Ga | 2209 | 292 | 292 | 05/26/2023 | 33631 | 202070554 | 06/20/2023
Rheem Sales Company, Inc. | Fujitsu | FF70215LT96M | Federally-Regulated Consumer Product | Non-Weatherized, Condensing Ga | 1923 | 280 | 280 | 05/26/2023 | 49235 | 203261711 | 06/20/2023
Rheem Sales Company, Inc. | Fujitsu | FF60173LM97K | Federally-Regulated Consumer Product | Non-Weatherized, Condensing Ga | 1327 | 253 | 253 | 05/26/2023 | 22218 | 202070448 | 06/20/2023
Rheem Sales Company, Inc. | Fujitsu | FF60173LM98U | Federally-Regulated Consumer Product | Non-Weatherized, Condensing Ga | 1110 | 244 | 244 | 05/26/2023 | 22600 | 202070550 | 06/20/2023
Rheem Sales Company, Inc. | Fujitsu | FF60173TS95M | Federally-Regulated Consumer Product | Non-Weatherized, Condensing Ga | 1156 | 246 | 246 | 05/26/2023 | 55624 | 10260150 | 06/20/2023
Rheem Sales Company, Inc. | Fujitsu | FF40173TT96M | Federally-Regulated Consumer Product | Non-Weatherized, Condensing Ga | 1252 | 250 | 250 | 05/26/2023 | 29298 | 10515068 | 06/20/2023
Rheem Sales Company, Inc. | Fujitsu | FF115245TS95M | Federally-Regulated Consumer Product | Non-Weatherized, Condensing Ga | 2041 | 285 | 285 | 05/26/2023 | 111488 | 10260154 | 06/20/2023
Rheem Sales Company, Inc. | Fujitsu | FF70173LM97K | Federally-Regulated Consumer Product | Non-Weatherized, Condensing Ga | 1282 | 251 | 251 | 05/26/2023 | 28494 | 202070453 | 06/20/2023
Rheem Sales Company, Inc. | Fujitsu | FF70215TT96M | Federally-Regulated Consumer Product | Non-Weatherized, Condensing Ga | 1854 | 277 | 277 | 05/26/2023 | 49250 | 203261712 | 06/20/2023
Rheem Sales Company, Inc. | Fujitsu | FF85215LM97K | Federally-Regulated Consumer Product | Non-Weatherized, Condensing Ga | 2138 | 289 | 289 | 05/26/2023 | 33549 | 202070437 | 06/20/2023
Rheem Sales Company, Inc. | Fujitsu | FF70215TS95M | Federally-Regulated Consumer Product | Non-Weatherized, Condensing Ga | 1983 | 279 | 282 | 05/26/2023 | 70360 | 203261710 | 06/20/2023
Allied Air | MRCOOL | MGM95SE045B3XA | Federally-Regulated Consumer Product | Non-Weatherized, Condensing Ga | 1282 | 251 |  | 06/20/2023 | 43901 | 204085887 | 06/20/2023
Allied Air | MRCOOL | MGM95SE135D5XA | Federally-Regulated Consumer Product | Non-Weatherized, Condensing Ga | 2215 | 292 |  | 06/20/2023 | 130202 | 204085891 | 06/20/2023
Allied Air | MRCOOL | MGM95SE070B3XA | Federally-Regulated Consumer Product | Non-Weatherized, Condensing Ga | 1316 | 253 |  | 06/20/2023 | 66799 | 204085888 | 06/20/2023
Allied Air | MRCOOL | MGM95SE090C4XA | Federally-Regulated Consumer Product | Non-Weatherized, Condensing Ga | 1535 | 263 |  | 06/20/2023 | 88204 | 204085889 | 06/20/2023
Allied Air | MRCOOL | MGM95SE110C5XA | Federally-Regulated Consumer Product | Non-Weatherized, Condensing Ga | 1988 | 282 |  | 06/20/2023 | 109859 | 204085890 | 06/20/2023
Lennox Industries Inc. | AC PRO | 95G1UH040BE12X-* | Federally-Regulated Consumer Product | Non-Weatherized, Condensing Ga | 1288 | 252 |  | 06/20/2023 | 40446 | 204032280 | 06/20/2023
Lennox Industries Inc. | AC PRO | A97US2V040B12X-*-* | Federally-Regulated Consumer Product | Non-Weatherized, Condensing Ga | 1397 | 256 |  | 06/20/2023 | 25747 | 204032276 | 06/20/2023
Lennox Industries Inc. | AC PRO | 95G1UH060BE12X-* | Federally-Regulated Consumer Product | Non-Weatherized, Condensing Ga | 1313 | 253 |  | 06/20/2023 | 60222 | 204032281 | 06/20/2023
Lennox Industries Inc. | AC PRO | A97US2V080C16X-*-* | Federally-Regulated Consumer Product | Non-Weatherized, Condensing Ga | 1789 | 274 |  | 06/20/2023 | 52127 | 204032278 | 06/20/2023
Lennox Industries Inc. | AC PRO | 95G1UH080CE16X-* | Federally-Regulated Consumer Product | Non-Weatherized, Condensing Ga | 1573 | 264 |  | 06/20/2023 | 60222 | 204032282 | 06/20/2023
Lennox Industries Inc. | AC PRO | A97US2V060B12X-** | Federally-Regulated Consumer Product | Non-Weatherized, Condensing Ga | 1502 | 261 |  | 06/20/2023 | 38935 | 204032277 | 06/20/2023
Lennox Industries Inc. | AC PRO | 95G1UH100CE20X-* | Federally-Regulated Consumer Product | Non-Weatherized, Condensing Ga | 1957 | 281 |  | 06/20/2023 | 80908 | 204032283 | 06/20/2023
Lennox Industries Inc. | AC PRO | A97US2V080C20X-*-* | Federally-Regulated Consumer Product | Non-Weatherized, Condensing Ga | 2327 | 297 |  | 06/20/2023 | 51978 | 204032279 | 06/20/2023
Nordyne, LLC | AMERICAN STANDARD | L9X1A050U3VSAAA | Federally-Regulated Consumer Product | Non-Weatherized, Condensing Ga | 1446 | 259 |  | 06/20/2023 | 50148 | 206711231 | 06/20/2023
Nordyne, LLC | AMERICAN STANDARD | L9X1C100U5VSAAA | Federally-Regulated Consumer Product | Non-Weatherized, Condensing Ga | 2088 | 287 |  | 06/20/2023 | 100330 | 206711232 | 06/20/2023
Rheem Sales Company, Inc. | Thermal Zone | TZ96MDV100C50A | Federally-Regulated Consumer Product | Non-Weatherized, Condensing Ga | 1858 | 277 | 277 | 05/26/2023 | 68679 | 7502139 | 06/20/2023
Rheem Sales Company, Inc. | Thermal Zone | TZ92MSX040B30A | Federally-Regulated Consumer Product | Non-Weatherized, Condensing Ga | 1107 | 244 | 244 | 05/26/2023 | 41877 | 9958600 | 06/20/2023
Rheem Sales Company, Inc. | Thermal Zone | TZ95MSX085C50C | Federally-Regulated Consumer Product | Non-Weatherized, Condensing Ga | 1929 | 280 | 280 | 05/26/2023 | 84515 | 8934620 | 06/20/2023
Rheem Sales Company, Inc. | Thermal Zone | TZ96MDV070C50A | Federally-Regulated Consumer Product | Non-Weatherized, Condensing Ga | 1923 | 280 | 280 | 05/26/2023 | 49235 | 203261730 | 06/20/2023
Rheem Sales Company, Inc. | Thermal Zone | TZ92MSX085C50A | Federally-Regulated Consumer Product | Non-Weatherized, Condensing Ga | 1929 | 280 | 280 | 05/26/2023 | 84515 | 9958612 | 06/20/2023
Rheem Sales Company, Inc. | Thermal Zone | TZ92MSX100C50A | Federally-Regulated Consumer Product | Non-Weatherized, Condensing Ga | 2066 | 286 | 286 | 05/26/2023 | 98023 | 9958616 | 06/20/2023
Rheem Sales Company, Inc. | Thermal Zone | TZ96MDX070C50A | Federally-Regulated Consumer Product | Non-Weatherized, Condensing Ga | 1854 | 277 | 277 | 05/26/2023 | 49250 | 203261731 | 06/20/2023
Rheem Sales Company, Inc. | Thermal Zone | TZ96MDV070B30A | Federally-Regulated Consumer Product | Non-Weatherized, Condensing Ga | 1290 | 252 | 252 | 05/26/2023 | 48940 | 7502137 | 06/20/2023
Rheem Sales Company, Inc. | Thermal Zone | TZ96MDX060B30A | Federally-Regulated Consumer Product | Non-Weatherized, Condensing Ga | 1342 | 254 | 254 | 05/26/2023 | 39319 | 9950846 | 06/20/2023
Rheem Sales Company, Inc. | Thermal Zone | TZ92MSX060B30A | Federally-Regulated Consumer Product | Non-Weatherized, Condensing Ga | 1156 | 246 | 246 | 05/26/2023 | 55624 | 9958604 | 06/20/2023
Rheem Sales Company, Inc. | Thermal Zone | TZ96MDX040B30A | Federally-Regulated Consumer Product | Non-Weatherized, Condensing Ga | 1252 | 250 | 250 | 05/26/2023 | 29298 | 9950842 | 06/20/2023
Rheem Sales Company, Inc. | Thermal Zone | TZ96MDX115D50A | Federally-Regulated Consumer Product | Non-Weatherized, Condensing Ga | 1935 | 280 | 280 | 05/26/2023 | 78711 | 9950862 | 06/20/2023
Rheem Sales Company, Inc. | Thermal Zone | TZ95MSX060B30C | Federally-Regulated Consumer Product | Non-Weatherized, Condensing Ga | 1156 | 246 | 246 | 05/26/2023 | 55624 | 8934612 | 06/20/2023
Rheem Sales Company, Inc. | Thermal Zone | TZ96MDX070B30A | Federally-Regulated Consumer Product | Non-Weatherized, Condensing Ga | 1321 | 253 | 253 | 05/26/2023 | 49242 | 9950850 | 06/20/2023
Rheem Sales Company, Inc. | Thermal Zone | TZ96MDV060B30A | Federally-Regulated Consumer Product | Non-Weatherized, Condensing Ga | 1372 | 255 | 255 | 05/26/2023 | 37932 | 7502136 | 06/20/2023
Rheem Sales Company, Inc. | Thermal Zone | TZ96MDX100C50A | Federally-Regulated Consumer Product | Non-Weatherized, Condensing Ga | 1930 | 280 | 280 | 05/26/2023 | 69202 | 9950858 | 06/20/2023
Rheem Sales Company, Inc. | Thermal Zone | TZ95MSX115D50C | Federally-Regulated Consumer Product | Non-Weatherized, Condensing Ga | 2041 | 285 | 285 | 05/26/2023 | 111488 | 8934628 | 06/20/2023
Rheem Sales Company, Inc. | Thermal Zone | TZ92MSX070B30A | Federally-Regulated Consumer Product | Non-Weatherized, Condensing Ga | 1362 | 255 | 255 | 05/26/2023 | 69960 | 9958608 | 06/20/2023
Rheem Sales Company, Inc. | Thermal Zone | TZ96MDX085C50A | Federally-Regulated Consumer Product | Non-Weatherized, Condensing Ga | 2115 | 288 | 288 | 05/26/2023 | 58240 | 9950854 | 06/20/2023
Rheem Sales Company, Inc. | Thermal Zone | TZ95MSX070C50C | Federally-Regulated Consumer Product | Non-Weatherized, Condensing Ga | 1983 | 279 | 282 | 05/26/2023 | 70360 | 203261729 | 06/20/2023
Rheem Sales Company, Inc. | Thermal Zone | TZ95MSX100C50C | Federally-Regulated Consumer Product | Non-Weatherized, Condensing Ga | 2066 | 286 |  | 05/25/2023 | 98023 | 8934624 | 06/20/2023
Rheem Sales Company, Inc. | Thermal Zone | TZ96MDV085C50B | Federally-Regulated Consumer Product | Non-Weatherized, Condensing Ga | 1947 | 281 |  | 05/25/2023 | 58053 | 7502138 | 06/20/2023
Lennox Industries Inc. | ARMSTRONG AIR | A93UH1E090C12A* | Federally-Regulated Consumer Product | Non-Weatherized, Condensing Ga | 1295 | 252 |  | 06/20/2023 | 88167 | 203926016 | 06/20/2023
Lennox Industries Inc. | ARMSTRONG AIR | A96US2V070B12S-* | Federally-Regulated Consumer Product | Non-Weatherized, Condensing Ga | 1473 | 260 |  | 06/20/2023 | 43248 | 201695946 | 06/20/2023
Lennox Industries Inc. | ARMSTRONG AIR | A96US2V110C20S-* | Federally-Regulated Consumer Product | Non-Weatherized, Condensing Ga | 2307 | 297 |  | 06/20/2023 | 71185 | 201695951 | 06/20/2023
Lennox Industries Inc. | ARMSTRONG AIR | A93UH1E070B12A* | Federally-Regulated Consumer Product | Non-Weatherized, Condensing Ga | 1277 | 251 |  | 06/20/2023 | 65742 | 203926015 | 06/20/2023
Lennox Industries Inc. | ARMSTRONG AIR | A93UH1E110C20A* | Federally-Regulated Consumer Product | Non-Weatherized, Condensing Ga | 1966 | 282 |  | 06/20/2023 | 110142 | 203926019 | 06/20/2023
Lennox Industries Inc. | ARMSTRONG AIR | A97US2V080C20X-*-* | Federally-Regulated Consumer Product | Non-Weatherized, Condensing Ga | 2327 | 297 |  | 06/20/2023 | 51978 | 201870448 | 06/20/2023
Lennox Industries Inc. | ARMSTRONG AIR | A96DS2V110C20S-* | Federally-Regulated Consumer Product | Non-Weatherized, Condensing Ga | 2263 | 295 |  | 06/20/2023 | 71480 | 201695959 | 06/20/2023
Lennox Industries Inc. | ARMSTRONG AIR | A97US2V040B12X-*-* | Federally-Regulated Consumer Product | Non-Weatherized, Condensing Ga | 1397 | 256 |  | 06/20/2023 | 25747 | 201870438 | 06/20/2023
Lennox Industries Inc. | ARMSTRONG AIR | A96DS2V090C20S-* | Federally-Regulated Consumer Product | Non-Weatherized, Condensing Ga | 2247 | 294 |  | 06/20/2023 | 57246 | 201695965 | 06/20/2023
Lennox Industries Inc. | ARMSTRONG AIR | A93DF1E045B12A* | Federally-Regulated Consumer Product | Non-Weatherized, Condensing Ga | 1307 | 253 |  | 06/20/2023 | 43616 | 203926020 | 06/20/2023
Lennox Industries Inc. | ARMSTRONG AIR | A96US2V045B12S-* | Federally-Regulated Consumer Product | Non-Weatherized, Condensing Ga | 1270 | 251 |  | 06/20/2023 | 28998 | 201695944 | 06/20/2023
Lennox Industries Inc. | ARMSTRONG AIR | A96US2V110C16S-* | Federally-Regulated Consumer Product | Non-Weatherized, Condensing Ga | 1752 | 272 |  | 06/20/2023 | 71078 | 201695953 | 06/20/2023
Lennox Industries Inc. | ARMSTRONG AIR | A96US2V090C12S-* | Federally-Regulated Consumer Product | Non-Weatherized, Condensing Ga | 1394 | 256 |  | 06/20/2023 | 57911 | 201695961 | 06/20/2023
Lennox Industries Inc. | ARMSTRONG AIR | A93UH1E090C16A* | Federally-Regulated Consumer Product | Non-Weatherized, Condensing Ga | 1652 | 268 |  | 06/20/2023 | 87424 | 203926017 | 06/20/2023
Lennox Industries Inc. | ARMSTRONG AIR | 96G1UH060BE12X-* | Federally-Regulated Consumer Product | Non-Weatherized, Condensing Ga | 1313 | 253 |  | 06/20/2023 | 60222 | 201981475 | 06/20/2023
Lennox Industries Inc. | ARMSTRONG AIR | A96US2V090C16*-* | Federally-Regulated Consumer Product | Non-Weatherized, Condensing Ga | 1764 | 273 |  | 06/20/2023 | 57721 | 201696026 | 06/20/2023
Lennox Industries Inc. | ARMSTRONG AIR | A96DS2V070B16S-* | Federally-Regulated Consumer Product | Non-Weatherized, Condensing Ga | 1755 | 272 |  | 06/20/2023 | 43625 | 201695957 | 06/20/2023
Lennox Industries Inc. | ARMSTRONG AIR | A93DF1E090C16A* | Federally-Regulated Consumer Product | Non-Weatherized, Condensing Ga | 1659 | 268 |  | 06/20/2023 | 87251 | 203926022 | 06/20/2023
Lennox Industries Inc. | ARMSTRONG AIR | A93UH1E030B12A* | Federally-Regulated Consumer Product | Non-Weatherized, Condensing Ga | 1311 | 253 |  | 06/20/2023 | 29941 | 203926013 | 06/20/2023
Lennox Industries Inc. | ARMSTRONG AIR | A96DS2V045B12S-* | Federally-Regulated Consumer Product | Non-Weatherized, Condensing Ga | 1331 | 254 |  | 06/20/2023 | 28604 | 201695955 | 06/20/2023
Lennox Industries Inc. | ARMSTRONG AIR | A96US2V135D20S-* | Federally-Regulated Consumer Product | Non-Weatherized, Condensing Ga | 2361 | 299 |  | 06/20/2023 | 86440 | 201695948 | 06/20/2023
Lennox Industries Inc. | ARMSTRONG AIR | A93UH1E110C16A* | Federally-Regulated Consumer Product | Non-Weatherized, Condensing Ga | 1574 | 264 |  | 06/20/2023 | 109805 | 203926018 | 06/20/2023
Lennox Industries Inc. | ARMSTRONG AIR | A97US2V080C16X-*-* | Federally-Regulated Consumer Product | Non-Weatherized, Condensing Ga | 1789 | 274 |  | 06/20/2023 | 52127 | 201870446 | 06/20/2023
Lennox Industries Inc. | ARMSTRONG AIR | A93DF1E070B12A* | Federally-Regulated Consumer Product | Non-Weatherized, Condensing Ga | 1331 | 254 |  | 06/20/2023 | 66519 | 203926021 | 06/20/2023
Lennox Industries Inc. | ARMSTRONG AIR | A96US2V090C20S-* | Federally-Regulated Consumer Product | Non-Weatherized, Condensing Ga | 2339 | 298 |  | 06/20/2023 | 57122 | 201695967 | 06/20/2023
Lennox Industries Inc. | ARMSTRONG AIR | A97US2V060B12X-** | Federally-Regulated Consumer Product | Non-Weatherized, Condensing Ga | 1502 | 261 |  | 06/20/2023 | 38935 | 201870444 | 06/20/2023
Allied Air | Century | GUH92C110C4M | Federally-Regulated Consumer Product | Non-Weatherized, Condensing Ga | 1574 | 264 |  | 06/20/2023 | 109805 | 204713851 | 06/20/2023
Allied Air | Century | GUH97M090C5M | Federally-Regulated Consumer Product | Non-Weatherized, Condensing Ga | 2103 | 288 |  | 06/20/2023 | 35270 | 202443440 | 06/20/2023
Allied Air | Century | GUH96T090C3M-* | Federally-Regulated Consumer Product | Non-Weatherized, Condensing Ga | 1395 | 256 |  | 06/20/2023 | 57347 | 204388839 | 06/20/2023
Allied Air | Century | GUH95C070B3M | Federally-Regulated Consumer Product | Non-Weatherized, Condensing Ga | 1316 | 253 |  | 06/20/2023 | 66799 | 202195678 | 06/20/2023
Allied Air | Century | GUH97M070B3M | Federally-Regulated Consumer Product | Non-Weatherized, Condensing Ga | 1528 | 262 |  | 06/20/2023 | 26717 | 202443434 | 06/20/2023
Allied Air | Century | GUH97M135C5M | Federally-Regulated Consumer Product | Non-Weatherized, Condensing Ga | 2125 | 289 |  | 06/20/2023 | 52961 | 202443444 | 06/20/2023
Allied Air | Century | GUH96T135D5M-* | Federally-Regulated Consumer Product | Non-Weatherized, Condensing Ga | 2135 | 289 |  | 06/20/2023 | 86786 | 204388843 | 06/20/2023
Allied Air | Century | GUH96T090C5M-* | Federally-Regulated Consumer Product | Non-Weatherized, Condensing Ga | 2215 | 292 |  | 06/20/2023 | 56766 | 204388837 | 06/20/2023
Allied Air | Century | GUH95C045B3M | Federally-Regulated Consumer Product | Non-Weatherized, Condensing Ga | 1282 | 251 |  | 06/20/2023 | 43901 | 202195677 | 06/20/2023
Allied Air | Century | GDD92C045B3M | Federally-Regulated Consumer Product | Non-Weatherized, Condensing Ga | 1307 | 253 |  | 06/20/2023 | 43616 | 204713855 | 06/20/2023
Allied Air | Century | GUH92C090C4M | Federally-Regulated Consumer Product | Non-Weatherized, Condensing Ga | 1652 | 268 |  | 06/20/2023 | 87424 | 204713849 | 06/20/2023
Allied Air | Century | GDD92C070B3M | Federally-Regulated Consumer Product | Non-Weatherized, Condensing Ga | 1331 | 254 |  | 06/20/2023 | 66519 | 204713857 | 06/20/2023
Allied Air | Century | GUH96T070B3M-* | Federally-Regulated Consumer Product | Non-Weatherized, Condensing Ga | 1413 | 257 |  | 06/20/2023 | 43058 | 204388834 | 06/20/2023
Allied Air | Century | GDD92C090C4M | Federally-Regulated Consumer Product | Non-Weatherized, Condensing Ga | 1659 | 268 |  | 06/20/2023 | 87251 | 204713859 | 06/20/2023
Allied Air | Century | GUH95C135D5M | Federally-Regulated Consumer Product | Non-Weatherized, Condensing Ga | 2215 | 292 |  | 06/20/2023 | 130202 | 202195681 | 06/20/2023
Allied Air | Century | GUH97M110C5M | Federally-Regulated Consumer Product | Non-Weatherized, Condensing Ga | 2042 | 285 |  | 06/20/2023 | 43915 | 202443442 | 06/20/2023
Allied Air | Century | GUH96T045B3M-* | Federally-Regulated Consumer Product | Non-Weatherized, Condensing Ga | 1310 | 253 |  | 06/20/2023 | 28806 | 204388832 | 06/20/2023
Allied Air | Century | GUH92C110C5M | Federally-Regulated Consumer Product | Non-Weatherized, Condensing Ga | 1966 | 282 |  | 06/20/2023 | 110142 | 204713853 | 06/20/2023
Allied Air | Century | GUH95C090C4M | Federally-Regulated Consumer Product | Non-Weatherized, Condensing Ga | 1535 | 263 |  | 06/20/2023 | 88204 | 202195679 | 06/20/2023
Allied Air | Century | GUH96T110C5M-* | Federally-Regulated Consumer Product | Non-Weatherized, Condensing Ga | 2083 | 287 |  | 06/20/2023 | 71341 | 204388841 | 06/20/2023
Allied Air | Century | GUH95C110C5M | Federally-Regulated Consumer Product | Non-Weatherized, Condensing Ga | 1988 | 282 |  | 06/20/2023 | 109853 | 202195680 | 06/20/2023
Allied Air | Century | GUH97M090C3M | Federally-Regulated Consumer Product | Non-Weatherized, Condensing Ga | 1469 | 260 |  | 06/20/2023 | 35645 | 202443436 | 06/20/2023
Allied Air | Century | GUH97M090C4M | Federally-Regulated Consumer Product | Non-Weatherized, Condensing Ga | 1892 | 278 |  | 06/20/2023 | 35773 | 202443438 | 06/20/2023
Nordyne, LLC | REVOLV | MG2S-072F2ABM* | Federally-Regulated Consumer Product | Mobile Home Non-Weatherized, C | 1565 | 350 |  | 05/25/2023 | 46903 | 203049801 | 06/22/2023
Nordyne, LLC | REVOLV | MG2S-060F2ABM* | Federally-Regulated Consumer Product | Mobile Home Non-Weatherized, C | 1292 | 330 |  | 05/25/2023 | 39969 | 203049796 | 06/22/2023
Nordyne, LLC | REVOLV | MG2S-045F2ABM* | Federally-Regulated Consumer Product | Mobile Home Non-Weatherized, C | 1603 | 352 |  | 05/25/2023 | 29516 | 203049789 | 06/22/2023
Nordyne, LLC | REVOLV | MG2S-072F2ABM* | Federally-Regulated Consumer Product | Mobile Home Non-Weatherized, C | 1565 | 350 |  | 06/22/2023 | 46903 | 203049801 | 06/22/2023
Nordyne, LLC | REVOLV | MG2S-060F2ABM* | Federally-Regulated Consumer Product | Mobile Home Non-Weatherized, C | 1292 | 330 |  | 06/22/2023 | 39969 | 203049796 | 06/22/2023
Nordyne, LLC | REVOLV | MG2S-045F2ABM* | Federally-Regulated Consumer Product | Mobile Home Non-Weatherized, C | 1603 | 352 |  | 06/22/2023 | 29516 | 203049789 | 06/22/2023
Nordyne, LLC | Broan | KG7TC-080D-E35CP | Federally-Regulated Consumer Product | Non-Weatherized, Condensing Ga | 1686 | 269 |  | 06/15/2023 | 51925 | 207456117 | 06/22/2023
Nordyne, LLC | Broan | KG7SC-120*-T45D* | Federally-Regulated Consumer Product | Non-Weatherized, Condensing Ga | 2047 | 272 |  | 06/15/2023 | 120160 | 205147071 | 06/22/2023
Nordyne, LLC | Broan | FG7SC-120*-T45D* | Federally-Regulated Consumer Product | Non-Weatherized, Condensing Ga | 2047 | 272 |  | 06/15/2023 | 120160 | 205147068 | 06/22/2023
Nordyne, LLC | Broan | FG7TC-060D-V24BP | Federally-Regulated Consumer Product | Non-Weatherized, Condensing Ga | 1339 | 254 |  | 06/15/2023 | 38422 | 207456111 | 06/22/2023
Nordyne, LLC | Broan | FG7TC-080D-V35CP | Federally-Regulated Consumer Product | Non-Weatherized, Condensing Ga | 1873 | 277 |  | 06/15/2023 | 50261 | 207456121 | 06/22/2023
Nordyne, LLC | Broan | MG2S-072F2ABM* | Federally-Regulated Consumer Product | Mobile Home Non-Weatherized, C | 1565 | 350 |  | 05/25/2023 | 46903 | 203049612 | 06/22/2023
Nordyne, LLC | Broan | KG7SC-038*-T23AP | Federally-Regulated Consumer Product | Non-Weatherized, Condensing Ga | 1252 | 250 |  | 06/08/2023 | 37844 | 207456244 | 06/22/2023
Nordyne, LLC | Broan | MG2S-060F2ABM* | Federally-Regulated Consumer Product | Mobile Home Non-Weatherized, C | 1292 | 330 |  | 05/25/2023 | 39969 | 203049599 | 06/22/2023
Nordyne, LLC | Broan | KG7TC-060D-E24BP | Federally-Regulated Consumer Product | Non-Weatherized, Condensing Ga | 1222 | 249 |  | 06/15/2023 | 39014 | 207456107 | 06/22/2023
Nordyne, LLC | Broan | KG7TC-100D-E35CP | Federally-Regulated Consumer Product | Non-Weatherized, Condensing Ga | 1763 | 273 |  | 06/15/2023 | 64473 | 207456127 | 06/22/2023
Nordyne, LLC | Broan | FG7TC-100D-V35CP | Federally-Regulated Consumer Product | Non-Weatherized, Condensing Ga | 1826 | 275 |  | 06/15/2023 | 64473 | 207456131 | 06/22/2023
Nordyne, LLC | Broan | KG7TC-120D-E45DP | Federally-Regulated Consumer Product | Non-Weatherized, Condensing Ga | 2160 | 290 |  | 06/15/2023 | 77603 | 207456136 | 06/22/2023
Nordyne, LLC | Broan | MG2S-045F2ABM* | Federally-Regulated Consumer Product | Mobile Home Non-Weatherized, C | 1603 | 352 |  | 05/25/2023 | 29516 | 203049587 | 06/22/2023
Nordyne, LLC | Broan | FG7SC-038*-T23AP | Federally-Regulated Consumer Product | Non-Weatherized, Condensing Ga | 1252 | 250 |  | 06/08/2023 | 37844 | 207456241 | 06/22/2023
Nordyne, LLC | Broan | KG7TC-080D-E35CP | Federally-Regulated Consumer Product | Non-Weatherized, Condensing Ga | 1686 | 269 |  | 06/15/2023 | 51925 | 207456117 | 06/22/2023
Nordyne, LLC | Broan | KG7SC-120*-T45D* | Federally-Regulated Consumer Product | Non-Weatherized, Condensing Ga | 2047 | 272 |  | 06/15/2023 | 120160 | 205147071 | 06/22/2023
Nordyne, LLC | Broan | FG7SC-120*-T45D* | Federally-Regulated Consumer Product | Non-Weatherized, Condensing Ga | 2047 | 272 |  | 06/22/2023 | 120160 | 205147068 | 06/22/2023
Nordyne, LLC | Broan | FG7TC-060D-V24BP | Federally-Regulated Consumer Product | Non-Weatherized, Condensing Ga | 1339 | 254 |  | 06/22/2023 | 38422 | 207456111 | 06/22/2023
Nordyne, LLC | Broan | FG7TC-080D-V35CP | Federally-Regulated Consumer Product | Non-Weatherized, Condensing Ga | 1873 | 277 |  | 06/22/2023 | 50261 | 207456121 | 06/22/2023
Nordyne, LLC | Broan | MG2S-072F2ABM* | Federally-Regulated Consumer Product | Mobile Home Non-Weatherized, C | 1565 | 350 |  | 06/22/2023 | 46903 | 203049612 | 06/22/2023
Nordyne, LLC | Broan | KG7SC-038*-T23AP | Federally-Regulated Consumer Product | Non-Weatherized, Condensing Ga | 1252 | 250 |  | 06/22/2023 | 37844 | 207456244 | 06/22/2023
Nordyne, LLC | Broan | MG2S-060F2ABM* | Federally-Regulated Consumer Product | Mobile Home Non-Weatherized, C | 1292 | 330 |  | 06/22/2023 | 39969 | 203049599 | 06/22/2023
Nordyne, LLC | Broan | KG7TC-060D-E24BP | Federally-Regulated Consumer Product | Non-Weatherized, Condensing Ga | 1222 | 249 |  | 06/22/2023 | 39014 | 207456107 | 06/22/2023
Nordyne, LLC | Broan | KG7TC-100D-E35CP | Federally-Regulated Consumer Product | Non-Weatherized, Condensing Ga | 1763 | 273 |  | 06/22/2023 | 64473 | 207456127 | 06/22/2023
Nordyne, LLC | Broan | FG7TC-100D-V35CP | Federally-Regulated Consumer Product | Non-Weatherized, Condensing Ga | 1826 | 275 |  | 06/22/2023 | 64473 | 207456131 | 06/22/2023
Nordyne, LLC | Broan | KG7TC-120D-E45DP | Federally-Regulated Consumer Product | Non-Weatherized, Condensing Ga | 2160 | 290 |  | 06/22/2023 | 77603 | 207456136 | 06/22/2023
Nordyne, LLC | Broan | MG2S-045F2ABM* | Federally-Regulated Consumer Product | Mobile Home Non-Weatherized, C | 1603 | 352 |  | 06/22/2023 | 29516 | 203049587 | 06/22/2023
Nordyne, LLC | Broan | FG7SC-038*-T23AP | Federally-Regulated Consumer Product | Non-Weatherized, Condensing Ga | 1252 | 250 |  | 06/22/2023 | 37844 | 207456241 | 06/22/2023
Nordyne, LLC | Moss Mechanical | KG7TC-120D-E45DP | Federally-Regulated Consumer Product | Non-Weatherized, Condensing Ga | 2160 | 290 |  | 06/15/2023 | 77603 | 208105467 | 06/22/2023
Nordyne, LLC | Moss Mechanical | FG7SC-108*-T45D* | Federally-Regulated Consumer Product | Non-Weatherized, Condensing Ga | 1956 | 281 |  | 06/15/2023 | 107378 | 208105419 | 06/22/2023
Nordyne, LLC | Moss Mechanical | FG7TC-120D-E45DP | Federally-Regulated Consumer Product | Non-Weatherized, Condensing Ga | 2160 | 290 |  | 06/15/2023 | 77603 | 208105508 | 06/22/2023
Nordyne, LLC | Moss Mechanical | FG7SC-038*-T23AP | Federally-Regulated Consumer Product | Non-Weatherized, Condensing Ga | 1252 | 250 | 250 | 06/08/2023 | 37844 | 208105489 | 06/22/2023
Nordyne, LLC | Moss Mechanical | FG7SC-054*-T24B* | Federally-Regulated Consumer Product | Non-Weatherized, Condensing Ga | 1537 | 263 | 263 | 06/08/2023 | 54478 | 208105413 | 06/22/2023
Nordyne, LLC | Moss Mechanical | KG7TC-100D-E35CP | Federally-Regulated Consumer Product | Non-Weatherized, Condensing Ga | 1763 | 273 |  | 06/15/2023 | 64473 | 208105465 | 06/22/2023
Nordyne, LLC | Moss Mechanical | KG7TC-080D-E35CP | Federally-Regulated Consumer Product | Non-Weatherized, Condensing Ga | 1686 | 269 |  | 06/15/2023 | 51925 | 208105463 | 06/22/2023
Nordyne, LLC | Moss Mechanical | FG7TC-060D-V24BP | Federally-Regulated Consumer Product | Non-Weatherized, Condensing Ga | 1339 | 254 |  | 06/15/2023 | 38422 | 208105462 | 06/22/2023
Nordyne, LLC | Moss Mechanical | FG7TC-100D-V35CP | Federally-Regulated Consumer Product | Non-Weatherized, Condensing Ga | 1826 | 275 |  | 06/15/2023 | 64473 | 208105466 | 06/22/2023
Nordyne, LLC | Moss Mechanical | KG7TC-060D-E24BP | Federally-Regulated Consumer Product | Non-Weatherized, Condensing Ga | 1222 | 249 |  | 06/15/2023 | 39014 | 208105461 | 06/22/2023
Nordyne, LLC | Moss Mechanical | FG7SC-120*-T45D* | Federally-Regulated Consumer Product | Non-Weatherized, Condensing Ga | 2047 | 272 |  | 06/15/2023 | 120160 | 208105416 | 06/22/2023
Nordyne, LLC | Moss Mechanical | FG7TC-080D-V35CP | Federally-Regulated Consumer Product | Non-Weatherized, Condensing Ga | 1873 | 277 |  | 06/15/2023 | 50261 | 208105464 | 06/22/2023
Nordyne, LLC | Moss Mechanical | FG7SC-072*-T35C* | Federally-Regulated Consumer Product | Non-Weatherized, Condensing Ga | 1360 | 255 |  | 06/15/2023 | 72522 | 208105421 | 06/22/2023
Nordyne, LLC | Moss Mechanical | KG7TC-120D-E45DP | Federally-Regulated Consumer Product | Non-Weatherized, Condensing Ga | 2160 | 290 |  | 06/22/2023 | 77603 | 208105467 | 06/22/2023
Nordyne, LLC | Moss Mechanical | FG7SC-108*-T45D* | Federally-Regulated Consumer Product | Non-Weatherized, Condensing Ga | 1956 | 281 |  | 06/22/2023 | 107378 | 208105419 | 06/22/2023
Nordyne, LLC | Moss Mechanical | FG7TC-120D-E45DP | Federally-Regulated Consumer Product | Non-Weatherized, Condensing Ga | 2160 | 290 |  | 06/22/2023 | 77603 | 208105508 | 06/22/2023
Nordyne, LLC | Moss Mechanical | FG7SC-038*-T23AP | Federally-Regulated Consumer Product | Non-Weatherized, Condensing Ga | 1252 | 250 |  | 06/22/2023 | 37844 | 208105489 | 06/22/2023
Nordyne, LLC | Moss Mechanical | FG7SC-054*-T24B* | Federally-Regulated Consumer Product | Non-Weatherized, Condensing Ga | 1537 | 263 |  | 06/22/2023 | 54478 | 208105413 | 06/22/2023
Nordyne, LLC | Moss Mechanical | KG7TC-100D-E35CP | Federally-Regulated Consumer Product | Non-Weatherized, Condensing Ga | 1763 | 273 |  | 06/22/2023 | 64473 | 208105465 | 06/22/2023
Nordyne, LLC | Moss Mechanical | KG7TC-080D-E35CP | Federally-Regulated Consumer Product | Non-Weatherized, Condensing Ga | 1686 | 269 |  | 06/22/2023 | 51925 | 208105463 | 06/22/2023
Nordyne, LLC | Moss Mechanical | FG7TC-060D-V24BP | Federally-Regulated Consumer Product | Non-Weatherized, Condensing Ga | 1339 | 254 |  | 06/22/2023 | 38422 | 208105462 | 06/22/2023
Nordyne, LLC | Moss Mechanical | FG7TC-100D-V35CP | Federally-Regulated Consumer Product | Non-Weatherized, Condensing Ga | 1826 | 275 |  | 06/22/2023 | 64473 | 208105466 | 06/22/2023
Nordyne, LLC | Moss Mechanical | KG7TC-060D-E24BP | Federally-Regulated Consumer Product | Non-Weatherized, Condensing Ga | 1222 | 249 |  | 06/22/2023 | 39014 | 208105461 | 06/22/2023
Nordyne, LLC | Moss Mechanical | FG7SC-120*-T45D* | Federally-Regulated Consumer Product | Non-Weatherized, Condensing Ga | 2047 | 272 |  | 06/22/2023 | 120160 | 208105416 | 06/22/2023
Nordyne, LLC | Moss Mechanical | FG7TC-080D-V35CP | Federally-Regulated Consumer Product | Non-Weatherized, Condensing Ga | 1873 | 277 |  | 06/22/2023 | 50261 | 208105464 | 06/22/2023
Nordyne, LLC | Moss Mechanical | FG7SC-072*-T35C* | Federally-Regulated Consumer Product | Non-Weatherized, Condensing Ga | 1360 | 255 |  | 06/22/2023 | 72522 | 208105421 | 06/22/2023
Allied Air | ROYALTON | 96G2UH110CV20-* | Federally-Regulated Consumer Product | Non-Weatherized, Condensing Ga | 2083 | 287 |  | 11/18/2020 | 71341 | 204718995 | 06/22/2023
Allied Air | ROYALTON | 96G1UH110CE20-* | Federally-Regulated Consumer Product | Non-Weatherized, Condensing Ga | 2018 | 284 |  | 11/18/2020 | 110619 | 202361259 | 06/22/2023
Allied Air | ROYALTON | 96G1UH045BE12-* | Federally-Regulated Consumer Product | Non-Weatherized, Condensing Ga | 1284 | 251 |  | 11/18/2020 | 44162 | 202361256 | 06/22/2023
Allied Air | ROYALTON | 80G1UH040AE12X-* | Federally-Regulated Consumer Product | Non-Weatherized, Non-Condensin | 1275 | 238 |  | 11/18/2020 | 40344 | 202361239 | 06/22/2023
Allied Air | ROYALTON | 80G2UH110CV20-* | Federally-Regulated Consumer Product | Non-Weatherized, Non-Condensin | 2230 | 280 |  | 11/18/2020 | 72566 | 202361567 | 06/22/2023
Allied Air | ROYALTON | 80G1UH070AE12** | Federally-Regulated Consumer Product | Non-Weatherized, Non-Condensin | 1317 | 240 |  | 11/18/2020 | 65588 | 204719222 | 06/22/2023
Allied Air | ROYALTON | 96G1UH090CE16-* | Federally-Regulated Consumer Product | Non-Weatherized, Condensing Ga | 1566 | 264 |  | 11/18/2020 | 87748 | 202361258 | 06/22/2023
Allied Air | ROYALTON | 80G1DF090BE16** | Federally-Regulated Consumer Product | Non-Weatherized, Non-Condensin | 1639 | 254 |  | 11/18/2020 | 87767 | 202361563 | 06/22/2023
Allied Air | ROYALTON | 80G1UH080BE16X-* | Federally-Regulated Consumer Product | Non-Weatherized, Non-Condensin | 1656 | 255 |  | 11/18/2020 | 79712 | 202361241 | 06/22/2023
Allied Air | ROYALTON | 96G1DF070BE16-* | Federally-Regulated Consumer Product | Non-Weatherized, Condensing Ga | 1473 | 260 |  | 11/18/2020 | 66322 | 202361261 | 06/22/2023
Allied Air | ROYALTON | 80G1UH090BE16** | Federally-Regulated Consumer Product | Non-Weatherized, Non-Condensin | 1628 | 254 |  | 11/18/2020 | 87272 | 202361557 | 06/22/2023
Allied Air | ROYALTON | 80G2UH070AV12-* | Federally-Regulated Consumer Product | Non-Weatherized, Non-Condensin | 1336 | 241 |  | 11/18/2020 | 43159 | 202361565 | 06/22/2023
Allied Air | ROYALTON | 96G1UH070BE12-* | Federally-Regulated Consumer Product | Non-Weatherized, Condensing Ga | 1298 | 252 |  | 11/18/2020 | 65683 | 202361257 | 06/22/2023
Allied Air | ROYALTON | 80G1DF110CE20** | Federally-Regulated Consumer Product | Non-Weatherized, Non-Condensin | 2147 | 276 |  | 11/18/2020 | 111057 | 202361564 | 06/22/2023
Allied Air | ROYALTON | 80G1UH090CE20** | Federally-Regulated Consumer Product | Non-Weatherized, Non-Condensin | 2081 | 274 |  | 11/18/2020 | 87931 | 202361558 | 06/22/2023
Allied Air | ROYALTON | 80G2UH090BV16-* | Federally-Regulated Consumer Product | Non-Weatherized, Non-Condensin | 1811 | 262 |  | 11/18/2020 | 57033 | 202361566 | 06/22/2023
Allied Air | ROYALTON | 96G1DF045BE12-* | Federally-Regulated Consumer Product | Non-Weatherized, Condensing Ga | 1250 | 250 |  | 11/18/2020 | 44206 | 202361260 | 06/22/2023
Allied Air | ROYALTON | 96G2UH070BV12-* | Federally-Regulated Consumer Product | Non-Weatherized, Condensing Ga | 1413 | 257 |  | 11/18/2020 | 43058 | 204718992 | 06/22/2023
Allied Air | ROYALTON | 96G2UH090CV20-* | Federally-Regulated Consumer Product | Non-Weatherized, Condensing Ga | 2215 | 292 |  | 11/18/2020 | 56766 | 204718994 | 06/22/2023
Allied Air | ROYALTON | 96G1DF090CE16-* | Federally-Regulated Consumer Product | Non-Weatherized, Condensing Ga | 1542 | 263 |  | 11/18/2020 | 88229 | 202361262 | 06/22/2023
Allied Air | ROYALTON | 80G1DF070BE12** | Federally-Regulated Consumer Product | Non-Weatherized, Non-Condensin | 1369 | 242 |  | 11/18/2020 | 66107 | 202361562 | 06/22/2023
Allied Air | ROYALTON | 80G1UH070BE12** | Federally-Regulated Consumer Product | Non-Weatherized, Non-Condensin | 1361 | 242 |  | 11/18/2020 | 65645 | 202361556 | 06/22/2023
Allied Air | ROYALTON | 96G2UH090CV12-* | Federally-Regulated Consumer Product | Non-Weatherized, Condensing Ga | 1395 | 256 |  | 11/18/2020 | 57347 | 204718993 | 06/22/2023
Allied Air | ROYALTON | 96G2UH135DV20-* | Federally-Regulated Consumer Product | Non-Weatherized, Condensing Ga | 2135 | 289 |  | 11/18/2020 | 86786 | 204718996 | 06/22/2023
Allied Air | ROYALTON | 96G2UH045BV12-* | Federally-Regulated Consumer Product | Non-Weatherized, Condensing Ga | 1310 | 253 |  | 11/18/2020 | 28806 | 204718991 | 06/22/2023
Allied Air | ROYALTON | 96G2DF070BV16-* | Federally-Regulated Consumer Product | Non-Weatherized, Condensing Ga | 1882 | 278 |  | 11/18/2020 | 43013 | 204718997 | 06/22/2023
Allied Air | ROYALTON | 80G1UH100CE20X-* | Federally-Regulated Consumer Product | Non-Weatherized, Non-Condensin | 2027 | 271 |  | 11/18/2020 | 98944 | 202361242 | 06/22/2023
Lennox Industries Inc. | Century | GUH96C045B3M | Federally-Regulated Consumer Product | Non-Weatherized, Condensing Ga | 1284 | 251 |  | 05/25/2023 | 44162 | 212396510 | 06/22/2023
Lennox Industries Inc. | Century | GDD96C070B4M | Federally-Regulated Consumer Product | Non-Weatherized, Condensing Ga | 1473 | 260 |  | 05/25/2023 | 66322 | 212396522 | 06/22/2023
Lennox Industries Inc. | Century | GDD96C045B3M | Federally-Regulated Consumer Product | Non-Weatherized, Condensing Ga | 1250 | 250 |  | 05/25/2023 | 44206 | 212396520 | 06/22/2023
Lennox Industries Inc. | Century | GDD96C110C5M | Federally-Regulated Consumer Product | Non-Weatherized, Condensing Ga | 2033 | 284 |  | 05/25/2023 | 111365 | 212396526 | 06/22/2023
Lennox Industries Inc. | Century | GDD96C090C4M | Federally-Regulated Consumer Product | Non-Weatherized, Condensing Ga | 1542 | 263 |  | 05/25/2023 | 88229 | 212396524 | 06/22/2023
Lennox Industries Inc. | Century | GUH96C070B3M | Federally-Regulated Consumer Product | Non-Weatherized, Condensing Ga | 1298 | 252 |  | 05/25/2023 | 65683 | 212396512 | 06/22/2023
Lennox Industries Inc. | Century | GUH96C110C5M | Federally-Regulated Consumer Product | Non-Weatherized, Condensing Ga | 2018 | 284 |  | 05/25/2023 | 110619 | 212396516 | 06/22/2023
Lennox Industries Inc. | Century | GUH80X060A3M-* | Federally-Regulated Consumer Product | Non-Weatherized, Non-Condensin | 1277 | 238 |  | 05/25/2023 | 59863 | 211899382 | 06/22/2023
Lennox Industries Inc. | Century | GUH96C135D5M | Federally-Regulated Consumer Product | Non-Weatherized, Condensing Ga | 2388 | 300 |  | 05/25/2023 | 132320 | 212396518 | 06/22/2023
Lennox Industries Inc. | Century | GUH96C090C4M | Federally-Regulated Consumer Product | Non-Weatherized, Condensing Ga | 1566 | 264 |  | 05/25/2023 | 87748 | 212396514 | 06/22/2023
Allied Air | ROYALTON | 96G2UH110CV20-* | Federally-Regulated Consumer Product | Non-Weatherized, Condensing Ga | 2083 | 287 |  | 06/22/2023 | 71341 | 204718995 | 06/22/2023
Allied Air | ROYALTON | 96G1UH110CE20-* | Federally-Regulated Consumer Product | Non-Weatherized, Condensing Ga | 2018 | 284 |  | 06/22/2023 | 110619 | 202361259 | 06/22/2023
Allied Air | ROYALTON | 96G1UH045BE12-* | Federally-Regulated Consumer Product | Non-Weatherized, Condensing Ga | 1284 | 251 |  | 06/22/2023 | 44162 | 202361256 | 06/22/2023
Allied Air | ROYALTON | 80G1UH040AE12X-* | Federally-Regulated Consumer Product | Non-Weatherized, Non-Condensin | 1275 | 238 |  | 06/22/2023 | 40344 | 202361239 | 06/22/2023
Allied Air | ROYALTON | 80G2UH110CV20-* | Federally-Regulated Consumer Product | Non-Weatherized, Non-Condensin | 2230 | 280 |  | 06/22/2023 | 72566 | 202361567 | 06/22/2023
Allied Air | ROYALTON | 80G1UH070AE12** | Federally-Regulated Consumer Product | Non-Weatherized, Non-Condensin | 1317 | 240 |  | 06/22/2023 | 65588 | 204719222 | 06/22/2023
Allied Air | ROYALTON | 96G1UH090CE16-* | Federally-Regulated Consumer Product | Non-Weatherized, Condensing Ga | 1566 | 264 |  | 06/22/2023 | 87748 | 202361258 | 06/22/2023
Allied Air | ROYALTON | 80G1DF090BE16** | Federally-Regulated Consumer Product | Non-Weatherized, Non-Condensin | 1639 | 254 |  | 06/22/2023 | 87767 | 202361563 | 06/22/2023
Allied Air | ROYALTON | 80G1UH080BE16X-* | Federally-Regulated Consumer Product | Non-Weatherized, Non-Condensin | 1656 | 255 |  | 06/22/2023 | 79712 | 202361241 | 06/22/2023
Allied Air | ROYALTON | 96G1DF070BE16-* | Federally-Regulated Consumer Product | Non-Weatherized, Condensing Ga | 1473 | 260 |  | 06/22/2023 | 66322 | 202361261 | 06/22/2023
Allied Air | ROYALTON | 80G1UH090BE16** | Federally-Regulated Consumer Product | Non-Weatherized, Non-Condensin | 1628 | 254 |  | 06/22/2023 | 87272 | 202361557 | 06/22/2023
Allied Air | ROYALTON | 80G2UH070AV12-* | Federally-Regulated Consumer Product | Non-Weatherized, Non-Condensin | 1336 | 241 |  | 06/22/2023 | 43159 | 202361565 | 06/22/2023
Allied Air | ROYALTON | 96G1UH070BE12-* | Federally-Regulated Consumer Product | Non-Weatherized, Condensing Ga | 1298 | 252 |  | 06/22/2023 | 65683 | 202361257 | 06/22/2023
Allied Air | ROYALTON | 80G1DF110CE20** | Federally-Regulated Consumer Product | Non-Weatherized, Non-Condensin | 2147 | 276 |  | 06/22/2023 | 111057 | 202361564 | 06/22/2023
Allied Air | ROYALTON | 80G1UH090CE20** | Federally-Regulated Consumer Product | Non-Weatherized, Non-Condensin | 2081 | 274 |  | 06/22/2023 | 87931 | 202361558 | 06/22/2023
Allied Air | ROYALTON | 80G2UH090BV16-* | Federally-Regulated Consumer Product | Non-Weatherized, Non-Condensin | 1811 | 262 |  | 06/22/2023 | 57033 | 202361566 | 06/22/2023
Allied Air | ROYALTON | 96G1DF045BE12-* | Federally-Regulated Consumer Product | Non-Weatherized, Condensing Ga | 1250 | 250 |  | 06/22/2023 | 44206 | 202361260 | 06/22/2023
Allied Air | ROYALTON | 96G2UH070BV12-* | Federally-Regulated Consumer Product | Non-Weatherized, Condensing Ga | 1413 | 257 |  | 06/22/2023 | 43058 | 204718992 | 06/22/2023
Allied Air | ROYALTON | 96G2UH090CV20-* | Federally-Regulated Consumer Product | Non-Weatherized, Condensing Ga | 2215 | 292 |  | 06/22/2023 | 56766 | 204718994 | 06/22/2023
Allied Air | ROYALTON | 96G1DF090CE16-* | Federally-Regulated Consumer Product | Non-Weatherized, Condensing Ga | 1542 | 263 |  | 06/22/2023 | 88229 | 202361262 | 06/22/2023
Allied Air | ROYALTON | 80G1DF070BE12** | Federally-Regulated Consumer Product | Non-Weatherized, Non-Condensin | 1369 | 242 |  | 06/22/2023 | 66107 | 202361562 | 06/22/2023
Allied Air | ROYALTON | 80G1UH070BE12** | Federally-Regulated Consumer Product | Non-Weatherized, Non-Condensin | 1361 | 242 |  | 06/22/2023 | 65645 | 202361556 | 06/22/2023
Allied Air | ROYALTON | 96G2UH090CV12-* | Federally-Regulated Consumer Product | Non-Weatherized, Condensing Ga | 1395 | 256 |  | 06/22/2023 | 57347 | 204718993 | 06/22/2023
Allied Air | ROYALTON | 96G2UH135DV20-* | Federally-Regulated Consumer Product | Non-Weatherized, Condensing Ga | 2135 | 289 |  | 06/22/2023 | 86786 | 204718996 | 06/22/2023
Allied Air | ROYALTON | 96G2UH045BV12-* | Federally-Regulated Consumer Product | Non-Weatherized, Condensing Ga | 1310 | 253 |  | 06/22/2023 | 28806 | 204718991 | 06/22/2023
Allied Air | ROYALTON | 96G2DF070BV16-* | Federally-Regulated Consumer Product | Non-Weatherized, Condensing Ga | 1882 | 278 |  | 06/22/2023 | 43013 | 204718997 | 06/22/2023
Allied Air | ROYALTON | 80G1UH100CE20X-* | Federally-Regulated Consumer Product | Non-Weatherized, Non-Condensin | 2027 | 271 |  | 06/22/2023 | 98944 | 202361242 | 06/22/2023
Lennox Industries Inc. | Century | GUH96C045B3M | Federally-Regulated Consumer Product | Non-Weatherized, Condensing Ga | 1284 | 251 |  | 06/22/2023 | 44162 | 212396510 | 06/22/2023
Lennox Industries Inc. | Century | GDD96C070B4M | Federally-Regulated Consumer Product | Non-Weatherized, Condensing Ga | 1473 | 260 |  | 06/22/2023 | 66322 | 212396522 | 06/22/2023
Lennox Industries Inc. | Century | GDD96C045B3M | Federally-Regulated Consumer Product | Non-Weatherized, Condensing Ga | 1250 | 250 |  | 06/22/2023 | 44206 | 212396520 | 06/22/2023
Lennox Industries Inc. | Century | GDD96C110C5M | Federally-Regulated Consumer Product | Non-Weatherized, Condensing Ga | 2033 | 284 |  | 06/22/2023 | 111365 | 212396526 | 06/22/2023
Lennox Industries Inc. | Century | GDD96C090C4M | Federally-Regulated Consumer Product | Non-Weatherized, Condensing Ga | 1542 | 263 |  | 06/22/2023 | 88229 | 212396524 | 06/22/2023
Lennox Industries Inc. | Century | GUH96C070B3M | Federally-Regulated Consumer Product | Non-Weatherized, Condensing Ga | 1298 | 252 |  | 06/22/2023 | 65683 | 212396512 | 06/22/2023
Lennox Industries Inc. | Century | GUH96C110C5M | Federally-Regulated Consumer Product | Non-Weatherized, Condensing Ga | 2018 | 284 |  | 06/22/2023 | 110619 | 212396516 | 06/22/2023
Lennox Industries Inc. | Century | GUH80X060A3M-* | Federally-Regulated Consumer Product | Non-Weatherized, Non-Condensin | 1277 | 238 |  | 06/22/2023 | 59863 | 211899382 | 06/22/2023